## btap_data
| index | success | eplus_warnings | eplus_severes | eplus_fatals | simulation_time | :os_standards_branch | :btap_costing_branch | :os_version | simulation_btap_data_version | simulation_date | simulation_os_standards_revision | simulation_os_standards_version | run_options | :analysis_name | :analysis_id | :datapoint_id | :template | :building_type | :primary_heating_fuel | energy_principal_heating_source | :epw_file | :algorithm_type | :no_of_threads | :dcv_type | :lights_type | :ecm_system_name | :erv_package | :ext_wall_cond | :ext_floor_cond | :ext_roof_cond | :fixed_window_cond | :lights_scale | :daylighting_type | :boiler_eff | :furnace_eff | :shw_eff | :ground_wall_cond | :ground_floor_cond | :ground_roof_cond | :door_construction_cond | :glass_door_cond | :overhead_door_cond | :skylight_cond | :glass_door_solar_trans | :fixed_wind_solar_trans | :skylight_solar_trans | :fdwr_set | :srr_set | :rotation_degrees | :scale_x | :scale_y | :scale_z | :pv_ground_type | :pv_ground_total_area_pv_panels_m2 | :pv_ground_tilt_angle | :pv_ground_azimuth_angle | :pv_ground_module_description | :adv_dx_units | :nv_type | :nv_opening_fraction | :nv_temp_out_min | :nv_delta_temp_in_out | :chiller_type | :occupancy_loads_scale | :electrical_loads_scale | :oa_scale | :infiltration_scale | :airloop_economizer_type | :compute_environment | :s3_bucket | :image_name | :nocache | :run_annual_simulation | :enable_costing | :kill_database | :scenario | heating_peak_w_per_m_sq | cooling_peak_w_per_m_sq | bc_step_code_tedi_kwh_per_m_sq | bc_step_code_meui_kwh_per_m_sq | bldg_conditioned_floor_area_m_sq | bldg_exterior_area_m_sq | bldg_fdwr | bldg_name | bldg_nominal_floor_to_ceiling_height | bldg_nominal_floor_to_floor_height | bldg_srr | bldg_standards_building_type | bldg_standards_number_of_above_ground_stories | bldg_standards_number_of_living_units | bldg_standards_number_of_stories | bldg_standards_template | bldg_surface_to_volume_ratio | bldg_volume_m_cu | cost_equipment_envelope_total_cost_per_m_sq | cost_equipment_heating_and_cooling_total_cost_per_m_sq | cost_equipment_lighting_total_cost_per_m_sq | cost_equipment_shw_total_cost_per_m_sq | cost_equipment_total_cost_per_m_sq | cost_equipment_ventilation_total_cost_per_m_sq | cost_rs_means_city | cost_rs_means_prov | cost_utility_ghg_electricity_kg_per_m_sq | cost_utility_ghg_natural gas_kg_per_m_sq | cost_utility_ghg_oil_kg_per_m_sq | cost_utility_ghg_total_kg_per_m_sq | cost_utility_neb_electricity_cost_per_m_sq | cost_utility_neb_natural gas_cost_per_m_sq | cost_utility_neb_oil_cost_per_m_sq | cost_utility_neb_total_cost_per_m_sq | energy_eui_additional_fuel_gj_per_m_sq | energy_eui_cooling_gj_per_m_sq | energy_eui_district_cooling_gj_per_m_sq | energy_eui_district_heating_gj_per_m_sq | energy_eui_electricity_gj_per_m_sq | energy_eui_fans_gj_per_m_sq | energy_eui_heat recovery_gj_per_m_sq | energy_eui_heating_gj_per_m_sq | energy_eui_interior equipment_gj_per_m_sq | energy_eui_interior lighting_gj_per_m_sq | energy_eui_natural_gas_gj_per_m_sq | energy_eui_pumps_gj_per_m_sq | energy_eui_total_gj_per_m_sq | energy_eui_water systems_gj_per_m_sq | energy_peak_electric_w_per_m_sq | energy_peak_natural_gas_w_per_m_sq | env_fdwr | env_ground_floors_average_conductance-w_per_m_sq_k | env_ground_roofs_average_conductance-w_per_m_sq_k | env_ground_walls_average_conductance-w_per_m_sq_k | env_outdoor_doors_average_conductance-w_per_m_sq_k | env_outdoor_floors_average_conductance-w_per_m_sq_k | env_outdoor_overhead_doors_average_conductance-w_per_m_sq_k | env_outdoor_roofs_average_conductance-w_per_m_sq_k | env_outdoor_walls_average_conductance-w_per_m_sq_k | env_outdoor_windows_average_conductance-w_per_m_sq_k | env_skylights_average_conductance-w_per_m_sq_k | env_srr | location_city | location_country | location_epw_cdd | location_epw_hdd | location_latitude | location_longitude | location_necb_climate_zone | location_necb_hdd | location_state_province_region | location_weather_file | net_site_eui_gj_per_m_sq | peak_cooling_load_w_per_m_sq_necb | peak_heating_load_w_per_m_sq_necb | phius_annual_cooling_demand_kwh_per_m_sq | phius_annual_heating_demand_kwh_per_m_sq | phius_necb_meet_cooling_demand | phius_necb_meet_cooling_peak_load | phius_necb_meet_heating_demand | phius_necb_meet_heating_peak_load | phius_peak_cooling_load_w_per_m_sq | phius_peak_heating_load_w_per_m_sq | shw_additional_fuel_per_year | shw_electricity_per_day | shw_electricity_per_day_per_occupant | shw_electricity_per_year | shw_natural_gas_per_year | shw_total_nominal_occupancy | shw_water_m_cu_per_day | shw_water_m_cu_per_day_per_occupant | shw_water_m_cu_per_year | energy_eui_heat rejection_gj_per_m_sq | total_site_eui_gj_per_m_sq | unmet_hours_cooling | unmet_hours_cooling_during_occupied | unmet_hours_heating | unmet_hours_heating_during_occupied | container_output | datapoint_output_url | :btap_batch_version | container_error | docker_command | baseline_savings_energy_cost_per_m_sq | baseline_difference_cost_equipment_total_cost_per_m_sq | baseline_simple_payback_years | baseline_peak_electric_percent_better | baseline_energy_percent_better | baseline_necb_tier | baseline_ghg_percent_better
0 |  | TRUE | 88 | 0 | 0 | 529.5536 |  |  |  | 0.1 | 2021-09-22 20:04:01 +0000 | 438c2ebff | 0.2.14 | :adv_dx_units: NECB_Default :airloop_economizer_type: NECB_Default :algorithm_type: parametric :analysis_id: reference :analysis_name: reference :boiler_eff: NECB_Default :btap_batch_version: 1.0.002 :building_type: SmallOffice :chiller_type: NECB_Default :compute_environment: aws_batch :datapoint_id: de2bdecb-f056-4ea3-8f94-58119afb33f5 :daylighting_type: NECB_Default :dcv_type: NECB_Default :door_construction_cond: NECB_Default :ecm_system_name: NECB_Default :electrical_loads_scale: NECB_Default :enable_costing: true :epw_file: CAN_QC_Montreal-Trudeau.Intl.AP.716270_CWEC2016.epw :erv_package: NECB_Default :ext_floor_cond: NECB_Default :ext_roof_cond: NECB_Default :ext_wall_cond: NECB_Default :fdwr_set: NECB_Default :fixed_wind_solar_trans: NECB_Default :fixed_window_cond: NECB_Default :furnace_eff: NECB_Default :glass_door_cond: NECB_Default :glass_door_solar_trans: NECB_Default :ground_floor_cond: NECB_Default :ground_roof_cond: NECB_Default :ground_wall_cond: NECB_Default :image_name: btap_private_cli :infiltration_scale: NECB_Default :lights_scale: NECB_Default :lights_type: NECB_Default :nv_delta_temp_in_out: NECB_Default :nv_opening_fraction: NECB_Default :nv_temp_out_min: NECB_Default :nv_type: NECB_Default :oa_scale: NECB_Default :occupancy_loads_scale: NECB_Default :output_meters: [] :output_variables: [] :overhead_door_cond: NECB_Default :primary_heating_fuel: Electricity :pv_ground_azimuth_angle: NECB_Default :pv_ground_module_description: NECB_Default :pv_ground_tilt_angle: NECB_Default :pv_ground_total_area_pv_panels_m2: NECB_Default :pv_ground_type: NECB_Default :rotation_degrees: NECB_Default :run_annual_simulation: true :s3_bucket: '834599497928' :scale_x: NECB_Default :scale_y: NECB_Default :scale_z: NECB_Default :shw_eff: NECB_Default :skylight_cond: NECB_Default :skylight_solar_trans: NECB_Default :srr_set: NECB_Default :template: BTAPPRE1980 | reference | reference | de2bdecb-f056-4ea3-8f94-58119afb33f5 | BTAPPRE1980 | SmallOffice | Electricity | Electricity | CAN_QC_Montreal-Trudeau.Intl.AP.716270_CWEC2016.epw | parametric |  | NECB_Default | NECB_Default | NECB_Default | NECB_Default | NECB_Default | NECB_Default | NECB_Default | NECB_Default | NECB_Default | NECB_Default | NECB_Default | NECB_Default | NECB_Default | NECB_Default | NECB_Default | NECB_Default | NECB_Default | NECB_Default | NECB_Default | NECB_Default | NECB_Default | NECB_Default | NECB_Default | NECB_Default | NECB_Default | NECB_Default | NECB_Default | NECB_Default | NECB_Default | NECB_Default | NECB_Default | NECB_Default | NECB_Default | NECB_Default | NECB_Default | NECB_Default | NECB_Default | NECB_Default | NECB_Default | NECB_Default | NECB_Default | NECB_Default | NECB_Default | NECB_Default | NECB_Default | aws_batch | 834599497928 | btap_private_cli |  | TRUE | TRUE |  |  | 88.3646 | 25.9932 | 85.3234 | 136.2261 | 511.16 | 937.0967 | 21.2 | SmallOffice |  |  | 0 | SmallOffice | 1 |  | 1 | BTAPPRE1980 | 0.39751 | 2357.444 | 0.86155 | 20.504 | 64.9433 | 22.213 | 397.0113 | 288.4894 | MONTREAL | QUEBEC | 0.27827 | 0 | 0 | 0.27827 | 17.7229 | 0 | 0 | 17.7229 | 0 | 0.042629 | 0 | 0 | 0.71606 | 0.093845 | 0 | 0.30716 | 0.099949 | 0.12569 | 0 | 0 | 0.71606 | 0.046776 | 112.3053 | 0 | 21.2 | 0.678 |  |  | 2.95 | 3.822 |  | 0.267 | 0.823 | 2.95 |  | 0 | Montreal-Trudeau Intl AP | CAN | 323 | 4090 | 45.471 | -73.741 | 6 | 4400 | QC | CAN_QC_Montreal-Trudeau.Intl.AP.716270_CWEC2016.epw | 0.71608 | 25.9932 | 88.3646 | 6.9749 | 18.2964 | FALSE | FALSE | FALSE | FALSE | 10.6896 | 14.2758 | 0 | 0.065417 | 0.002557 | 23.91 | 0 | 25.5836 | 0.30213 | 0.01181 | 110.43 | 0 | 0.71606 | 4.67 | 2.83 | 0 | 0 |  | https://s3.console.aws.amazon.com/s3/buckets/834599497928?region=ca-central-1&prefix=phylroy.lopez/reference/reference/output/de2bdecb-f056-4ea3-8f94-58119afb33f5/ | 1.0.002
1 |  | TRUE | 85 | 0 | 0 | 529.2414 |  |  |  | 0.1 | 2021-09-22 20:04:10 +0000 | 438c2ebff | 0.2.14 | :adv_dx_units: NECB_Default :airloop_economizer_type: NECB_Default :algorithm_type: parametric :analysis_id: reference :analysis_name: reference :boiler_eff: NECB_Default :btap_batch_version: 1.0.002 :building_type: SmallOffice :chiller_type: NECB_Default :compute_environment: aws_batch :datapoint_id: 1c3d04fb-acd6-4fb1-89c6-dab0e1ee9832 :daylighting_type: NECB_Default :dcv_type: NECB_Default :door_construction_cond: NECB_Default :ecm_system_name: NECB_Default :electrical_loads_scale: NECB_Default :enable_costing: true :epw_file: CAN_BC_Vancouver.Intl.AP.718920_CWEC2016.epw :erv_package: NECB_Default :ext_floor_cond: NECB_Default :ext_roof_cond: NECB_Default :ext_wall_cond: NECB_Default :fdwr_set: NECB_Default :fixed_wind_solar_trans: NECB_Default :fixed_window_cond: NECB_Default :furnace_eff: NECB_Default :glass_door_cond: NECB_Default :glass_door_solar_trans: NECB_Default :ground_floor_cond: NECB_Default :ground_roof_cond: NECB_Default :ground_wall_cond: NECB_Default :image_name: btap_private_cli :infiltration_scale: NECB_Default :lights_scale: NECB_Default :lights_type: NECB_Default :nv_delta_temp_in_out: NECB_Default :nv_opening_fraction: NECB_Default :nv_temp_out_min: NECB_Default :nv_type: NECB_Default :oa_scale: NECB_Default :occupancy_loads_scale: NECB_Default :output_meters: [] :output_variables: [] :overhead_door_cond: NECB_Default :primary_heating_fuel: Electricity :pv_ground_azimuth_angle: NECB_Default :pv_ground_module_description: NECB_Default :pv_ground_tilt_angle: NECB_Default :pv_ground_total_area_pv_panels_m2: NECB_Default :pv_ground_type: NECB_Default :rotation_degrees: NECB_Default :run_annual_simulation: true :s3_bucket: '834599497928' :scale_x: NECB_Default :scale_y: NECB_Default :scale_z: NECB_Default :shw_eff: NECB_Default :skylight_cond: NECB_Default :skylight_solar_trans: NECB_Default :srr_set: NECB_Default :template: BTAPPRE1980 | reference | reference | 1c3d04fb-acd6-4fb1-89c6-dab0e1ee9832 | BTAPPRE1980 | SmallOffice | Electricity | Electricity | CAN_BC_Vancouver.Intl.AP.718920_CWEC2016.epw | parametric |  | NECB_Default | NECB_Default | NECB_Default | NECB_Default | NECB_Default | NECB_Default | NECB_Default | NECB_Default | NECB_Default | NECB_Default | NECB_Default | NECB_Default | NECB_Default | NECB_Default | NECB_Default | NECB_Default | NECB_Default | NECB_Default | NECB_Default | NECB_Default | NECB_Default | NECB_Default | NECB_Default | NECB_Default | NECB_Default | NECB_Default | NECB_Default | NECB_Default | NECB_Default | NECB_Default | NECB_Default | NECB_Default | NECB_Default | NECB_Default | NECB_Default | NECB_Default | NECB_Default | NECB_Default | NECB_Default | NECB_Default | NECB_Default | NECB_Default | NECB_Default | NECB_Default | NECB_Default | aws_batch | 834599497928 | btap_private_cli |  | TRUE | TRUE |  |  | 51.5418 | 13.0005 | 44.0882 | 81.1227 | 511.16 | 937.0967 | 21.2 | SmallOffice |  |  | 0 | SmallOffice | 1 |  | 1 | BTAPPRE1980 | 0.39751 | 2357.444 | 0.94031 | 15.7236 | 63.3239 | 22.3124 | 338.3357 | 236.0355 | VANCOUVER | BRITISH COLUMBIA | 1.4671 | 0 | 0 | 1.4671 | 14.6505 | 0 | 0 | 14.6505 | 0 | 0.0224 | 0 | 0 | 0.51769 | 0.066672 | 0 | 0.15872 | 0.099949 | 0.12569 | 0 | 0 | 0.51769 | 0.044252 | 66.7846 | 0 | 21.2 | 0.678 |  |  | 4.09 | 3.822 |  | 0.363 | 0.994 | 4.09 |  | 0 | Vancouver Intl AP | CAN | 42 | 2797 | 49.195 | -123.184 | 4 | 2800 | BC | CAN_BC_Vancouver.Intl.AP.718920_CWEC2016.epw | 0.51769 | 13.0005 | 51.5418 | 3.9408 | 17.8876 | FALSE | FALSE | FALSE | FALSE | 7.9665 | 7.0201 | 0 | 0.061888 | 0.002419 | 22.62 | 0 | 25.5836 | 0.30213 | 0.01181 | 110.43 | 0 | 0.51769 | 2.67 | 1.33 | 0 | 0 |  | https://s3.console.aws.amazon.com/s3/buckets/834599497928?region=ca-central-1&prefix=phylroy.lopez/reference/reference/output/1c3d04fb-acd6-4fb1-89c6-dab0e1ee9832/ | 1.0.002
2 |  | TRUE | 85 | 0 | 0 | 528.7201 |  |  |  | 0.1 | 2021-09-22 20:04:26 +0000 | 438c2ebff | 0.2.14 | :adv_dx_units: NECB_Default :airloop_economizer_type: NECB_Default :algorithm_type: parametric :analysis_id: reference :analysis_name: reference :boiler_eff: NECB_Default :btap_batch_version: 1.0.002 :building_type: SmallOffice :chiller_type: NECB_Default :compute_environment: aws_batch :datapoint_id: 10280e35-0579-4bfb-afa6-11c6910fe3c6 :daylighting_type: NECB_Default :dcv_type: NECB_Default :door_construction_cond: NECB_Default :ecm_system_name: NECB_Default :electrical_loads_scale: NECB_Default :enable_costing: true :epw_file: CAN_YT_Whitehorse.Intl.AP.719640_CWEC2016.epw :erv_package: NECB_Default :ext_floor_cond: NECB_Default :ext_roof_cond: NECB_Default :ext_wall_cond: NECB_Default :fdwr_set: NECB_Default :fixed_wind_solar_trans: NECB_Default :fixed_window_cond: NECB_Default :furnace_eff: NECB_Default :glass_door_cond: NECB_Default :glass_door_solar_trans: NECB_Default :ground_floor_cond: NECB_Default :ground_roof_cond: NECB_Default :ground_wall_cond: NECB_Default :image_name: btap_private_cli :infiltration_scale: NECB_Default :lights_scale: NECB_Default :lights_type: NECB_Default :nv_delta_temp_in_out: NECB_Default :nv_opening_fraction: NECB_Default :nv_temp_out_min: NECB_Default :nv_type: NECB_Default :oa_scale: NECB_Default :occupancy_loads_scale: NECB_Default :output_meters: [] :output_variables: [] :overhead_door_cond: NECB_Default :primary_heating_fuel: Electricity :pv_ground_azimuth_angle: NECB_Default :pv_ground_module_description: NECB_Default :pv_ground_tilt_angle: NECB_Default :pv_ground_total_area_pv_panels_m2: NECB_Default :pv_ground_type: NECB_Default :rotation_degrees: NECB_Default :run_annual_simulation: true :s3_bucket: '834599497928' :scale_x: NECB_Default :scale_y: NECB_Default :scale_z: NECB_Default :shw_eff: NECB_Default :skylight_cond: NECB_Default :skylight_solar_trans: NECB_Default :srr_set: NECB_Default :template: BTAPPRE1980 | reference | reference | 10280e35-0579-4bfb-afa6-11c6910fe3c6 | BTAPPRE1980 | SmallOffice | Electricity | Electricity | CAN_YT_Whitehorse.Intl.AP.719640_CWEC2016.epw | parametric |  | NECB_Default | NECB_Default | NECB_Default | NECB_Default | NECB_Default | NECB_Default | NECB_Default | NECB_Default | NECB_Default | NECB_Default | NECB_Default | NECB_Default | NECB_Default | NECB_Default | NECB_Default | NECB_Default | NECB_Default | NECB_Default | NECB_Default | NECB_Default | NECB_Default | NECB_Default | NECB_Default | NECB_Default | NECB_Default | NECB_Default | NECB_Default | NECB_Default | NECB_Default | NECB_Default | NECB_Default | NECB_Default | NECB_Default | NECB_Default | NECB_Default | NECB_Default | NECB_Default | NECB_Default | NECB_Default | NECB_Default | NECB_Default | NECB_Default | NECB_Default | NECB_Default | NECB_Default | aws_batch | 834599497928 | btap_private_cli |  | TRUE | TRUE |  |  | 86.5777 | 15.2162 | 114.2119 | 158.9142 | 511.16 | 937.0967 | 21.2 | SmallOffice |  |  | 0 | SmallOffice | 1 |  | 1 | BTAPPRE1980 | 0.39751 | 2357.444 | 0.66934 | 18.0757 | 63.2386 | 21.7717 | 383.153 | 279.3977 | WHITEHORSE | YUKON | 12.4077 | 0 | 0 | 12.4077 | 28.4153 | 0 | 0 | 28.4153 | 0 | 0.01479 | 0 | 0 | 0.79773 | 0.093552 | 0 | 0.41118 | 0.099949 | 0.12569 | 0 | 0 | 0.79773 | 0.052567 | 113.3675 | 0 | 21.2 | 0.678 |  |  | 2.95 | 3.822 |  | 0.227 | 0.772 | 2.95 |  | 0 | Whitehorse Intl AP | CAN | 5 | 6491 | 60.709 | -135.069 | 7b | 6580 | YT | CAN_YT_Whitehorse.Intl.AP.719640_CWEC2016.epw | 0.79773 | 15.2162 | 86.5777 | 5.362 | 14.768 | TRUE | FALSE | FALSE | FALSE | 5.3256 | 19.8604 | 0 | 0.073516 | 0.0028736 | 26.87 | 0 | 25.5836 | 0.30213 | 0.01181 | 110.43 | 0 | 0.79773 | 5.17 | 4.83 | 0 | 0 |  | https://s3.console.aws.amazon.com/s3/buckets/834599497928?region=ca-central-1&prefix=phylroy.lopez/reference/reference/output/10280e35-0579-4bfb-afa6-11c6910fe3c6/ | 1.0.002
3 |  | TRUE | 82 | 0 | 0 | 529.6684 |  |  |  | 0.1 | 2021-09-22 20:04:17 +0000 | 438c2ebff | 0.2.14 | :adv_dx_units: NECB_Default :airloop_economizer_type: NECB_Default :algorithm_type: parametric :analysis_id: reference :analysis_name: reference :boiler_eff: NECB_Default :btap_batch_version: 1.0.002 :building_type: SmallOffice :chiller_type: NECB_Default :compute_environment: aws_batch :datapoint_id: 04291eff-d58c-4efb-bef3-3c6ba3b56f73 :daylighting_type: NECB_Default :dcv_type: NECB_Default :door_construction_cond: NECB_Default :ecm_system_name: NECB_Default :electrical_loads_scale: NECB_Default :enable_costing: true :epw_file: CAN_BC_Vancouver.Intl.AP.718920_CWEC2016.epw :erv_package: NECB_Default :ext_floor_cond: NECB_Default :ext_roof_cond: NECB_Default :ext_wall_cond: NECB_Default :fdwr_set: NECB_Default :fixed_wind_solar_trans: NECB_Default :fixed_window_cond: NECB_Default :furnace_eff: NECB_Default :glass_door_cond: NECB_Default :glass_door_solar_trans: NECB_Default :ground_floor_cond: NECB_Default :ground_roof_cond: NECB_Default :ground_wall_cond: NECB_Default :image_name: btap_private_cli :infiltration_scale: NECB_Default :lights_scale: NECB_Default :lights_type: NECB_Default :nv_delta_temp_in_out: NECB_Default :nv_opening_fraction: NECB_Default :nv_temp_out_min: NECB_Default :nv_type: NECB_Default :oa_scale: NECB_Default :occupancy_loads_scale: NECB_Default :output_meters: [] :output_variables: [] :overhead_door_cond: NECB_Default :primary_heating_fuel: NaturalGas :pv_ground_azimuth_angle: NECB_Default :pv_ground_module_description: NECB_Default :pv_ground_tilt_angle: NECB_Default :pv_ground_total_area_pv_panels_m2: NECB_Default :pv_ground_type: NECB_Default :rotation_degrees: NECB_Default :run_annual_simulation: true :s3_bucket: '834599497928' :scale_x: NECB_Default :scale_y: NECB_Default :scale_z: NECB_Default :shw_eff: NECB_Default :skylight_cond: NECB_Default :skylight_solar_trans: NECB_Default :srr_set: NECB_Default :template: BTAPPRE1980 | reference | reference | 04291eff-d58c-4efb-bef3-3c6ba3b56f73 | BTAPPRE1980 | SmallOffice | NaturalGas | Natural Gas | CAN_BC_Vancouver.Intl.AP.718920_CWEC2016.epw | parametric |  | NECB_Default | NECB_Default | NECB_Default | NECB_Default | NECB_Default | NECB_Default | NECB_Default | NECB_Default | NECB_Default | NECB_Default | NECB_Default | NECB_Default | NECB_Default | NECB_Default | NECB_Default | NECB_Default | NECB_Default | NECB_Default | NECB_Default | NECB_Default | NECB_Default | NECB_Default | NECB_Default | NECB_Default | NECB_Default | NECB_Default | NECB_Default | NECB_Default | NECB_Default | NECB_Default | NECB_Default | NECB_Default | NECB_Default | NECB_Default | NECB_Default | NECB_Default | NECB_Default | NECB_Default | NECB_Default | NECB_Default | NECB_Default | NECB_Default | NECB_Default | NECB_Default | NECB_Default | aws_batch | 834599497928 | btap_private_cli |  | TRUE | TRUE |  |  | 62.5782 | 12.9999 | 43.7295 | 99.034 | 511.16 | 937.0967 | 21.2 | SmallOffice |  |  | 0 | SmallOffice | 1 |  | 1 | BTAPPRE1980 | 0.39751 | 2357.444 | 0.94031 | 105.5334 | 63.3239 | 18.1065 | 409.9871 | 222.0829 | VANCOUVER | BRITISH COLUMBIA | 0.90321 | 13.2831 | 0 | 14.1863 | 9.0194 | 2.9799 | 0 | 11.9993 | 0 | 0.0224 | 0 | 0 | 0.31871 | 0.067983 | 0 | 0.21085 | 0.099949 | 0.12569 | 0.26346 | 0.0026802 | 0.58217 | 0.052606 | 36.2833 | 64.4572 | 21.2 | 0.678 |  |  | 4.09 | 3.822 |  | 0.363 | 0.994 | 4.09 |  | 0 | Vancouver Intl AP | CAN | 42 | 2797 | 49.195 | -123.184 | 4 | 2800 | BC | CAN_BC_Vancouver.Intl.AP.718920_CWEC2016.epw | 0.58218 | 12.9999 | 62.5782 | 3.9408 | 17.8876 | FALSE | FALSE | FALSE | FALSE | 7.9665 | 7.0201 | 0 | 0 | 0 | 0 | 26.89 | 25.5836 | 0.30213 | 0.01181 | 110.43 | 0 | 0.58217 | 2.67 | 1.33 | 4 | 4 |  | https://s3.console.aws.amazon.com/s3/buckets/834599497928?region=ca-central-1&prefix=phylroy.lopez/reference/reference/output/04291eff-d58c-4efb-bef3-3c6ba3b56f73/ | 1.0.002
4 |  | TRUE | 84 | 0 | 0 | 530.5011 |  |  |  | 0.1 | 2021-09-22 20:04:07 +0000 | 438c2ebff | 0.2.14 | :adv_dx_units: NECB_Default :airloop_economizer_type: NECB_Default :algorithm_type: parametric :analysis_id: reference :analysis_name: reference :boiler_eff: NECB_Default :btap_batch_version: 1.0.002 :building_type: SmallOffice :chiller_type: NECB_Default :compute_environment: aws_batch :datapoint_id: 4cc88084-27fa-4fbe-9004-90f400dc1b05 :daylighting_type: NECB_Default :dcv_type: NECB_Default :door_construction_cond: NECB_Default :ecm_system_name: NECB_Default :electrical_loads_scale: NECB_Default :enable_costing: true :epw_file: CAN_NS_Halifax.Dockyard.713280_CWEC2016.epw :erv_package: NECB_Default :ext_floor_cond: NECB_Default :ext_roof_cond: NECB_Default :ext_wall_cond: NECB_Default :fdwr_set: NECB_Default :fixed_wind_solar_trans: NECB_Default :fixed_window_cond: NECB_Default :furnace_eff: NECB_Default :glass_door_cond: NECB_Default :glass_door_solar_trans: NECB_Default :ground_floor_cond: NECB_Default :ground_roof_cond: NECB_Default :ground_wall_cond: NECB_Default :image_name: btap_private_cli :infiltration_scale: NECB_Default :lights_scale: NECB_Default :lights_type: NECB_Default :nv_delta_temp_in_out: NECB_Default :nv_opening_fraction: NECB_Default :nv_temp_out_min: NECB_Default :nv_type: NECB_Default :oa_scale: NECB_Default :occupancy_loads_scale: NECB_Default :output_meters: [] :output_variables: [] :overhead_door_cond: NECB_Default :primary_heating_fuel: NaturalGas :pv_ground_azimuth_angle: NECB_Default :pv_ground_module_description: NECB_Default :pv_ground_tilt_angle: NECB_Default :pv_ground_total_area_pv_panels_m2: NECB_Default :pv_ground_type: NECB_Default :rotation_degrees: NECB_Default :run_annual_simulation: true :s3_bucket: '834599497928' :scale_x: NECB_Default :scale_y: NECB_Default :scale_z: NECB_Default :shw_eff: NECB_Default :skylight_cond: NECB_Default :skylight_solar_trans: NECB_Default :srr_set: NECB_Default :template: BTAPPRE1980 | reference | reference | 4cc88084-27fa-4fbe-9004-90f400dc1b05 | BTAPPRE1980 | SmallOffice | NaturalGas | Natural Gas | CAN_NS_Halifax.Dockyard.713280_CWEC2016.epw | parametric |  | NECB_Default | NECB_Default | NECB_Default | NECB_Default | NECB_Default | NECB_Default | NECB_Default | NECB_Default | NECB_Default | NECB_Default | NECB_Default | NECB_Default | NECB_Default | NECB_Default | NECB_Default | NECB_Default | NECB_Default | NECB_Default | NECB_Default | NECB_Default | NECB_Default | NECB_Default | NECB_Default | NECB_Default | NECB_Default | NECB_Default | NECB_Default | NECB_Default | NECB_Default | NECB_Default | NECB_Default | NECB_Default | NECB_Default | NECB_Default | NECB_Default | NECB_Default | NECB_Default | NECB_Default | NECB_Default | NECB_Default | NECB_Default | NECB_Default | NECB_Default | NECB_Default | NECB_Default | aws_batch | 834599497928 | btap_private_cli |  | TRUE | TRUE |  |  | 83.4538 | 14.0241 | 59.0433 | 123.0426 | 511.16 | 937.0967 | 21.2 | SmallOffice |  |  | 0 | SmallOffice | 1 |  | 1 | BTAPPRE1980 | 0.39751 | 2357.444 | 0.8691 | 109.7894 | 68.9796 | 17.9797 | 435.1197 | 237.502 | HALIFAX | NOVA SCOTIA | 67.1601 | 16.7886 | 0 | 83.9487 | 13.1713 | 4.2376 | 0 | 17.409 | 0 | 0.025882 | 0 | 0 | 0.33121 | 0.076336 | 0 | 0.28242 | 0.099949 | 0.12569 | 0.33739 | 0.0033453 | 0.6686 | 0.054973 | 38.0363 | 86.4981 | 21.2 | 0.678 |  |  | 2.95 | 3.822 |  | 0.267 | 0.823 | 2.95 |  | 0 | Halifax Dockyard | CAN | 112 | 3647 | 44.655 | -63.577 | 6 | 4000 | NS | CAN_NS_Halifax.Dockyard.713280_CWEC2016.epw | 0.66859 | 14.0241 | 83.4538 | 5.5061 | 16.5471 | FALSE | FALSE | FALSE | FALSE | 5.6686 | 6.8382 | 0 | 0 | 0 | 0 | 28.1 | 25.5836 | 0.30213 | 0.01181 | 110.43 | 0 | 0.6686 | 2.17 | 0.33 | 1.5 | 1.5 |  | https://s3.console.aws.amazon.com/s3/buckets/834599497928?region=ca-central-1&prefix=phylroy.lopez/reference/reference/output/4cc88084-27fa-4fbe-9004-90f400dc1b05/ | 1.0.002
5 |  | TRUE | 84 | 0 | 0 | 529.8449 |  |  |  | 0.1 | 2021-09-22 20:04:11 +0000 | 438c2ebff | 0.2.14 | :adv_dx_units: NECB_Default :airloop_economizer_type: NECB_Default :algorithm_type: parametric :analysis_id: reference :analysis_name: reference :boiler_eff: NECB_Default :btap_batch_version: 1.0.002 :building_type: SmallOffice :chiller_type: NECB_Default :compute_environment: aws_batch :datapoint_id: 4f74aea1-9455-46e5-9457-a6923b4a1b06 :daylighting_type: NECB_Default :dcv_type: NECB_Default :door_construction_cond: NECB_Default :ecm_system_name: NECB_Default :electrical_loads_scale: NECB_Default :enable_costing: true :epw_file: CAN_ON_Toronto.Pearson.Intl.AP.716240_CWEC2016.epw :erv_package: NECB_Default :ext_floor_cond: NECB_Default :ext_roof_cond: NECB_Default :ext_wall_cond: NECB_Default :fdwr_set: NECB_Default :fixed_wind_solar_trans: NECB_Default :fixed_window_cond: NECB_Default :furnace_eff: NECB_Default :glass_door_cond: NECB_Default :glass_door_solar_trans: NECB_Default :ground_floor_cond: NECB_Default :ground_roof_cond: NECB_Default :ground_wall_cond: NECB_Default :image_name: btap_private_cli :infiltration_scale: NECB_Default :lights_scale: NECB_Default :lights_type: NECB_Default :nv_delta_temp_in_out: NECB_Default :nv_opening_fraction: NECB_Default :nv_temp_out_min: NECB_Default :nv_type: NECB_Default :oa_scale: NECB_Default :occupancy_loads_scale: NECB_Default :output_meters: [] :output_variables: [] :overhead_door_cond: NECB_Default :primary_heating_fuel: NaturalGas :pv_ground_azimuth_angle: NECB_Default :pv_ground_module_description: NECB_Default :pv_ground_tilt_angle: NECB_Default :pv_ground_total_area_pv_panels_m2: NECB_Default :pv_ground_type: NECB_Default :rotation_degrees: NECB_Default :run_annual_simulation: true :s3_bucket: '834599497928' :scale_x: NECB_Default :scale_y: NECB_Default :scale_z: NECB_Default :shw_eff: NECB_Default :skylight_cond: NECB_Default :skylight_solar_trans: NECB_Default :srr_set: NECB_Default :template: BTAPPRE1980 | reference | reference | 4f74aea1-9455-46e5-9457-a6923b4a1b06 | BTAPPRE1980 | SmallOffice | NaturalGas | Natural Gas | CAN_ON_Toronto.Pearson.Intl.AP.716240_CWEC2016.epw | parametric |  | NECB_Default | NECB_Default | NECB_Default | NECB_Default | NECB_Default | NECB_Default | NECB_Default | NECB_Default | NECB_Default | NECB_Default | NECB_Default | NECB_Default | NECB_Default | NECB_Default | NECB_Default | NECB_Default | NECB_Default | NECB_Default | NECB_Default | NECB_Default | NECB_Default | NECB_Default | NECB_Default | NECB_Default | NECB_Default | NECB_Default | NECB_Default | NECB_Default | NECB_Default | NECB_Default | NECB_Default | NECB_Default | NECB_Default | NECB_Default | NECB_Default | NECB_Default | NECB_Default | NECB_Default | NECB_Default | NECB_Default | NECB_Default | NECB_Default | NECB_Default | NECB_Default | NECB_Default | aws_batch | 834599497928 | btap_private_cli |  | TRUE | TRUE |  |  | 89.3025 | 26.5913 | 74.069 | 152.4474 | 511.16 | 937.0967 | 21.2 | SmallOffice |  |  | 0 | SmallOffice | 1 |  | 1 | BTAPPRE1980 | 0.39751 | 2357.444 | 1.0258 | 120.8133 | 71.3345 | 18.7153 | 498.8323 | 286.9435 | TORONTO | ONTARIO | 2.0487 | 20.0448 | 0 | 22.0934 | 16.4137 | 3.5369 | 0 | 19.9506 | 0 | 0.045759 | 0 | 0 | 0.36885 | 0.093474 | 0 | 0.35153 | 0.099949 | 0.12569 | 0.40561 | 0.0039714 | 0.77445 | 0.054073 | 51.9723 | 91.9951 | 21.2 | 0.678 |  |  | 3.35 | 3.822 |  | 0.296 | 0.9 | 3.35 |  | 0 | Toronto Pearson Intl AP | CAN | 382 | 3615 | 43.677 | -79.631 | 5 | 3890 | ON | CAN_ON_Toronto.Pearson.Intl.AP.716240_CWEC2016.epw | 0.77446 | 26.5913 | 89.3025 | 8.1375 | 15.0938 | FALSE | FALSE | FALSE | FALSE | 10.9333 | 8.3582 | 0 | 0 | 0 | 0 | 27.64 | 25.5836 | 0.30213 | 0.01181 | 110.43 | 0 | 0.77445 | 17 | 14.17 | 0.33 | 0.33 |  | https://s3.console.aws.amazon.com/s3/buckets/834599497928?region=ca-central-1&prefix=phylroy.lopez/reference/reference/output/4f74aea1-9455-46e5-9457-a6923b4a1b06/ | 1.0.002
6 |  | TRUE | 97 | 0 | 0 | 525.1368 |  |  |  | 0.1 | 2021-09-22 20:04:14 +0000 | 438c2ebff | 0.2.14 | :adv_dx_units: NECB_Default :airloop_economizer_type: NECB_Default :algorithm_type: parametric :analysis_id: reference :analysis_name: reference :boiler_eff: NECB_Default :btap_batch_version: 1.0.002 :building_type: SmallOffice :chiller_type: NECB_Default :compute_environment: aws_batch :datapoint_id: 4d43eda7-d87f-476c-8e39-c9746475cad4 :daylighting_type: NECB_Default :dcv_type: NECB_Default :door_construction_cond: NECB_Default :ecm_system_name: NECB_Default :electrical_loads_scale: NECB_Default :enable_costing: true :epw_file: CAN_YT_Whitehorse.Intl.AP.719640_CWEC2016.epw :erv_package: NECB_Default :ext_floor_cond: NECB_Default :ext_roof_cond: NECB_Default :ext_wall_cond: NECB_Default :fdwr_set: NECB_Default :fixed_wind_solar_trans: NECB_Default :fixed_window_cond: NECB_Default :furnace_eff: NECB_Default :glass_door_cond: NECB_Default :glass_door_solar_trans: NECB_Default :ground_floor_cond: NECB_Default :ground_roof_cond: NECB_Default :ground_wall_cond: NECB_Default :image_name: btap_private_cli :infiltration_scale: NECB_Default :lights_scale: NECB_Default :lights_type: NECB_Default :nv_delta_temp_in_out: NECB_Default :nv_opening_fraction: NECB_Default :nv_temp_out_min: NECB_Default :nv_type: NECB_Default :oa_scale: NECB_Default :occupancy_loads_scale: NECB_Default :output_meters: [] :output_variables: [] :overhead_door_cond: NECB_Default :primary_heating_fuel: NaturalGas :pv_ground_azimuth_angle: NECB_Default :pv_ground_module_description: NECB_Default :pv_ground_tilt_angle: NECB_Default :pv_ground_total_area_pv_panels_m2: NECB_Default :pv_ground_type: NECB_Default :rotation_degrees: NECB_Default :run_annual_simulation: true :s3_bucket: '834599497928' :scale_x: NECB_Default :scale_y: NECB_Default :scale_z: NECB_Default :shw_eff: NECB_Default :skylight_cond: NECB_Default :skylight_solar_trans: NECB_Default :srr_set: NECB_Default :template: NECB2017 | reference | reference | 4d43eda7-d87f-476c-8e39-c9746475cad4 | NECB2017 | SmallOffice | NaturalGas | Natural Gas | CAN_YT_Whitehorse.Intl.AP.719640_CWEC2016.epw | parametric |  | NECB_Default | NECB_Default | NECB_Default | NECB_Default | NECB_Default | NECB_Default | NECB_Default | NECB_Default | NECB_Default | NECB_Default | NECB_Default | NECB_Default | NECB_Default | NECB_Default | NECB_Default | NECB_Default | NECB_Default | NECB_Default | NECB_Default | NECB_Default | NECB_Default | NECB_Default | NECB_Default | NECB_Default | NECB_Default | NECB_Default | NECB_Default | NECB_Default | NECB_Default | NECB_Default | NECB_Default | NECB_Default | NECB_Default | NECB_Default | NECB_Default | NECB_Default | NECB_Default | NECB_Default | NECB_Default | NECB_Default | NECB_Default | NECB_Default | NECB_Default | NECB_Default | NECB_Default | aws_batch | 834599497928 | btap_private_cli |  | TRUE | TRUE |  |  | 77.2218 | 10.2818 | 33.8011 | 82.215 | 511.16 | 937.0967 | 22.8 | SmallOffice |  |  | 0 | SmallOffice | 1 |  | 1 | NECB2017 | 0.39751 | 2357.444 | 198.3197 | 93.2141 | 63.2386 | 17.3293 | 645.3584 | 273.2567 | WHITEHORSE | YUKON | 4.5895 | 10.5097 | 0 | 15.0992 | 10.5105 | 1.9156 | 0 | 12.4262 | 0 | 0.017333 | 0 | 0 | 0.29509 | 0.065635 | 0.01029 | 0.14925 | 0.099988 | 0.10003 | 0.21119 | 0.0018194 | 0.50628 | 0.061938 | 32.5696 | 80.8052 | 22.8 | 0.757 |  |  |  | 0.162 |  | 0.138 | 0.21 | 1.9 |  | 0 | Whitehorse Intl AP | CAN | 5 | 6491 | 60.709 | -135.069 | 7b | 6580 | YT | CAN_YT_Whitehorse.Intl.AP.719640_CWEC2016.epw | 0.50628 | 10.2818 | 77.2218 | 5.3618 | 14.7686 | TRUE | FALSE | FALSE | FALSE | 5.3246 | 19.8583 | 0 | 0 | 0 | 0 | 31.66 | 25.5708 | 0.2983 | 0.011666 | 109.03 | 0 | 0.50628 | 24.83 | 19.5 | 2.17 | 2.17 |  | https://s3.console.aws.amazon.com/s3/buckets/834599497928?region=ca-central-1&prefix=phylroy.lopez/reference/reference/output/4d43eda7-d87f-476c-8e39-c9746475cad4/ | 1.0.002
7 |  | TRUE | 82 | 0 | 0 | 529.9163 |  |  |  | 0.1 | 2021-09-22 20:04:19 +0000 | 438c2ebff | 0.2.14 | :adv_dx_units: NECB_Default :airloop_economizer_type: NECB_Default :algorithm_type: parametric :analysis_id: reference :analysis_name: reference :boiler_eff: NECB_Default :btap_batch_version: 1.0.002 :building_type: SmallOffice :chiller_type: NECB_Default :compute_environment: aws_batch :datapoint_id: 2ad5d1cf-4c68-48b0-9fde-be3f2c036b0c :daylighting_type: NECB_Default :dcv_type: NECB_Default :door_construction_cond: NECB_Default :ecm_system_name: NECB_Default :electrical_loads_scale: NECB_Default :enable_costing: true :epw_file: CAN_YT_Whitehorse.Intl.AP.719640_CWEC2016.epw :erv_package: NECB_Default :ext_floor_cond: NECB_Default :ext_roof_cond: NECB_Default :ext_wall_cond: NECB_Default :fdwr_set: NECB_Default :fixed_wind_solar_trans: NECB_Default :fixed_window_cond: NECB_Default :furnace_eff: NECB_Default :glass_door_cond: NECB_Default :glass_door_solar_trans: NECB_Default :ground_floor_cond: NECB_Default :ground_roof_cond: NECB_Default :ground_wall_cond: NECB_Default :image_name: btap_private_cli :infiltration_scale: NECB_Default :lights_scale: NECB_Default :lights_type: NECB_Default :nv_delta_temp_in_out: NECB_Default :nv_opening_fraction: NECB_Default :nv_temp_out_min: NECB_Default :nv_type: NECB_Default :oa_scale: NECB_Default :occupancy_loads_scale: NECB_Default :output_meters: [] :output_variables: [] :overhead_door_cond: NECB_Default :primary_heating_fuel: NaturalGas :pv_ground_azimuth_angle: NECB_Default :pv_ground_module_description: NECB_Default :pv_ground_tilt_angle: NECB_Default :pv_ground_total_area_pv_panels_m2: NECB_Default :pv_ground_type: NECB_Default :rotation_degrees: NECB_Default :run_annual_simulation: true :s3_bucket: '834599497928' :scale_x: NECB_Default :scale_y: NECB_Default :scale_z: NECB_Default :shw_eff: NECB_Default :skylight_cond: NECB_Default :skylight_solar_trans: NECB_Default :srr_set: NECB_Default :template: BTAPPRE1980 | reference | reference | 2ad5d1cf-4c68-48b0-9fde-be3f2c036b0c | BTAPPRE1980 | SmallOffice | NaturalGas | Natural Gas | CAN_YT_Whitehorse.Intl.AP.719640_CWEC2016.epw | parametric |  | NECB_Default | NECB_Default | NECB_Default | NECB_Default | NECB_Default | NECB_Default | NECB_Default | NECB_Default | NECB_Default | NECB_Default | NECB_Default | NECB_Default | NECB_Default | NECB_Default | NECB_Default | NECB_Default | NECB_Default | NECB_Default | NECB_Default | NECB_Default | NECB_Default | NECB_Default | NECB_Default | NECB_Default | NECB_Default | NECB_Default | NECB_Default | NECB_Default | NECB_Default | NECB_Default | NECB_Default | NECB_Default | NECB_Default | NECB_Default | NECB_Default | NECB_Default | NECB_Default | NECB_Default | NECB_Default | NECB_Default | NECB_Default | NECB_Default | NECB_Default | NECB_Default | NECB_Default | aws_batch | 834599497928 | btap_private_cli |  | TRUE | TRUE |  |  | 112.7256 | 15.21 | 114.2336 | 198.9647 | 511.16 | 937.0967 | 21.2 | SmallOffice |  |  | 0 | SmallOffice | 1 |  | 1 | BTAPPRE1980 | 0.39751 | 2357.444 | 0.66934 | 112.0362 | 63.2386 | 17.3293 | 456.7716 | 263.4981 | WHITEHORSE | YUKON | 5.2741 | 29.9958 | 0 | 35.27 | 12.0784 | 5.4674 | 0 | 17.5459 | 0 | 0.01479 | 0 | 0 | 0.33911 | 0.093748 | 0 | 0.54007 | 0.099949 | 0.12569 | 0.60281 | 0.00493 | 0.94192 | 0.06274 | 40.8767 | 116.4094 | 21.2 | 0.678 |  |  | 2.95 | 3.822 |  | 0.227 | 0.772 | 2.95 |  | 0 | Whitehorse Intl AP | CAN | 5 | 6491 | 60.709 | -135.069 | 7b | 6580 | YT | CAN_YT_Whitehorse.Intl.AP.719640_CWEC2016.epw | 0.9419 | 15.21 | 112.7256 | 5.3618 | 14.7685 | TRUE | FALSE | FALSE | FALSE | 5.3256 | 19.8607 | 0 | 0 | 0 | 0 | 32.07 | 25.5836 | 0.30213 | 0.01181 | 110.43 | 0 | 0.94192 | 5.17 | 4.83 | 0 | 0 |  | https://s3.console.aws.amazon.com/s3/buckets/834599497928?region=ca-central-1&prefix=phylroy.lopez/reference/reference/output/2ad5d1cf-4c68-48b0-9fde-be3f2c036b0c/ | 1.0.002
8 |  | TRUE | 87 | 0 | 0 | 530.3886 |  |  |  | 0.1 | 2021-09-22 20:04:14 +0000 | 438c2ebff | 0.2.14 | :adv_dx_units: NECB_Default :airloop_economizer_type: NECB_Default :algorithm_type: parametric :analysis_id: reference :analysis_name: reference :boiler_eff: NECB_Default :btap_batch_version: 1.0.002 :building_type: SmallOffice :chiller_type: NECB_Default :compute_environment: aws_batch :datapoint_id: 4c52d419-d9d5-46ee-b48b-3e0fda6b8d41 :daylighting_type: NECB_Default :dcv_type: NECB_Default :door_construction_cond: NECB_Default :ecm_system_name: NECB_Default :electrical_loads_scale: NECB_Default :enable_costing: true :epw_file: CAN_AB_Calgary.Intl.AP.718770_CWEC2016.epw :erv_package: NECB_Default :ext_floor_cond: NECB_Default :ext_roof_cond: NECB_Default :ext_wall_cond: NECB_Default :fdwr_set: NECB_Default :fixed_wind_solar_trans: NECB_Default :fixed_window_cond: NECB_Default :furnace_eff: NECB_Default :glass_door_cond: NECB_Default :glass_door_solar_trans: NECB_Default :ground_floor_cond: NECB_Default :ground_roof_cond: NECB_Default :ground_wall_cond: NECB_Default :image_name: btap_private_cli :infiltration_scale: NECB_Default :lights_scale: NECB_Default :lights_type: NECB_Default :nv_delta_temp_in_out: NECB_Default :nv_opening_fraction: NECB_Default :nv_temp_out_min: NECB_Default :nv_type: NECB_Default :oa_scale: NECB_Default :occupancy_loads_scale: NECB_Default :output_meters: [] :output_variables: [] :overhead_door_cond: NECB_Default :primary_heating_fuel: Electricity :pv_ground_azimuth_angle: NECB_Default :pv_ground_module_description: NECB_Default :pv_ground_tilt_angle: NECB_Default :pv_ground_total_area_pv_panels_m2: NECB_Default :pv_ground_type: NECB_Default :rotation_degrees: NECB_Default :run_annual_simulation: true :s3_bucket: '834599497928' :scale_x: NECB_Default :scale_y: NECB_Default :scale_z: NECB_Default :shw_eff: NECB_Default :skylight_cond: NECB_Default :skylight_solar_trans: NECB_Default :srr_set: NECB_Default :template: BTAPPRE1980 | reference | reference | 4c52d419-d9d5-46ee-b48b-3e0fda6b8d41 | BTAPPRE1980 | SmallOffice | Electricity | Electricity | CAN_AB_Calgary.Intl.AP.718770_CWEC2016.epw | parametric |  | NECB_Default | NECB_Default | NECB_Default | NECB_Default | NECB_Default | NECB_Default | NECB_Default | NECB_Default | NECB_Default | NECB_Default | NECB_Default | NECB_Default | NECB_Default | NECB_Default | NECB_Default | NECB_Default | NECB_Default | NECB_Default | NECB_Default | NECB_Default | NECB_Default | NECB_Default | NECB_Default | NECB_Default | NECB_Default | NECB_Default | NECB_Default | NECB_Default | NECB_Default | NECB_Default | NECB_Default | NECB_Default | NECB_Default | NECB_Default | NECB_Default | NECB_Default | NECB_Default | NECB_Default | NECB_Default | NECB_Default | NECB_Default | NECB_Default | NECB_Default | NECB_Default | NECB_Default | aws_batch | 834599497928 | btap_private_cli |  | TRUE | TRUE |  |  | 75.9865 | 18.849 | 69.276 | 118.4398 | 511.16 | 937.0967 | 21.2 | SmallOffice |  |  | 0 | SmallOffice | 1 |  | 1 | BTAPPRE1980 | 0.39751 | 2357.444 | 0.89293 | 20.9165 | 68.0381 | 22.4489 | 424.2943 | 311.9978 | CALGARY | ALBERTA | 143.0922 | 0 | 0 | 143.0922 | 13.5622 | 0 | 0 | 13.5622 | 0 | 0.026665 | 0 | 0 | 0.65203 | 0.10122 | 0 | 0.24939 | 0.099949 | 0.12569 | 0 | 0 | 0.65203 | 0.049104 | 98.3416 | 0 | 21.2 | 0.678 |  |  | 2.95 | 3.822 |  | 0.227 | 0.772 | 2.95 |  | 0 | Calgary Intl AP | CAN | 64 | 4781 | 51.114 | -114.02 | 7a | 5000 | AB | CAN_AB_Calgary.Intl.AP.718770_CWEC2016.epw | 0.65203 | 18.849 | 75.9865 | 4.3905 | 18.6834 | FALSE | FALSE | FALSE | FALSE | 9.9309 | 15.7164 | 0 | 0.068673 | 0.0026843 | 25.1 | 0 | 25.5836 | 0.30213 | 0.01181 | 110.43 | 0 | 0.65203 | 6.33 | 6 | 0 | 0 |  | https://s3.console.aws.amazon.com/s3/buckets/834599497928?region=ca-central-1&prefix=phylroy.lopez/reference/reference/output/4c52d419-d9d5-46ee-b48b-3e0fda6b8d41/ | 1.0.002
9 |  | TRUE | 85 | 0 | 0 | 530.8971 |  |  |  | 0.1 | 2021-09-22 20:04:01 +0000 | 438c2ebff | 0.2.14 | :adv_dx_units: NECB_Default :airloop_economizer_type: NECB_Default :algorithm_type: parametric :analysis_id: reference :analysis_name: reference :boiler_eff: NECB_Default :btap_batch_version: 1.0.002 :building_type: SmallOffice :chiller_type: NECB_Default :compute_environment: aws_batch :datapoint_id: 75260ecb-5792-44e1-81fc-738978f1a045 :daylighting_type: NECB_Default :dcv_type: NECB_Default :door_construction_cond: NECB_Default :ecm_system_name: NECB_Default :electrical_loads_scale: NECB_Default :enable_costing: true :epw_file: CAN_AB_Edmonton.Intl.AP.711230_CWEC2016.epw :erv_package: NECB_Default :ext_floor_cond: NECB_Default :ext_roof_cond: NECB_Default :ext_wall_cond: NECB_Default :fdwr_set: NECB_Default :fixed_wind_solar_trans: NECB_Default :fixed_window_cond: NECB_Default :furnace_eff: NECB_Default :glass_door_cond: NECB_Default :glass_door_solar_trans: NECB_Default :ground_floor_cond: NECB_Default :ground_roof_cond: NECB_Default :ground_wall_cond: NECB_Default :image_name: btap_private_cli :infiltration_scale: NECB_Default :lights_scale: NECB_Default :lights_type: NECB_Default :nv_delta_temp_in_out: NECB_Default :nv_opening_fraction: NECB_Default :nv_temp_out_min: NECB_Default :nv_type: NECB_Default :oa_scale: NECB_Default :occupancy_loads_scale: NECB_Default :output_meters: [] :output_variables: [] :overhead_door_cond: NECB_Default :primary_heating_fuel: Electricity :pv_ground_azimuth_angle: NECB_Default :pv_ground_module_description: NECB_Default :pv_ground_tilt_angle: NECB_Default :pv_ground_total_area_pv_panels_m2: NECB_Default :pv_ground_type: NECB_Default :rotation_degrees: NECB_Default :run_annual_simulation: true :s3_bucket: '834599497928' :scale_x: NECB_Default :scale_y: NECB_Default :scale_z: NECB_Default :shw_eff: NECB_Default :skylight_cond: NECB_Default :skylight_solar_trans: NECB_Default :srr_set: NECB_Default :template: BTAPPRE1980 | reference | reference | 75260ecb-5792-44e1-81fc-738978f1a045 | BTAPPRE1980 | SmallOffice | Electricity | Electricity | CAN_AB_Edmonton.Intl.AP.711230_CWEC2016.epw | parametric |  | NECB_Default | NECB_Default | NECB_Default | NECB_Default | NECB_Default | NECB_Default | NECB_Default | NECB_Default | NECB_Default | NECB_Default | NECB_Default | NECB_Default | NECB_Default | NECB_Default | NECB_Default | NECB_Default | NECB_Default | NECB_Default | NECB_Default | NECB_Default | NECB_Default | NECB_Default | NECB_Default | NECB_Default | NECB_Default | NECB_Default | NECB_Default | NECB_Default | NECB_Default | NECB_Default | NECB_Default | NECB_Default | NECB_Default | NECB_Default | NECB_Default | NECB_Default | NECB_Default | NECB_Default | NECB_Default | NECB_Default | NECB_Default | NECB_Default | NECB_Default | NECB_Default | NECB_Default | aws_batch | 834599497928 | btap_private_cli |  | TRUE | TRUE |  |  | 82.4145 | 16.9982 | 89.8501 | 137.7314 | 511.16 | 937.0967 | 21.2 | SmallOffice |  |  | 0 | SmallOffice | 1 |  | 1 | BTAPPRE1980 | 0.39751 | 2357.444 | 0.88986 | 21.766 | 70.6804 | 22.4433 | 423.5269 | 307.7473 | EDMONTON | ALBERTA | 158.3335 | 0 | 0 | 158.3335 | 15.0067 | 0 | 0 | 15.0067 | 0 | 0.023574 | 0 | 0 | 0.72148 | 0.097993 | 0 | 0.32346 | 0.099949 | 0.12569 | 0 | 0 | 0.72148 | 0.050806 | 109.4517 | 0 | 21.2 | 0.678 |  |  | 2.95 | 3.822 |  | 0.227 | 0.772 | 2.95 |  | 0 | Edmonton Intl AP | CAN | 23 | 5588 | 53.31 | -113.579 | 7a | 5120 | AB | CAN_AB_Edmonton.Intl.AP.711230_CWEC2016.epw | 0.72148 | 16.9982 | 82.4145 | 4.3683 | 17.9076 | FALSE | FALSE | FALSE | FALSE | 8.8766 | 17.9096 | 0 | 0.071053 | 0.0027773 | 25.97 | 0 | 25.5836 | 0.30213 | 0.01181 | 110.43 | 0 | 0.72148 | 4.17 | 3.33 | 0 | 0 |  | https://s3.console.aws.amazon.com/s3/buckets/834599497928?region=ca-central-1&prefix=phylroy.lopez/reference/reference/output/75260ecb-5792-44e1-81fc-738978f1a045/ | 1.0.002
10 |  | TRUE | 87 | 0 | 0 | 530.3789 |  |  |  | 0.1 | 2021-09-22 20:04:06 +0000 | 438c2ebff | 0.2.14 | :adv_dx_units: NECB_Default :airloop_economizer_type: NECB_Default :algorithm_type: parametric :analysis_id: reference :analysis_name: reference :boiler_eff: NECB_Default :btap_batch_version: 1.0.002 :building_type: SmallOffice :chiller_type: NECB_Default :compute_environment: aws_batch :datapoint_id: 0edb66da-2609-4c81-85a8-bbdaea02a29a :daylighting_type: NECB_Default :dcv_type: NECB_Default :door_construction_cond: NECB_Default :ecm_system_name: NECB_Default :electrical_loads_scale: NECB_Default :enable_costing: true :epw_file: CAN_ON_Toronto.Pearson.Intl.AP.716240_CWEC2016.epw :erv_package: NECB_Default :ext_floor_cond: NECB_Default :ext_roof_cond: NECB_Default :ext_wall_cond: NECB_Default :fdwr_set: NECB_Default :fixed_wind_solar_trans: NECB_Default :fixed_window_cond: NECB_Default :furnace_eff: NECB_Default :glass_door_cond: NECB_Default :glass_door_solar_trans: NECB_Default :ground_floor_cond: NECB_Default :ground_roof_cond: NECB_Default :ground_wall_cond: NECB_Default :image_name: btap_private_cli :infiltration_scale: NECB_Default :lights_scale: NECB_Default :lights_type: NECB_Default :nv_delta_temp_in_out: NECB_Default :nv_opening_fraction: NECB_Default :nv_temp_out_min: NECB_Default :nv_type: NECB_Default :oa_scale: NECB_Default :occupancy_loads_scale: NECB_Default :output_meters: [] :output_variables: [] :overhead_door_cond: NECB_Default :primary_heating_fuel: Electricity :pv_ground_azimuth_angle: NECB_Default :pv_ground_module_description: NECB_Default :pv_ground_tilt_angle: NECB_Default :pv_ground_total_area_pv_panels_m2: NECB_Default :pv_ground_type: NECB_Default :rotation_degrees: NECB_Default :run_annual_simulation: true :s3_bucket: '834599497928' :scale_x: NECB_Default :scale_y: NECB_Default :scale_z: NECB_Default :shw_eff: NECB_Default :skylight_cond: NECB_Default :skylight_solar_trans: NECB_Default :srr_set: NECB_Default :template: BTAPPRE1980 | reference | reference | 0edb66da-2609-4c81-85a8-bbdaea02a29a | BTAPPRE1980 | SmallOffice | Electricity | Electricity | CAN_ON_Toronto.Pearson.Intl.AP.716240_CWEC2016.epw | parametric |  | NECB_Default | NECB_Default | NECB_Default | NECB_Default | NECB_Default | NECB_Default | NECB_Default | NECB_Default | NECB_Default | NECB_Default | NECB_Default | NECB_Default | NECB_Default | NECB_Default | NECB_Default | NECB_Default | NECB_Default | NECB_Default | NECB_Default | NECB_Default | NECB_Default | NECB_Default | NECB_Default | NECB_Default | NECB_Default | NECB_Default | NECB_Default | NECB_Default | NECB_Default | NECB_Default | NECB_Default | NECB_Default | NECB_Default | NECB_Default | NECB_Default | NECB_Default | NECB_Default | NECB_Default | NECB_Default | NECB_Default | NECB_Default | NECB_Default | NECB_Default | NECB_Default | NECB_Default | aws_batch | 834599497928 | btap_private_cli |  | TRUE | TRUE |  |  | 71.8233 | 26.5913 | 74.1125 | 125.3413 | 511.16 | 937.0967 | 21.2 | SmallOffice |  |  | 0 | SmallOffice | 1 |  | 1 | BTAPPRE1980 | 0.39751 | 2357.444 | 1.0258 | 22.3347 | 71.3345 | 22.6949 | 419.5771 | 302.1873 | TORONTO | ONTARIO | 3.7595 | 0 | 0 | 3.7595 | 30.1208 | 0 | 0 | 30.1208 | 0 | 0.045759 | 0 | 0 | 0.67687 | 0.093161 | 0 | 0.2668 | 0.099949 | 0.12569 | 0 | 0 | 0.67687 | 0.045504 | 92.616 | 0 | 21.2 | 0.678 |  |  | 3.35 | 3.822 |  | 0.296 | 0.9 | 3.35 |  | 0 | Toronto Pearson Intl AP | CAN | 382 | 3615 | 43.677 | -79.631 | 5 | 3890 | ON | CAN_ON_Toronto.Pearson.Intl.AP.716240_CWEC2016.epw | 0.67688 | 26.5913 | 71.8233 | 8.1375 | 15.0938 | FALSE | FALSE | FALSE | FALSE | 10.9333 | 8.3582 | 0 | 0.063639 | 0.0024875 | 23.26 | 0 | 25.5836 | 0.30213 | 0.01181 | 110.43 | 0 | 0.67687 | 17 | 14.17 | 0 | 0 |  | https://s3.console.aws.amazon.com/s3/buckets/834599497928?region=ca-central-1&prefix=phylroy.lopez/reference/reference/output/0edb66da-2609-4c81-85a8-bbdaea02a29a/ | 1.0.002
11 |  | TRUE | 82 | 0 | 0 | 531.0986 |  |  |  | 0.1 | 2021-09-22 20:04:04 +0000 | 438c2ebff | 0.2.14 | :adv_dx_units: NECB_Default :airloop_economizer_type: NECB_Default :algorithm_type: parametric :analysis_id: reference :analysis_name: reference :boiler_eff: NECB_Default :btap_batch_version: 1.0.002 :building_type: SmallOffice :chiller_type: NECB_Default :compute_environment: aws_batch :datapoint_id: 3d8d01bf-7918-41ee-9166-add620823bd4 :daylighting_type: NECB_Default :dcv_type: NECB_Default :door_construction_cond: NECB_Default :ecm_system_name: NECB_Default :electrical_loads_scale: NECB_Default :enable_costing: true :epw_file: CAN_AB_Edmonton.Intl.AP.711230_CWEC2016.epw :erv_package: NECB_Default :ext_floor_cond: NECB_Default :ext_roof_cond: NECB_Default :ext_wall_cond: NECB_Default :fdwr_set: NECB_Default :fixed_wind_solar_trans: NECB_Default :fixed_window_cond: NECB_Default :furnace_eff: NECB_Default :glass_door_cond: NECB_Default :glass_door_solar_trans: NECB_Default :ground_floor_cond: NECB_Default :ground_roof_cond: NECB_Default :ground_wall_cond: NECB_Default :image_name: btap_private_cli :infiltration_scale: NECB_Default :lights_scale: NECB_Default :lights_type: NECB_Default :nv_delta_temp_in_out: NECB_Default :nv_opening_fraction: NECB_Default :nv_temp_out_min: NECB_Default :nv_type: NECB_Default :oa_scale: NECB_Default :occupancy_loads_scale: NECB_Default :output_meters: [] :output_variables: [] :overhead_door_cond: NECB_Default :primary_heating_fuel: NaturalGas :pv_ground_azimuth_angle: NECB_Default :pv_ground_module_description: NECB_Default :pv_ground_tilt_angle: NECB_Default :pv_ground_total_area_pv_panels_m2: NECB_Default :pv_ground_type: NECB_Default :rotation_degrees: NECB_Default :run_annual_simulation: true :s3_bucket: '834599497928' :scale_x: NECB_Default :scale_y: NECB_Default :scale_z: NECB_Default :shw_eff: NECB_Default :skylight_cond: NECB_Default :skylight_solar_trans: NECB_Default :srr_set: NECB_Default :template: BTAPPRE1980 | reference | reference | 3d8d01bf-7918-41ee-9166-add620823bd4 | BTAPPRE1980 | SmallOffice | NaturalGas | Natural Gas | CAN_AB_Edmonton.Intl.AP.711230_CWEC2016.epw | parametric |  | NECB_Default | NECB_Default | NECB_Default | NECB_Default | NECB_Default | NECB_Default | NECB_Default | NECB_Default | NECB_Default | NECB_Default | NECB_Default | NECB_Default | NECB_Default | NECB_Default | NECB_Default | NECB_Default | NECB_Default | NECB_Default | NECB_Default | NECB_Default | NECB_Default | NECB_Default | NECB_Default | NECB_Default | NECB_Default | NECB_Default | NECB_Default | NECB_Default | NECB_Default | NECB_Default | NECB_Default | NECB_Default | NECB_Default | NECB_Default | NECB_Default | NECB_Default | NECB_Default | NECB_Default | NECB_Default | NECB_Default | NECB_Default | NECB_Default | NECB_Default | NECB_Default | NECB_Default | aws_batch | 834599497928 | btap_private_cli |  | TRUE | TRUE |  |  | 108.851 | 17.001 | 89.937 | 170.4076 | 511.16 | 937.0967 | 21.2 | SmallOffice |  |  | 0 | SmallOffice | 1 |  | 1 | BTAPPRE1980 | 0.39751 | 2357.444 | 0.88986 | 117.9635 | 70.6804 | 18.3082 | 500.6936 | 292.8517 | EDMONTON | ALBERTA | 77.2412 | 24.5823 | 0 | 101.8235 | 7.3209 | 1.7537 | 0 | 9.0746 | 0 | 0.023574 | 0 | 0 | 0.35196 | 0.098051 | 0 | 0.4266 | 0.099949 | 0.12569 | 0.48715 | 0.0046952 | 0.83911 | 0.060549 | 43.0259 | 112.4006 | 21.2 | 0.678 |  |  | 2.95 | 3.822 |  | 0.227 | 0.772 | 2.95 |  | 0 | Edmonton Intl AP | CAN | 23 | 5588 | 53.31 | -113.579 | 7a | 5120 | AB | CAN_AB_Edmonton.Intl.AP.711230_CWEC2016.epw | 0.83912 | 17.001 | 108.851 | 4.3683 | 17.9076 | FALSE | FALSE | FALSE | FALSE | 8.8766 | 17.9096 | 0 | 0 | 0 | 0 | 30.95 | 25.5836 | 0.30213 | 0.01181 | 110.43 | 0 | 0.83911 | 4.17 | 3.33 | 0 | 0 |  | https://s3.console.aws.amazon.com/s3/buckets/834599497928?region=ca-central-1&prefix=phylroy.lopez/reference/reference/output/3d8d01bf-7918-41ee-9166-add620823bd4/ | 1.0.002
12 |  | TRUE | 87 | 0 | 0 | 531.1512 |  |  |  | 0.1 | 2021-09-22 20:04:00 +0000 | 438c2ebff | 0.2.14 | :adv_dx_units: NECB_Default :airloop_economizer_type: NECB_Default :algorithm_type: parametric :analysis_id: reference :analysis_name: reference :boiler_eff: NECB_Default :btap_batch_version: 1.0.002 :building_type: SmallOffice :chiller_type: NECB_Default :compute_environment: aws_batch :datapoint_id: e10a5e39-34f5-4364-a1d8-87c32d7bed2a :daylighting_type: NECB_Default :dcv_type: NECB_Default :door_construction_cond: NECB_Default :ecm_system_name: NECB_Default :electrical_loads_scale: NECB_Default :enable_costing: true :epw_file: CAN_NS_Halifax.Dockyard.713280_CWEC2016.epw :erv_package: NECB_Default :ext_floor_cond: NECB_Default :ext_roof_cond: NECB_Default :ext_wall_cond: NECB_Default :fdwr_set: NECB_Default :fixed_wind_solar_trans: NECB_Default :fixed_window_cond: NECB_Default :furnace_eff: NECB_Default :glass_door_cond: NECB_Default :glass_door_solar_trans: NECB_Default :ground_floor_cond: NECB_Default :ground_roof_cond: NECB_Default :ground_wall_cond: NECB_Default :image_name: btap_private_cli :infiltration_scale: NECB_Default :lights_scale: NECB_Default :lights_type: NECB_Default :nv_delta_temp_in_out: NECB_Default :nv_opening_fraction: NECB_Default :nv_temp_out_min: NECB_Default :nv_type: NECB_Default :oa_scale: NECB_Default :occupancy_loads_scale: NECB_Default :output_meters: [] :output_variables: [] :overhead_door_cond: NECB_Default :primary_heating_fuel: Electricity :pv_ground_azimuth_angle: NECB_Default :pv_ground_module_description: NECB_Default :pv_ground_tilt_angle: NECB_Default :pv_ground_total_area_pv_panels_m2: NECB_Default :pv_ground_type: NECB_Default :rotation_degrees: NECB_Default :run_annual_simulation: true :s3_bucket: '834599497928' :scale_x: NECB_Default :scale_y: NECB_Default :scale_z: NECB_Default :shw_eff: NECB_Default :skylight_cond: NECB_Default :skylight_solar_trans: NECB_Default :srr_set: NECB_Default :template: BTAPPRE1980 | reference | reference | e10a5e39-34f5-4364-a1d8-87c32d7bed2a | BTAPPRE1980 | SmallOffice | Electricity | Electricity | CAN_NS_Halifax.Dockyard.713280_CWEC2016.epw | parametric |  | NECB_Default | NECB_Default | NECB_Default | NECB_Default | NECB_Default | NECB_Default | NECB_Default | NECB_Default | NECB_Default | NECB_Default | NECB_Default | NECB_Default | NECB_Default | NECB_Default | NECB_Default | NECB_Default | NECB_Default | NECB_Default | NECB_Default | NECB_Default | NECB_Default | NECB_Default | NECB_Default | NECB_Default | NECB_Default | NECB_Default | NECB_Default | NECB_Default | NECB_Default | NECB_Default | NECB_Default | NECB_Default | NECB_Default | NECB_Default | NECB_Default | NECB_Default | NECB_Default | NECB_Default | NECB_Default | NECB_Default | NECB_Default | NECB_Default | NECB_Default | NECB_Default | NECB_Default | aws_batch | 834599497928 | btap_private_cli |  | TRUE | TRUE |  |  | 65.1715 | 14.025 | 59.1628 | 100.2295 | 511.16 | 937.0967 | 21.2 | SmallOffice |  |  | 0 | SmallOffice | 1 |  | 1 | BTAPPRE1980 | 0.39751 | 2357.444 | 0.8691 | 17.9909 | 68.9796 | 22.2614 | 360.8933 | 250.7923 | HALIFAX | NOVA SCOTIA | 118.9276 | 0 | 0 | 118.9276 | 23.3239 | 0 | 0 | 23.3239 | 0 | 0.025882 | 0 | 0 | 0.58647 | 0.075749 | 0 | 0.21297 | 0.099949 | 0.12569 | 0 | 0 | 0.58647 | 0.046228 | 87.5379 | 0 | 21.2 | 0.678 |  |  | 2.95 | 3.822 |  | 0.267 | 0.823 | 2.95 |  | 0 | Halifax Dockyard | CAN | 112 | 3647 | 44.655 | -63.577 | 6 | 4000 | NS | CAN_NS_Halifax.Dockyard.713280_CWEC2016.epw | 0.58646 | 14.025 | 65.1715 | 5.5062 | 16.5468 | FALSE | FALSE | FALSE | FALSE | 5.6686 | 6.8381 | 0 | 0.064651 | 0.0025271 | 23.63 | 0 | 25.5836 | 0.30213 | 0.01181 | 110.43 | 0 | 0.58647 | 2.17 | 0.33 | 0 | 0 |  | https://s3.console.aws.amazon.com/s3/buckets/834599497928?region=ca-central-1&prefix=phylroy.lopez/reference/reference/output/e10a5e39-34f5-4364-a1d8-87c32d7bed2a/ | 1.0.002
13 |  | TRUE | 84 | 0 | 0 | 530.27 |  |  |  | 0.1 | 2021-09-22 20:04:13 +0000 | 438c2ebff | 0.2.14 | :adv_dx_units: NECB_Default :airloop_economizer_type: NECB_Default :algorithm_type: parametric :analysis_id: reference :analysis_name: reference :boiler_eff: NECB_Default :btap_batch_version: 1.0.002 :building_type: SmallOffice :chiller_type: NECB_Default :compute_environment: aws_batch :datapoint_id: 9fdf479a-a225-4ce2-8c7f-d57dae8ee87b :daylighting_type: NECB_Default :dcv_type: NECB_Default :door_construction_cond: NECB_Default :ecm_system_name: NECB_Default :electrical_loads_scale: NECB_Default :enable_costing: true :epw_file: CAN_NS_Halifax.Dockyard.713280_CWEC2016.epw :erv_package: NECB_Default :ext_floor_cond: NECB_Default :ext_roof_cond: NECB_Default :ext_wall_cond: NECB_Default :fdwr_set: NECB_Default :fixed_wind_solar_trans: NECB_Default :fixed_window_cond: NECB_Default :furnace_eff: NECB_Default :glass_door_cond: NECB_Default :glass_door_solar_trans: NECB_Default :ground_floor_cond: NECB_Default :ground_roof_cond: NECB_Default :ground_wall_cond: NECB_Default :image_name: btap_private_cli :infiltration_scale: NECB_Default :lights_scale: NECB_Default :lights_type: NECB_Default :nv_delta_temp_in_out: NECB_Default :nv_opening_fraction: NECB_Default :nv_temp_out_min: NECB_Default :nv_type: NECB_Default :oa_scale: NECB_Default :occupancy_loads_scale: NECB_Default :output_meters: [] :output_variables: [] :overhead_door_cond: NECB_Default :primary_heating_fuel: NaturalGas :pv_ground_azimuth_angle: NECB_Default :pv_ground_module_description: NECB_Default :pv_ground_tilt_angle: NECB_Default :pv_ground_total_area_pv_panels_m2: NECB_Default :pv_ground_type: NECB_Default :rotation_degrees: NECB_Default :run_annual_simulation: true :s3_bucket: '834599497928' :scale_x: NECB_Default :scale_y: NECB_Default :scale_z: NECB_Default :shw_eff: NECB_Default :skylight_cond: NECB_Default :skylight_solar_trans: NECB_Default :srr_set: NECB_Default :template: BTAP1980TO2010 | reference | reference | 9fdf479a-a225-4ce2-8c7f-d57dae8ee87b | BTAP1980TO2010 | SmallOffice | NaturalGas | Natural Gas | CAN_NS_Halifax.Dockyard.713280_CWEC2016.epw | parametric |  | NECB_Default | NECB_Default | NECB_Default | NECB_Default | NECB_Default | NECB_Default | NECB_Default | NECB_Default | NECB_Default | NECB_Default | NECB_Default | NECB_Default | NECB_Default | NECB_Default | NECB_Default | NECB_Default | NECB_Default | NECB_Default | NECB_Default | NECB_Default | NECB_Default | NECB_Default | NECB_Default | NECB_Default | NECB_Default | NECB_Default | NECB_Default | NECB_Default | NECB_Default | NECB_Default | NECB_Default | NECB_Default | NECB_Default | NECB_Default | NECB_Default | NECB_Default | NECB_Default | NECB_Default | NECB_Default | NECB_Default | NECB_Default | NECB_Default | NECB_Default | NECB_Default | NECB_Default | aws_batch | 834599497928 | btap_private_cli |  | TRUE | TRUE |  |  | 80.6428 | 13.8086 | 52.7776 | 113.6793 | 511.16 | 937.0967 | 21.2 | SmallOffice |  |  | 0 | SmallOffice | 1 |  | 1 | BTAP1980TO2010 | 0.39751 | 2357.444 | 0.8691 | 109.1666 | 68.9796 | 17.9797 | 419.915 | 222.9201 | HALIFAX | NOVA SCOTIA | 66.2476 | 15.3362 | 0 | 81.5838 | 12.9924 | 3.871 | 0 | 16.8634 | 0 | 0.025882 | 0 | 0 | 0.32669 | 0.072169 | 0 | 0.25323 | 0.099949 | 0.12569 | 0.3082 | 0.0029932 | 0.63489 | 0.054973 | 37.4476 | 83.5536 | 21.2 | 0.678 |  |  | 2.95 | 3.822 |  | 0.267 | 0.426 | 2.95 |  | 0 | Halifax Dockyard | CAN | 112 | 3647 | 44.655 | -63.577 | 6 | 4000 | NS | CAN_NS_Halifax.Dockyard.713280_CWEC2016.epw | 0.63489 | 13.8086 | 80.6428 | 5.5062 | 16.5468 | FALSE | FALSE | FALSE | FALSE | 5.6686 | 6.8381 | 0 | 0 | 0 | 0 | 28.1 | 25.5836 | 0.30213 | 0.01181 | 110.43 | 0 | 0.63489 | 2.67 | 0.17 | 1.83 | 1.83 |  | https://s3.console.aws.amazon.com/s3/buckets/834599497928?region=ca-central-1&prefix=phylroy.lopez/reference/reference/output/9fdf479a-a225-4ce2-8c7f-d57dae8ee87b/ | 1.0.002
14 |  | TRUE | 85 | 0 | 0 | 532.4771 |  |  |  | 0.1 | 2021-09-22 20:04:14 +0000 | 438c2ebff | 0.2.14 | :adv_dx_units: NECB_Default :airloop_economizer_type: NECB_Default :algorithm_type: parametric :analysis_id: reference :analysis_name: reference :boiler_eff: NECB_Default :btap_batch_version: 1.0.002 :building_type: SmallOffice :chiller_type: NECB_Default :compute_environment: aws_batch :datapoint_id: bfdbf373-ada4-4a8a-b807-da573dfa4729 :daylighting_type: NECB_Default :dcv_type: NECB_Default :door_construction_cond: NECB_Default :ecm_system_name: NECB_Default :electrical_loads_scale: NECB_Default :enable_costing: true :epw_file: CAN_QC_Montreal-Trudeau.Intl.AP.716270_CWEC2016.epw :erv_package: NECB_Default :ext_floor_cond: NECB_Default :ext_roof_cond: NECB_Default :ext_wall_cond: NECB_Default :fdwr_set: NECB_Default :fixed_wind_solar_trans: NECB_Default :fixed_window_cond: NECB_Default :furnace_eff: NECB_Default :glass_door_cond: NECB_Default :glass_door_solar_trans: NECB_Default :ground_floor_cond: NECB_Default :ground_roof_cond: NECB_Default :ground_wall_cond: NECB_Default :image_name: btap_private_cli :infiltration_scale: NECB_Default :lights_scale: NECB_Default :lights_type: NECB_Default :nv_delta_temp_in_out: NECB_Default :nv_opening_fraction: NECB_Default :nv_temp_out_min: NECB_Default :nv_type: NECB_Default :oa_scale: NECB_Default :occupancy_loads_scale: NECB_Default :output_meters: [] :output_variables: [] :overhead_door_cond: NECB_Default :primary_heating_fuel: NaturalGas :pv_ground_azimuth_angle: NECB_Default :pv_ground_module_description: NECB_Default :pv_ground_tilt_angle: NECB_Default :pv_ground_total_area_pv_panels_m2: NECB_Default :pv_ground_type: NECB_Default :rotation_degrees: NECB_Default :run_annual_simulation: true :s3_bucket: '834599497928' :scale_x: NECB_Default :scale_y: NECB_Default :scale_z: NECB_Default :shw_eff: NECB_Default :skylight_cond: NECB_Default :skylight_solar_trans: NECB_Default :srr_set: NECB_Default :template: BTAPPRE1980 | reference | reference | bfdbf373-ada4-4a8a-b807-da573dfa4729 | BTAPPRE1980 | SmallOffice | NaturalGas | Natural Gas | CAN_QC_Montreal-Trudeau.Intl.AP.716270_CWEC2016.epw | parametric |  | NECB_Default | NECB_Default | NECB_Default | NECB_Default | NECB_Default | NECB_Default | NECB_Default | NECB_Default | NECB_Default | NECB_Default | NECB_Default | NECB_Default | NECB_Default | NECB_Default | NECB_Default | NECB_Default | NECB_Default | NECB_Default | NECB_Default | NECB_Default | NECB_Default | NECB_Default | NECB_Default | NECB_Default | NECB_Default | NECB_Default | NECB_Default | NECB_Default | NECB_Default | NECB_Default | NECB_Default | NECB_Default | NECB_Default | NECB_Default | NECB_Default | NECB_Default | NECB_Default | NECB_Default | NECB_Default | NECB_Default | NECB_Default | NECB_Default | NECB_Default | NECB_Default | NECB_Default | aws_batch | 834599497928 | btap_private_cli |  | TRUE | TRUE |  |  | 113.4446 | 25.9932 | 85.3342 | 166.9514 | 511.16 | 937.0967 | 21.2 | SmallOffice |  |  | 0 | SmallOffice | 1 |  | 1 | BTAPPRE1980 | 0.39751 | 2357.444 | 0.86155 | 116.1693 | 64.9433 | 17.9003 | 472.616 | 272.7414 | MONTREAL | QUEBEC | 0.14239 | 22.7373 | 0 | 22.8797 | 9.0684 | 5.9559 | 0 | 15.0243 | 0 | 0.042629 | 0 | 0 | 0.3664 | 0.094041 | 0 | 0.40461 | 0.099949 | 0.12569 | 0.46027 | 0.0040887 | 0.82667 | 0.055658 | 51.0876 | 116.7084 | 21.2 | 0.678 |  |  | 2.95 | 3.822 |  | 0.267 | 0.823 | 2.95 |  | 0 | Montreal-Trudeau Intl AP | CAN | 323 | 4090 | 45.471 | -73.741 | 6 | 4400 | QC | CAN_QC_Montreal-Trudeau.Intl.AP.716270_CWEC2016.epw | 0.82668 | 25.9932 | 113.4446 | 6.9749 | 18.2965 | FALSE | FALSE | FALSE | FALSE | 10.6896 | 14.2759 | 0 | 0 | 0 | 0 | 28.45 | 25.5836 | 0.30213 | 0.01181 | 110.43 | 0 | 0.82667 | 4.67 | 2.83 | 0 | 0 |  | https://s3.console.aws.amazon.com/s3/buckets/834599497928?region=ca-central-1&prefix=phylroy.lopez/reference/reference/output/bfdbf373-ada4-4a8a-b807-da573dfa4729/ | 1.0.002
15 |  | TRUE | 84 | 0 | 0 | 531.7826 |  |  |  | 0.1 | 2021-09-22 20:04:12 +0000 | 438c2ebff | 0.2.14 | :adv_dx_units: NECB_Default :airloop_economizer_type: NECB_Default :algorithm_type: parametric :analysis_id: reference :analysis_name: reference :boiler_eff: NECB_Default :btap_batch_version: 1.0.002 :building_type: SmallOffice :chiller_type: NECB_Default :compute_environment: aws_batch :datapoint_id: 7420cd4c-f7c9-47c2-bdb6-71dd6f2df6f4 :daylighting_type: NECB_Default :dcv_type: NECB_Default :door_construction_cond: NECB_Default :ecm_system_name: NECB_Default :electrical_loads_scale: NECB_Default :enable_costing: true :epw_file: CAN_AB_Calgary.Intl.AP.718770_CWEC2016.epw :erv_package: NECB_Default :ext_floor_cond: NECB_Default :ext_roof_cond: NECB_Default :ext_wall_cond: NECB_Default :fdwr_set: NECB_Default :fixed_wind_solar_trans: NECB_Default :fixed_window_cond: NECB_Default :furnace_eff: NECB_Default :glass_door_cond: NECB_Default :glass_door_solar_trans: NECB_Default :ground_floor_cond: NECB_Default :ground_roof_cond: NECB_Default :ground_wall_cond: NECB_Default :image_name: btap_private_cli :infiltration_scale: NECB_Default :lights_scale: NECB_Default :lights_type: NECB_Default :nv_delta_temp_in_out: NECB_Default :nv_opening_fraction: NECB_Default :nv_temp_out_min: NECB_Default :nv_type: NECB_Default :oa_scale: NECB_Default :occupancy_loads_scale: NECB_Default :output_meters: [] :output_variables: [] :overhead_door_cond: NECB_Default :primary_heating_fuel: NaturalGas :pv_ground_azimuth_angle: NECB_Default :pv_ground_module_description: NECB_Default :pv_ground_tilt_angle: NECB_Default :pv_ground_total_area_pv_panels_m2: NECB_Default :pv_ground_type: NECB_Default :rotation_degrees: NECB_Default :run_annual_simulation: true :s3_bucket: '834599497928' :scale_x: NECB_Default :scale_y: NECB_Default :scale_z: NECB_Default :shw_eff: NECB_Default :skylight_cond: NECB_Default :skylight_solar_trans: NECB_Default :srr_set: NECB_Default :template: BTAPPRE1980 | reference | reference | 7420cd4c-f7c9-47c2-bdb6-71dd6f2df6f4 | BTAPPRE1980 | SmallOffice | NaturalGas | Natural Gas | CAN_AB_Calgary.Intl.AP.718770_CWEC2016.epw | parametric |  | NECB_Default | NECB_Default | NECB_Default | NECB_Default | NECB_Default | NECB_Default | NECB_Default | NECB_Default | NECB_Default | NECB_Default | NECB_Default | NECB_Default | NECB_Default | NECB_Default | NECB_Default | NECB_Default | NECB_Default | NECB_Default | NECB_Default | NECB_Default | NECB_Default | NECB_Default | NECB_Default | NECB_Default | NECB_Default | NECB_Default | NECB_Default | NECB_Default | NECB_Default | NECB_Default | NECB_Default | NECB_Default | NECB_Default | NECB_Default | NECB_Default | NECB_Default | NECB_Default | NECB_Default | NECB_Default | NECB_Default | NECB_Default | NECB_Default | NECB_Default | NECB_Default | NECB_Default | aws_batch | 834599497928 | btap_private_cli |  | TRUE | TRUE |  |  | 94.7064 | 18.8509 | 69.3901 | 144.2688 | 511.16 | 937.0967 | 21.2 | SmallOffice |  |  | 0 | SmallOffice | 1 |  | 1 | BTAPPRE1980 | 0.39751 | 2357.444 | 0.89293 | 116.5142 | 68.0381 | 18.2992 | 500.9745 | 297.2301 | CALGARY | ALBERTA | 78.5764 | 19.5268 | 0 | 98.1033 | 7.4474 | 1.3931 | 0 | 8.8405 | 0 | 0.026665 | 0 | 0 | 0.35805 | 0.1013 | 0 | 0.32851 | 0.099949 | 0.12569 | 0.38696 | 0.0044409 | 0.74501 | 0.058455 | 45.1219 | 98.0695 | 21.2 | 0.678 |  |  | 2.95 | 3.822 |  | 0.227 | 0.772 | 2.95 |  | 0 | Calgary Intl AP | CAN | 64 | 4781 | 51.114 | -114.02 | 7a | 5000 | AB | CAN_AB_Calgary.Intl.AP.718770_CWEC2016.epw | 0.74501 | 18.8509 | 94.7064 | 4.3905 | 18.6834 | FALSE | FALSE | FALSE | FALSE | 9.9309 | 15.7164 | 0 | 0 | 0 | 0 | 29.88 | 25.5836 | 0.30213 | 0.01181 | 110.43 | 0 | 0.74501 | 6.33 | 6 | 0 | 0 |  | https://s3.console.aws.amazon.com/s3/buckets/834599497928?region=ca-central-1&prefix=phylroy.lopez/reference/reference/output/7420cd4c-f7c9-47c2-bdb6-71dd6f2df6f4/ | 1.0.002
16 |  | TRUE | 85 | 0 | 0 | 531.5906 |  |  |  | 0.1 | 2021-09-22 20:04:10 +0000 | 438c2ebff | 0.2.14 | :adv_dx_units: NECB_Default :airloop_economizer_type: NECB_Default :algorithm_type: parametric :analysis_id: reference :analysis_name: reference :boiler_eff: NECB_Default :btap_batch_version: 1.0.002 :building_type: SmallOffice :chiller_type: NECB_Default :compute_environment: aws_batch :datapoint_id: 204bb5ed-703b-4123-bc57-428dd2485214 :daylighting_type: NECB_Default :dcv_type: NECB_Default :door_construction_cond: NECB_Default :ecm_system_name: NECB_Default :electrical_loads_scale: NECB_Default :enable_costing: true :epw_file: CAN_AB_Edmonton.Intl.AP.711230_CWEC2016.epw :erv_package: NECB_Default :ext_floor_cond: NECB_Default :ext_roof_cond: NECB_Default :ext_wall_cond: NECB_Default :fdwr_set: NECB_Default :fixed_wind_solar_trans: NECB_Default :fixed_window_cond: NECB_Default :furnace_eff: NECB_Default :glass_door_cond: NECB_Default :glass_door_solar_trans: NECB_Default :ground_floor_cond: NECB_Default :ground_roof_cond: NECB_Default :ground_wall_cond: NECB_Default :image_name: btap_private_cli :infiltration_scale: NECB_Default :lights_scale: NECB_Default :lights_type: NECB_Default :nv_delta_temp_in_out: NECB_Default :nv_opening_fraction: NECB_Default :nv_temp_out_min: NECB_Default :nv_type: NECB_Default :oa_scale: NECB_Default :occupancy_loads_scale: NECB_Default :output_meters: [] :output_variables: [] :overhead_door_cond: NECB_Default :primary_heating_fuel: Electricity :pv_ground_azimuth_angle: NECB_Default :pv_ground_module_description: NECB_Default :pv_ground_tilt_angle: NECB_Default :pv_ground_total_area_pv_panels_m2: NECB_Default :pv_ground_type: NECB_Default :rotation_degrees: NECB_Default :run_annual_simulation: true :s3_bucket: '834599497928' :scale_x: NECB_Default :scale_y: NECB_Default :scale_z: NECB_Default :shw_eff: NECB_Default :skylight_cond: NECB_Default :skylight_solar_trans: NECB_Default :srr_set: NECB_Default :template: BTAP1980TO2010 | reference | reference | 204bb5ed-703b-4123-bc57-428dd2485214 | BTAP1980TO2010 | SmallOffice | Electricity | Electricity | CAN_AB_Edmonton.Intl.AP.711230_CWEC2016.epw | parametric |  | NECB_Default | NECB_Default | NECB_Default | NECB_Default | NECB_Default | NECB_Default | NECB_Default | NECB_Default | NECB_Default | NECB_Default | NECB_Default | NECB_Default | NECB_Default | NECB_Default | NECB_Default | NECB_Default | NECB_Default | NECB_Default | NECB_Default | NECB_Default | NECB_Default | NECB_Default | NECB_Default | NECB_Default | NECB_Default | NECB_Default | NECB_Default | NECB_Default | NECB_Default | NECB_Default | NECB_Default | NECB_Default | NECB_Default | NECB_Default | NECB_Default | NECB_Default | NECB_Default | NECB_Default | NECB_Default | NECB_Default | NECB_Default | NECB_Default | NECB_Default | NECB_Default | NECB_Default | aws_batch | 834599497928 | btap_private_cli |  | TRUE | TRUE |  |  | 78.4134 | 16.6586 | 78.8131 | 124.499 | 511.16 | 937.0967 | 21.2 | SmallOffice |  |  | 0 | SmallOffice | 1 |  | 1 | BTAP1980TO2010 | 0.39751 | 2357.444 | 0.88986 | 20.4877 | 70.6804 | 22.4433 | 399.6554 | 285.1542 | EDMONTON | ALBERTA | 147.875 | 0 | 0 | 147.875 | 14.0155 | 0 | 0 | 14.0155 | 0 | 0.023906 | 0 | 0 | 0.67384 | 0.089757 | 0 | 0.28373 | 0.099949 | 0.12569 | 0 | 0 | 0.67384 | 0.050806 | 104.7294 | 0 | 21.2 | 0.678 |  |  | 2.95 | 3.822 |  | 0.227 | 0.346 | 2.95 |  | 0 | Edmonton Intl AP | CAN | 23 | 5588 | 53.31 | -113.579 | 7a | 5120 | AB | CAN_AB_Edmonton.Intl.AP.711230_CWEC2016.epw | 0.67383 | 16.6586 | 78.4134 | 4.3683 | 17.9077 | FALSE | FALSE | FALSE | FALSE | 8.8766 | 17.9097 | 0 | 0.071053 | 0.0027773 | 25.97 | 0 | 25.5836 | 0.30213 | 0.01181 | 110.43 | 0 | 0.67384 | 4.83 | 3.83 | 0 | 0 |  | https://s3.console.aws.amazon.com/s3/buckets/834599497928?region=ca-central-1&prefix=phylroy.lopez/reference/reference/output/204bb5ed-703b-4123-bc57-428dd2485214/ | 1.0.002
17 |  | TRUE | 87 | 0 | 0 | 532.1039 |  |  |  | 0.1 | 2021-09-22 20:04:28 +0000 | 438c2ebff | 0.2.14 | :adv_dx_units: NECB_Default :airloop_economizer_type: NECB_Default :algorithm_type: parametric :analysis_id: reference :analysis_name: reference :boiler_eff: NECB_Default :btap_batch_version: 1.0.002 :building_type: SmallOffice :chiller_type: NECB_Default :compute_environment: aws_batch :datapoint_id: d716a1db-0ca6-4406-960c-4f941caf3d17 :daylighting_type: NECB_Default :dcv_type: NECB_Default :door_construction_cond: NECB_Default :ecm_system_name: NECB_Default :electrical_loads_scale: NECB_Default :enable_costing: true :epw_file: CAN_QC_Montreal-Trudeau.Intl.AP.716270_CWEC2016.epw :erv_package: NECB_Default :ext_floor_cond: NECB_Default :ext_roof_cond: NECB_Default :ext_wall_cond: NECB_Default :fdwr_set: NECB_Default :fixed_wind_solar_trans: NECB_Default :fixed_window_cond: NECB_Default :furnace_eff: NECB_Default :glass_door_cond: NECB_Default :glass_door_solar_trans: NECB_Default :ground_floor_cond: NECB_Default :ground_roof_cond: NECB_Default :ground_wall_cond: NECB_Default :image_name: btap_private_cli :infiltration_scale: NECB_Default :lights_scale: NECB_Default :lights_type: NECB_Default :nv_delta_temp_in_out: NECB_Default :nv_opening_fraction: NECB_Default :nv_temp_out_min: NECB_Default :nv_type: NECB_Default :oa_scale: NECB_Default :occupancy_loads_scale: NECB_Default :output_meters: [] :output_variables: [] :overhead_door_cond: NECB_Default :primary_heating_fuel: Electricity :pv_ground_azimuth_angle: NECB_Default :pv_ground_module_description: NECB_Default :pv_ground_tilt_angle: NECB_Default :pv_ground_total_area_pv_panels_m2: NECB_Default :pv_ground_type: NECB_Default :rotation_degrees: NECB_Default :run_annual_simulation: true :s3_bucket: '834599497928' :scale_x: NECB_Default :scale_y: NECB_Default :scale_z: NECB_Default :shw_eff: NECB_Default :skylight_cond: NECB_Default :skylight_solar_trans: NECB_Default :srr_set: NECB_Default :template: BTAP1980TO2010 | reference | reference | d716a1db-0ca6-4406-960c-4f941caf3d17 | BTAP1980TO2010 | SmallOffice | Electricity | Electricity | CAN_QC_Montreal-Trudeau.Intl.AP.716270_CWEC2016.epw | parametric |  | NECB_Default | NECB_Default | NECB_Default | NECB_Default | NECB_Default | NECB_Default | NECB_Default | NECB_Default | NECB_Default | NECB_Default | NECB_Default | NECB_Default | NECB_Default | NECB_Default | NECB_Default | NECB_Default | NECB_Default | NECB_Default | NECB_Default | NECB_Default | NECB_Default | NECB_Default | NECB_Default | NECB_Default | NECB_Default | NECB_Default | NECB_Default | NECB_Default | NECB_Default | NECB_Default | NECB_Default | NECB_Default | NECB_Default | NECB_Default | NECB_Default | NECB_Default | NECB_Default | NECB_Default | NECB_Default | NECB_Default | NECB_Default | NECB_Default | NECB_Default | NECB_Default | NECB_Default | aws_batch | 834599497928 | btap_private_cli |  | TRUE | TRUE |  |  | 83.5311 | 24.4719 | 77.498 | 126.4499 | 511.16 | 937.0967 | 21.2 | SmallOffice |  |  | 0 | SmallOffice | 1 |  | 1 | BTAP1980TO2010 | 0.39751 | 2357.444 | 0.86155 | 19.3113 | 64.9433 | 22.213 | 378.7083 | 271.3791 | MONTREAL | QUEBEC | 0.26459 | 0 | 0 | 0.26459 | 16.8514 | 0 | 0 | 16.8514 | 0 | 0.04212 | 0 | 0 | 0.68086 | 0.087331 | 0 | 0.27899 | 0.099949 | 0.12569 | 0 | 0 | 0.68086 | 0.046776 | 108.0661 | 0 | 21.2 | 0.678 |  |  | 2.95 | 3.822 |  | 0.267 | 0.426 | 2.95 |  | 0 | Montreal-Trudeau Intl AP | CAN | 323 | 4090 | 45.471 | -73.741 | 6 | 4400 | QC | CAN_QC_Montreal-Trudeau.Intl.AP.716270_CWEC2016.epw | 0.68087 | 24.4719 | 83.5311 | 6.9749 | 18.2965 | FALSE | FALSE | FALSE | FALSE | 10.6896 | 14.2759 | 0 | 0.065417 | 0.002557 | 23.91 | 0 | 25.5836 | 0.30213 | 0.01181 | 110.43 | 0 | 0.68086 | 6.17 | 4 | 0 | 0 |  | https://s3.console.aws.amazon.com/s3/buckets/834599497928?region=ca-central-1&prefix=phylroy.lopez/reference/reference/output/d716a1db-0ca6-4406-960c-4f941caf3d17/ | 1.0.002
18 |  | TRUE | 84 | 0 | 0 | 532.3636 |  |  |  | 0.1 | 2021-09-22 20:04:32 +0000 | 438c2ebff | 0.2.14 | :adv_dx_units: NECB_Default :airloop_economizer_type: NECB_Default :algorithm_type: parametric :analysis_id: reference :analysis_name: reference :boiler_eff: NECB_Default :btap_batch_version: 1.0.002 :building_type: SmallOffice :chiller_type: NECB_Default :compute_environment: aws_batch :datapoint_id: 3a95f416-a0e3-4e51-bd67-d5c256702100 :daylighting_type: NECB_Default :dcv_type: NECB_Default :door_construction_cond: NECB_Default :ecm_system_name: NECB_Default :electrical_loads_scale: NECB_Default :enable_costing: true :epw_file: CAN_QC_Montreal-Trudeau.Intl.AP.716270_CWEC2016.epw :erv_package: NECB_Default :ext_floor_cond: NECB_Default :ext_roof_cond: NECB_Default :ext_wall_cond: NECB_Default :fdwr_set: NECB_Default :fixed_wind_solar_trans: NECB_Default :fixed_window_cond: NECB_Default :furnace_eff: NECB_Default :glass_door_cond: NECB_Default :glass_door_solar_trans: NECB_Default :ground_floor_cond: NECB_Default :ground_roof_cond: NECB_Default :ground_wall_cond: NECB_Default :image_name: btap_private_cli :infiltration_scale: NECB_Default :lights_scale: NECB_Default :lights_type: NECB_Default :nv_delta_temp_in_out: NECB_Default :nv_opening_fraction: NECB_Default :nv_temp_out_min: NECB_Default :nv_type: NECB_Default :oa_scale: NECB_Default :occupancy_loads_scale: NECB_Default :output_meters: [] :output_variables: [] :overhead_door_cond: NECB_Default :primary_heating_fuel: NaturalGas :pv_ground_azimuth_angle: NECB_Default :pv_ground_module_description: NECB_Default :pv_ground_tilt_angle: NECB_Default :pv_ground_total_area_pv_panels_m2: NECB_Default :pv_ground_type: NECB_Default :rotation_degrees: NECB_Default :run_annual_simulation: true :s3_bucket: '834599497928' :scale_x: NECB_Default :scale_y: NECB_Default :scale_z: NECB_Default :shw_eff: NECB_Default :skylight_cond: NECB_Default :skylight_solar_trans: NECB_Default :srr_set: NECB_Default :template: BTAP1980TO2010 | reference | reference | 3a95f416-a0e3-4e51-bd67-d5c256702100 | BTAP1980TO2010 | SmallOffice | NaturalGas | Natural Gas | CAN_QC_Montreal-Trudeau.Intl.AP.716270_CWEC2016.epw | parametric |  | NECB_Default | NECB_Default | NECB_Default | NECB_Default | NECB_Default | NECB_Default | NECB_Default | NECB_Default | NECB_Default | NECB_Default | NECB_Default | NECB_Default | NECB_Default | NECB_Default | NECB_Default | NECB_Default | NECB_Default | NECB_Default | NECB_Default | NECB_Default | NECB_Default | NECB_Default | NECB_Default | NECB_Default | NECB_Default | NECB_Default | NECB_Default | NECB_Default | NECB_Default | NECB_Default | NECB_Default | NECB_Default | NECB_Default | NECB_Default | NECB_Default | NECB_Default | NECB_Default | NECB_Default | NECB_Default | NECB_Default | NECB_Default | NECB_Default | NECB_Default | NECB_Default | NECB_Default | aws_batch | 834599497928 | btap_private_cli |  | TRUE | TRUE |  |  | 108.1165 | 24.4709 | 77.498 | 154.7298 | 511.16 | 937.0967 | 21.2 | SmallOffice |  |  | 0 | SmallOffice | 1 |  | 1 | BTAP1980TO2010 | 0.39751 | 2357.444 | 0.86155 | 114.08 | 64.9433 | 17.9003 | 453.0217 | 255.2364 | MONTREAL | QUEBEC | 0.13951 | 20.9301 | 0 | 21.0696 | 8.8854 | 5.4825 | 0 | 14.3679 | 0 | 0.04212 | 0 | 0 | 0.35899 | 0.087526 | 0 | 0.36803 | 0.099949 | 0.12569 | 0.42368 | 0.0036975 | 0.78267 | 0.055658 | 49.3739 | 111.3803 | 21.2 | 0.678 |  |  | 2.95 | 3.822 |  | 0.267 | 0.426 | 2.95 |  | 0 | Montreal-Trudeau Intl AP | CAN | 323 | 4090 | 45.471 | -73.741 | 6 | 4400 | QC | CAN_QC_Montreal-Trudeau.Intl.AP.716270_CWEC2016.epw | 0.78269 | 24.4709 | 108.1165 | 6.9749 | 18.2963 | FALSE | FALSE | FALSE | FALSE | 10.6896 | 14.2758 | 0 | 0 | 0 | 0 | 28.45 | 25.5836 | 0.30213 | 0.01181 | 110.43 | 0 | 0.78267 | 6.17 | 4 | 0 | 0 |  | https://s3.console.aws.amazon.com/s3/buckets/834599497928?region=ca-central-1&prefix=phylroy.lopez/reference/reference/output/3a95f416-a0e3-4e51-bd67-d5c256702100/ | 1.0.002
19 |  | TRUE | 84 | 0 | 0 | 531.2774 |  |  |  | 0.1 | 2021-09-22 20:04:03 +0000 | 438c2ebff | 0.2.14 | :adv_dx_units: NECB_Default :airloop_economizer_type: NECB_Default :algorithm_type: parametric :analysis_id: reference :analysis_name: reference :boiler_eff: NECB_Default :btap_batch_version: 1.0.002 :building_type: SmallOffice :chiller_type: NECB_Default :compute_environment: aws_batch :datapoint_id: bd0b9ef1-08eb-4b5d-bf62-514458a5fe00 :daylighting_type: NECB_Default :dcv_type: NECB_Default :door_construction_cond: NECB_Default :ecm_system_name: NECB_Default :electrical_loads_scale: NECB_Default :enable_costing: true :epw_file: CAN_NS_Halifax.Dockyard.713280_CWEC2016.epw :erv_package: NECB_Default :ext_floor_cond: NECB_Default :ext_roof_cond: NECB_Default :ext_wall_cond: NECB_Default :fdwr_set: NECB_Default :fixed_wind_solar_trans: NECB_Default :fixed_window_cond: NECB_Default :furnace_eff: NECB_Default :glass_door_cond: NECB_Default :glass_door_solar_trans: NECB_Default :ground_floor_cond: NECB_Default :ground_roof_cond: NECB_Default :ground_wall_cond: NECB_Default :image_name: btap_private_cli :infiltration_scale: NECB_Default :lights_scale: NECB_Default :lights_type: NECB_Default :nv_delta_temp_in_out: NECB_Default :nv_opening_fraction: NECB_Default :nv_temp_out_min: NECB_Default :nv_type: NECB_Default :oa_scale: NECB_Default :occupancy_loads_scale: NECB_Default :output_meters: [] :output_variables: [] :overhead_door_cond: NECB_Default :primary_heating_fuel: NaturalGas :pv_ground_azimuth_angle: NECB_Default :pv_ground_module_description: NECB_Default :pv_ground_tilt_angle: NECB_Default :pv_ground_total_area_pv_panels_m2: NECB_Default :pv_ground_type: NECB_Default :rotation_degrees: NECB_Default :run_annual_simulation: true :s3_bucket: '834599497928' :scale_x: NECB_Default :scale_y: NECB_Default :scale_z: NECB_Default :shw_eff: NECB_Default :skylight_cond: NECB_Default :skylight_solar_trans: NECB_Default :srr_set: NECB_Default :template: NECB2011 | reference | reference | bd0b9ef1-08eb-4b5d-bf62-514458a5fe00 | NECB2011 | SmallOffice | NaturalGas | Natural Gas | CAN_NS_Halifax.Dockyard.713280_CWEC2016.epw | parametric |  | NECB_Default | NECB_Default | NECB_Default | NECB_Default | NECB_Default | NECB_Default | NECB_Default | NECB_Default | NECB_Default | NECB_Default | NECB_Default | NECB_Default | NECB_Default | NECB_Default | NECB_Default | NECB_Default | NECB_Default | NECB_Default | NECB_Default | NECB_Default | NECB_Default | NECB_Default | NECB_Default | NECB_Default | NECB_Default | NECB_Default | NECB_Default | NECB_Default | NECB_Default | NECB_Default | NECB_Default | NECB_Default | NECB_Default | NECB_Default | NECB_Default | NECB_Default | NECB_Default | NECB_Default | NECB_Default | NECB_Default | NECB_Default | NECB_Default | NECB_Default | NECB_Default | NECB_Default | aws_batch | 834599497928 | btap_private_cli |  | TRUE | TRUE |  |  | 56.6985 | 13.462 | 18.7699 | 72.0964 | 511.16 | 937.0967 | 40 | SmallOffice |  |  | 0 | SmallOffice | 1 |  | 1 | NECB2011 | 0.39751 | 2357.444 | 234.4565 | 94.1426 | 68.9796 | 17.9797 | 727.6716 | 312.1132 | HALIFAX | NOVA SCOTIA | 70.1156 | 6.939 | 0 | 77.0546 | 13.751 | 1.7515 | 0 | 15.5024 | 0 | 0.035997 | 0 | 0 | 0.34574 | 0.083027 | 0 | 0.084514 | 0.099949 | 0.12569 | 0.13945 | 0.001076 | 0.48519 | 0.054934 | 37.7855 | 59.8547 | 40 | 0.757 |  |  |  | 0.183 |  | 0.183 | 0.247 | 2.2 |  | 0 | Halifax Dockyard | CAN | 112 | 3647 | 44.655 | -63.577 | 6 | 4000 | NS | CAN_NS_Halifax.Dockyard.713280_CWEC2016.epw | 0.48522 | 13.462 | 56.6985 | 5.5063 | 16.5464 | FALSE | FALSE | FALSE | FALSE | 5.6686 | 6.838 | 0 | 0 | 0 | 0 | 28.08 | 25.5836 | 0.30213 | 0.01181 | 110.43 | 0 | 0.48519 | 25.67 | 19.83 | 2.5 | 2.5 |  | https://s3.console.aws.amazon.com/s3/buckets/834599497928?region=ca-central-1&prefix=phylroy.lopez/reference/reference/output/bd0b9ef1-08eb-4b5d-bf62-514458a5fe00/ | 1.0.002
20 |  | TRUE | 82 | 0 | 0 | 532.6526 |  |  |  | 0.1 | 2021-09-22 20:04:10 +0000 | 438c2ebff | 0.2.14 | :adv_dx_units: NECB_Default :airloop_economizer_type: NECB_Default :algorithm_type: parametric :analysis_id: reference :analysis_name: reference :boiler_eff: NECB_Default :btap_batch_version: 1.0.002 :building_type: SmallOffice :chiller_type: NECB_Default :compute_environment: aws_batch :datapoint_id: 7da3ad97-be68-44f1-a1e6-243bc3b7b8e6 :daylighting_type: NECB_Default :dcv_type: NECB_Default :door_construction_cond: NECB_Default :ecm_system_name: NECB_Default :electrical_loads_scale: NECB_Default :enable_costing: true :epw_file: CAN_AB_Edmonton.Intl.AP.711230_CWEC2016.epw :erv_package: NECB_Default :ext_floor_cond: NECB_Default :ext_roof_cond: NECB_Default :ext_wall_cond: NECB_Default :fdwr_set: NECB_Default :fixed_wind_solar_trans: NECB_Default :fixed_window_cond: NECB_Default :furnace_eff: NECB_Default :glass_door_cond: NECB_Default :glass_door_solar_trans: NECB_Default :ground_floor_cond: NECB_Default :ground_roof_cond: NECB_Default :ground_wall_cond: NECB_Default :image_name: btap_private_cli :infiltration_scale: NECB_Default :lights_scale: NECB_Default :lights_type: NECB_Default :nv_delta_temp_in_out: NECB_Default :nv_opening_fraction: NECB_Default :nv_temp_out_min: NECB_Default :nv_type: NECB_Default :oa_scale: NECB_Default :occupancy_loads_scale: NECB_Default :output_meters: [] :output_variables: [] :overhead_door_cond: NECB_Default :primary_heating_fuel: NaturalGas :pv_ground_azimuth_angle: NECB_Default :pv_ground_module_description: NECB_Default :pv_ground_tilt_angle: NECB_Default :pv_ground_total_area_pv_panels_m2: NECB_Default :pv_ground_type: NECB_Default :rotation_degrees: NECB_Default :run_annual_simulation: true :s3_bucket: '834599497928' :scale_x: NECB_Default :scale_y: NECB_Default :scale_z: NECB_Default :shw_eff: NECB_Default :skylight_cond: NECB_Default :skylight_solar_trans: NECB_Default :srr_set: NECB_Default :template: BTAP1980TO2010 | reference | reference | 7da3ad97-be68-44f1-a1e6-243bc3b7b8e6 | BTAP1980TO2010 | SmallOffice | NaturalGas | Natural Gas | CAN_AB_Edmonton.Intl.AP.711230_CWEC2016.epw | parametric |  | NECB_Default | NECB_Default | NECB_Default | NECB_Default | NECB_Default | NECB_Default | NECB_Default | NECB_Default | NECB_Default | NECB_Default | NECB_Default | NECB_Default | NECB_Default | NECB_Default | NECB_Default | NECB_Default | NECB_Default | NECB_Default | NECB_Default | NECB_Default | NECB_Default | NECB_Default | NECB_Default | NECB_Default | NECB_Default | NECB_Default | NECB_Default | NECB_Default | NECB_Default | NECB_Default | NECB_Default | NECB_Default | NECB_Default | NECB_Default | NECB_Default | NECB_Default | NECB_Default | NECB_Default | NECB_Default | NECB_Default | NECB_Default | NECB_Default | NECB_Default | NECB_Default | NECB_Default | aws_batch | 834599497928 | btap_private_cli |  | TRUE | TRUE |  |  | 103.5989 | 16.6612 | 78.8729 | 153.7244 | 511.16 | 937.0967 | 21.2 | SmallOffice |  |  | 0 | SmallOffice | 1 |  | 1 | BTAP1980TO2010 | 0.39751 | 2357.444 | 0.88986 | 116.7822 | 70.6804 | 18.3082 | 476.4123 | 269.7516 | EDMONTON | ALBERTA | 75.3736 | 21.982 | 0 | 97.3556 | 7.1438 | 1.5682 | 0 | 8.7121 | 0 | 0.023906 | 0 | 0 | 0.34345 | 0.089835 | 0 | 0.37505 | 0.099949 | 0.12569 | 0.4356 | 0.0040692 | 0.77905 | 0.060549 | 41.9655 | 107.1479 | 21.2 | 0.678 |  |  | 2.95 | 3.822 |  | 0.227 | 0.346 | 2.95 |  | 0 | Edmonton Intl AP | CAN | 23 | 5588 | 53.31 | -113.579 | 7a | 5120 | AB | CAN_AB_Edmonton.Intl.AP.711230_CWEC2016.epw | 0.77906 | 16.6612 | 103.5989 | 4.3683 | 17.9076 | FALSE | FALSE | FALSE | FALSE | 8.8766 | 17.9096 | 0 | 0 | 0 | 0 | 30.95 | 25.5836 | 0.30213 | 0.01181 | 110.43 | 0 | 0.77905 | 4.83 | 3.83 | 0 | 0 |  | https://s3.console.aws.amazon.com/s3/buckets/834599497928?region=ca-central-1&prefix=phylroy.lopez/reference/reference/output/7da3ad97-be68-44f1-a1e6-243bc3b7b8e6/ | 1.0.002
21 |  | TRUE | 91 | 0 | 0 | 532.0534 |  |  |  | 0.1 | 2021-09-22 20:03:59 +0000 | 438c2ebff | 0.2.14 | :adv_dx_units: NECB_Default :airloop_economizer_type: NECB_Default :algorithm_type: parametric :analysis_id: reference :analysis_name: reference :boiler_eff: NECB_Default :btap_batch_version: 1.0.002 :building_type: SmallOffice :chiller_type: NECB_Default :compute_environment: aws_batch :datapoint_id: ffcbd9bc-057c-49fc-adf3-c96bd29dd646 :daylighting_type: NECB_Default :dcv_type: NECB_Default :door_construction_cond: NECB_Default :ecm_system_name: NECB_Default :electrical_loads_scale: NECB_Default :enable_costing: true :epw_file: CAN_QC_Montreal-Trudeau.Intl.AP.716270_CWEC2016.epw :erv_package: NECB_Default :ext_floor_cond: NECB_Default :ext_roof_cond: NECB_Default :ext_wall_cond: NECB_Default :fdwr_set: NECB_Default :fixed_wind_solar_trans: NECB_Default :fixed_window_cond: NECB_Default :furnace_eff: NECB_Default :glass_door_cond: NECB_Default :glass_door_solar_trans: NECB_Default :ground_floor_cond: NECB_Default :ground_roof_cond: NECB_Default :ground_wall_cond: NECB_Default :image_name: btap_private_cli :infiltration_scale: NECB_Default :lights_scale: NECB_Default :lights_type: NECB_Default :nv_delta_temp_in_out: NECB_Default :nv_opening_fraction: NECB_Default :nv_temp_out_min: NECB_Default :nv_type: NECB_Default :oa_scale: NECB_Default :occupancy_loads_scale: NECB_Default :output_meters: [] :output_variables: [] :overhead_door_cond: NECB_Default :primary_heating_fuel: Electricity :pv_ground_azimuth_angle: NECB_Default :pv_ground_module_description: NECB_Default :pv_ground_tilt_angle: NECB_Default :pv_ground_total_area_pv_panels_m2: NECB_Default :pv_ground_type: NECB_Default :rotation_degrees: NECB_Default :run_annual_simulation: true :s3_bucket: '834599497928' :scale_x: NECB_Default :scale_y: NECB_Default :scale_z: NECB_Default :shw_eff: NECB_Default :skylight_cond: NECB_Default :skylight_solar_trans: NECB_Default :srr_set: NECB_Default :template: NECB2011 | reference | reference | ffcbd9bc-057c-49fc-adf3-c96bd29dd646 | NECB2011 | SmallOffice | Electricity | Electricity | CAN_QC_Montreal-Trudeau.Intl.AP.716270_CWEC2016.epw | parametric |  | NECB_Default | NECB_Default | NECB_Default | NECB_Default | NECB_Default | NECB_Default | NECB_Default | NECB_Default | NECB_Default | NECB_Default | NECB_Default | NECB_Default | NECB_Default | NECB_Default | NECB_Default | NECB_Default | NECB_Default | NECB_Default | NECB_Default | NECB_Default | NECB_Default | NECB_Default | NECB_Default | NECB_Default | NECB_Default | NECB_Default | NECB_Default | NECB_Default | NECB_Default | NECB_Default | NECB_Default | NECB_Default | NECB_Default | NECB_Default | NECB_Default | NECB_Default | NECB_Default | NECB_Default | NECB_Default | NECB_Default | NECB_Default | NECB_Default | NECB_Default | NECB_Default | NECB_Default | aws_batch | 834599497928 | btap_private_cli |  | TRUE | TRUE |  |  | 69.0052 | 17.3078 | 33.3175 | 80.2315 | 511.16 | 937.0967 | 37.3 | SmallOffice |  |  | 0 | SmallOffice | 1 |  | 1 | NECB2011 | 0.39751 | 2357.444 | 249.608 | 14.5406 | 64.9433 | 22.213 | 654.9425 | 303.6376 | MONTREAL | QUEBEC | 0.19993 | 0 | 0 | 0.19993 | 12.7333 | 0 | 0 | 12.7333 | 0 | 0.044467 | 0 | 0 | 0.51448 | 0.077627 | 0 | 0.11996 | 0.099949 | 0.12569 | 0 | 0 | 0.51448 | 0.046776 | 93.5316 | 0 | 37.3 | 0.757 |  |  |  | 0.183 |  | 0.183 | 0.247 | 2.2 |  | 0 | Montreal-Trudeau Intl AP | CAN | 323 | 4090 | 45.471 | -73.741 | 6 | 4400 | QC | CAN_QC_Montreal-Trudeau.Intl.AP.716270_CWEC2016.epw | 0.51447 | 17.3078 | 69.0052 | 6.9749 | 18.2965 | FALSE | FALSE | FALSE | FALSE | 10.6896 | 14.2759 | 0 | 0.065417 | 0.002557 | 23.91 | 0 | 25.5836 | 0.30213 | 0.01181 | 110.43 | 0 | 0.51448 | 78 | 67.5 | 0.17 | 0.17 |  | https://s3.console.aws.amazon.com/s3/buckets/834599497928?region=ca-central-1&prefix=phylroy.lopez/reference/reference/output/ffcbd9bc-057c-49fc-adf3-c96bd29dd646/ | 1.0.002
22 |  | TRUE | 85 | 0 | 0 | 533.0537 |  |  |  | 0.1 | 2021-09-22 20:03:58 +0000 | 438c2ebff | 0.2.14 | :adv_dx_units: NECB_Default :airloop_economizer_type: NECB_Default :algorithm_type: parametric :analysis_id: reference :analysis_name: reference :boiler_eff: NECB_Default :btap_batch_version: 1.0.002 :building_type: SmallOffice :chiller_type: NECB_Default :compute_environment: aws_batch :datapoint_id: cf7820c9-b956-49d6-be4b-248ba682068e :daylighting_type: NECB_Default :dcv_type: NECB_Default :door_construction_cond: NECB_Default :ecm_system_name: NECB_Default :electrical_loads_scale: NECB_Default :enable_costing: true :epw_file: CAN_BC_Vancouver.Intl.AP.718920_CWEC2016.epw :erv_package: NECB_Default :ext_floor_cond: NECB_Default :ext_roof_cond: NECB_Default :ext_wall_cond: NECB_Default :fdwr_set: NECB_Default :fixed_wind_solar_trans: NECB_Default :fixed_window_cond: NECB_Default :furnace_eff: NECB_Default :glass_door_cond: NECB_Default :glass_door_solar_trans: NECB_Default :ground_floor_cond: NECB_Default :ground_roof_cond: NECB_Default :ground_wall_cond: NECB_Default :image_name: btap_private_cli :infiltration_scale: NECB_Default :lights_scale: NECB_Default :lights_type: NECB_Default :nv_delta_temp_in_out: NECB_Default :nv_opening_fraction: NECB_Default :nv_temp_out_min: NECB_Default :nv_type: NECB_Default :oa_scale: NECB_Default :occupancy_loads_scale: NECB_Default :output_meters: [] :output_variables: [] :overhead_door_cond: NECB_Default :primary_heating_fuel: Electricity :pv_ground_azimuth_angle: NECB_Default :pv_ground_module_description: NECB_Default :pv_ground_tilt_angle: NECB_Default :pv_ground_total_area_pv_panels_m2: NECB_Default :pv_ground_type: NECB_Default :rotation_degrees: NECB_Default :run_annual_simulation: true :s3_bucket: '834599497928' :scale_x: NECB_Default :scale_y: NECB_Default :scale_z: NECB_Default :shw_eff: NECB_Default :skylight_cond: NECB_Default :skylight_solar_trans: NECB_Default :srr_set: NECB_Default :template: BTAP1980TO2010 | reference | reference | cf7820c9-b956-49d6-be4b-248ba682068e | BTAP1980TO2010 | SmallOffice | Electricity | Electricity | CAN_BC_Vancouver.Intl.AP.718920_CWEC2016.epw | parametric |  | NECB_Default | NECB_Default | NECB_Default | NECB_Default | NECB_Default | NECB_Default | NECB_Default | NECB_Default | NECB_Default | NECB_Default | NECB_Default | NECB_Default | NECB_Default | NECB_Default | NECB_Default | NECB_Default | NECB_Default | NECB_Default | NECB_Default | NECB_Default | NECB_Default | NECB_Default | NECB_Default | NECB_Default | NECB_Default | NECB_Default | NECB_Default | NECB_Default | NECB_Default | NECB_Default | NECB_Default | NECB_Default | NECB_Default | NECB_Default | NECB_Default | NECB_Default | NECB_Default | NECB_Default | NECB_Default | NECB_Default | NECB_Default | NECB_Default | NECB_Default | NECB_Default | NECB_Default | aws_batch | 834599497928 | btap_private_cli |  | TRUE | TRUE |  |  | 49.0676 | 12.8427 | 38.7572 | 75.2645 | 511.16 | 937.0967 | 21.2 | SmallOffice |  |  | 0 | SmallOffice | 1 |  | 1 | BTAP1980TO2010 | 0.39751 | 2357.444 | 0.94031 | 15.1047 | 63.3239 | 22.3124 | 334.3385 | 232.6573 | VANCOUVER | BRITISH COLUMBIA | 1.4073 | 0 | 0 | 1.4073 | 14.0537 | 0 | 0 | 14.0537 | 0 | 0.02287 | 0 | 0 | 0.4966 | 0.064305 | 0 | 0.13953 | 0.099949 | 0.12569 | 0 | 0 | 0.4966 | 0.044252 | 64.766 | 0 | 21.2 | 0.678 |  |  | 4.09 | 3.822 |  | 0.363 | 0.568 | 4.09 |  | 0 | Vancouver Intl AP | CAN | 42 | 2797 | 49.195 | -123.184 | 4 | 2800 | BC | CAN_BC_Vancouver.Intl.AP.718920_CWEC2016.epw | 0.4966 | 12.8427 | 49.0676 | 3.9408 | 17.8876 | FALSE | FALSE | FALSE | FALSE | 7.9665 | 7.0201 | 0 | 0.061888 | 0.002419 | 22.62 | 0 | 25.5836 | 0.30213 | 0.01181 | 110.43 | 0 | 0.4966 | 3.17 | 1.67 | 0 | 0 |  | https://s3.console.aws.amazon.com/s3/buckets/834599497928?region=ca-central-1&prefix=phylroy.lopez/reference/reference/output/cf7820c9-b956-49d6-be4b-248ba682068e/ | 1.0.002
23 |  | TRUE | 84 | 0 | 0 | 532.9198 |  |  |  | 0.1 | 2021-09-22 20:04:11 +0000 | 438c2ebff | 0.2.14 | :adv_dx_units: NECB_Default :airloop_economizer_type: NECB_Default :algorithm_type: parametric :analysis_id: reference :analysis_name: reference :boiler_eff: NECB_Default :btap_batch_version: 1.0.002 :building_type: SmallOffice :chiller_type: NECB_Default :compute_environment: aws_batch :datapoint_id: bf6dd3f8-dad4-48fd-8a34-28e4a3eab2c0 :daylighting_type: NECB_Default :dcv_type: NECB_Default :door_construction_cond: NECB_Default :ecm_system_name: NECB_Default :electrical_loads_scale: NECB_Default :enable_costing: true :epw_file: CAN_AB_Calgary.Intl.AP.718770_CWEC2016.epw :erv_package: NECB_Default :ext_floor_cond: NECB_Default :ext_roof_cond: NECB_Default :ext_wall_cond: NECB_Default :fdwr_set: NECB_Default :fixed_wind_solar_trans: NECB_Default :fixed_window_cond: NECB_Default :furnace_eff: NECB_Default :glass_door_cond: NECB_Default :glass_door_solar_trans: NECB_Default :ground_floor_cond: NECB_Default :ground_roof_cond: NECB_Default :ground_wall_cond: NECB_Default :image_name: btap_private_cli :infiltration_scale: NECB_Default :lights_scale: NECB_Default :lights_type: NECB_Default :nv_delta_temp_in_out: NECB_Default :nv_opening_fraction: NECB_Default :nv_temp_out_min: NECB_Default :nv_type: NECB_Default :oa_scale: NECB_Default :occupancy_loads_scale: NECB_Default :output_meters: [] :output_variables: [] :overhead_door_cond: NECB_Default :primary_heating_fuel: NaturalGas :pv_ground_azimuth_angle: NECB_Default :pv_ground_module_description: NECB_Default :pv_ground_tilt_angle: NECB_Default :pv_ground_total_area_pv_panels_m2: NECB_Default :pv_ground_type: NECB_Default :rotation_degrees: NECB_Default :run_annual_simulation: true :s3_bucket: '834599497928' :scale_x: NECB_Default :scale_y: NECB_Default :scale_z: NECB_Default :shw_eff: NECB_Default :skylight_cond: NECB_Default :skylight_solar_trans: NECB_Default :srr_set: NECB_Default :template: BTAP1980TO2010 | reference | reference | bf6dd3f8-dad4-48fd-8a34-28e4a3eab2c0 | BTAP1980TO2010 | SmallOffice | NaturalGas | Natural Gas | CAN_AB_Calgary.Intl.AP.718770_CWEC2016.epw | parametric |  | NECB_Default | NECB_Default | NECB_Default | NECB_Default | NECB_Default | NECB_Default | NECB_Default | NECB_Default | NECB_Default | NECB_Default | NECB_Default | NECB_Default | NECB_Default | NECB_Default | NECB_Default | NECB_Default | NECB_Default | NECB_Default | NECB_Default | NECB_Default | NECB_Default | NECB_Default | NECB_Default | NECB_Default | NECB_Default | NECB_Default | NECB_Default | NECB_Default | NECB_Default | NECB_Default | NECB_Default | NECB_Default | NECB_Default | NECB_Default | NECB_Default | NECB_Default | NECB_Default | NECB_Default | NECB_Default | NECB_Default | NECB_Default | NECB_Default | NECB_Default | NECB_Default | NECB_Default | aws_batch | 834599497928 | btap_private_cli |  | TRUE | TRUE |  |  | 89.3943 | 18.4358 | 60.3094 | 130.3408 | 511.16 | 937.0967 | 21.2 | SmallOffice |  |  | 0 | SmallOffice | 1 |  | 1 | BTAP1980TO2010 | 0.39751 | 2357.444 | 0.89293 | 114.3897 | 68.0381 | 18.2992 | 477.1508 | 275.5309 | CALGARY | ALBERTA | 76.872 | 17.3886 | 0 | 94.2605 | 7.2859 | 1.2405 | 0 | 8.5264 | 0 | 0.026997 | 0 | 0 | 0.35028 | 0.093806 | 0 | 0.28613 | 0.099949 | 0.12569 | 0.34459 | 0.0038344 | 0.69487 | 0.058455 | 44.0436 | 92.758 | 21.2 | 0.678 |  |  | 2.95 | 3.822 |  | 0.227 | 0.346 | 2.95 |  | 0 | Calgary Intl AP | CAN | 64 | 4781 | 51.114 | -114.02 | 7a | 5000 | AB | CAN_AB_Calgary.Intl.AP.718770_CWEC2016.epw | 0.69487 | 18.4358 | 89.3943 | 4.3905 | 18.6834 | FALSE | FALSE | FALSE | FALSE | 9.9309 | 15.7164 | 0 | 0 | 0 | 0 | 29.88 | 25.5836 | 0.30213 | 0.01181 | 110.43 | 0 | 0.69487 | 6.83 | 6.33 | 0 | 0 |  | https://s3.console.aws.amazon.com/s3/buckets/834599497928?region=ca-central-1&prefix=phylroy.lopez/reference/reference/output/bf6dd3f8-dad4-48fd-8a34-28e4a3eab2c0/ | 1.0.002
24 |  | TRUE | 82 | 0 | 0 | 532.6476 |  |  |  | 0.1 | 2021-09-22 20:04:25 +0000 | 438c2ebff | 0.2.14 | :adv_dx_units: NECB_Default :airloop_economizer_type: NECB_Default :algorithm_type: parametric :analysis_id: reference :analysis_name: reference :boiler_eff: NECB_Default :btap_batch_version: 1.0.002 :building_type: SmallOffice :chiller_type: NECB_Default :compute_environment: aws_batch :datapoint_id: a86fd605-74ab-4bda-b990-35873748f0e4 :daylighting_type: NECB_Default :dcv_type: NECB_Default :door_construction_cond: NECB_Default :ecm_system_name: NECB_Default :electrical_loads_scale: NECB_Default :enable_costing: true :epw_file: CAN_YT_Whitehorse.Intl.AP.719640_CWEC2016.epw :erv_package: NECB_Default :ext_floor_cond: NECB_Default :ext_roof_cond: NECB_Default :ext_wall_cond: NECB_Default :fdwr_set: NECB_Default :fixed_wind_solar_trans: NECB_Default :fixed_window_cond: NECB_Default :furnace_eff: NECB_Default :glass_door_cond: NECB_Default :glass_door_solar_trans: NECB_Default :ground_floor_cond: NECB_Default :ground_roof_cond: NECB_Default :ground_wall_cond: NECB_Default :image_name: btap_private_cli :infiltration_scale: NECB_Default :lights_scale: NECB_Default :lights_type: NECB_Default :nv_delta_temp_in_out: NECB_Default :nv_opening_fraction: NECB_Default :nv_temp_out_min: NECB_Default :nv_type: NECB_Default :oa_scale: NECB_Default :occupancy_loads_scale: NECB_Default :output_meters: [] :output_variables: [] :overhead_door_cond: NECB_Default :primary_heating_fuel: NaturalGas :pv_ground_azimuth_angle: NECB_Default :pv_ground_module_description: NECB_Default :pv_ground_tilt_angle: NECB_Default :pv_ground_total_area_pv_panels_m2: NECB_Default :pv_ground_type: NECB_Default :rotation_degrees: NECB_Default :run_annual_simulation: true :s3_bucket: '834599497928' :scale_x: NECB_Default :scale_y: NECB_Default :scale_z: NECB_Default :shw_eff: NECB_Default :skylight_cond: NECB_Default :skylight_solar_trans: NECB_Default :srr_set: NECB_Default :template: BTAP1980TO2010 | reference | reference | a86fd605-74ab-4bda-b990-35873748f0e4 | BTAP1980TO2010 | SmallOffice | NaturalGas | Natural Gas | CAN_YT_Whitehorse.Intl.AP.719640_CWEC2016.epw | parametric |  | NECB_Default | NECB_Default | NECB_Default | NECB_Default | NECB_Default | NECB_Default | NECB_Default | NECB_Default | NECB_Default | NECB_Default | NECB_Default | NECB_Default | NECB_Default | NECB_Default | NECB_Default | NECB_Default | NECB_Default | NECB_Default | NECB_Default | NECB_Default | NECB_Default | NECB_Default | NECB_Default | NECB_Default | NECB_Default | NECB_Default | NECB_Default | NECB_Default | NECB_Default | NECB_Default | NECB_Default | NECB_Default | NECB_Default | NECB_Default | NECB_Default | NECB_Default | NECB_Default | NECB_Default | NECB_Default | NECB_Default | NECB_Default | NECB_Default | NECB_Default | NECB_Default | NECB_Default | aws_batch | 834599497928 | btap_private_cli |  | TRUE | TRUE |  |  | 108.0234 | 14.7238 | 100.6915 | 178.7601 | 511.16 | 937.0967 | 21.2 | SmallOffice |  |  | 0 | SmallOffice | 1 |  | 1 | BTAP1980TO2010 | 0.39751 | 2357.444 | 0.66934 | 107.4354 | 63.2386 | 17.3293 | 428.7464 | 240.0738 | WHITEHORSE | YUKON | 5.1192 | 26.8729 | 0 | 31.9922 | 11.7237 | 4.8982 | 0 | 16.622 | 0 | 0.014907 | 0 | 0 | 0.32913 | 0.084377 | 0 | 0.47731 | 0.099949 | 0.12569 | 0.54005 | 0.0042061 | 0.86918 | 0.06274 | 39.5557 | 111.7071 | 21.2 | 0.678 |  |  | 2.95 | 3.822 |  | 0.227 | 0.346 | 2.95 |  | 0 | Whitehorse Intl AP | CAN | 5 | 6491 | 60.709 | -135.069 | 7b | 6580 | YT | CAN_YT_Whitehorse.Intl.AP.719640_CWEC2016.epw | 0.86917 | 14.7238 | 108.0234 | 5.362 | 14.768 | TRUE | FALSE | FALSE | FALSE | 5.3256 | 19.8604 | 0 | 0 | 0 | 0 | 32.07 | 25.5836 | 0.30213 | 0.01181 | 110.43 | 0 | 0.86918 | 6 | 5.67 | 0.17 | 0.17 |  | https://s3.console.aws.amazon.com/s3/buckets/834599497928?region=ca-central-1&prefix=phylroy.lopez/reference/reference/output/a86fd605-74ab-4bda-b990-35873748f0e4/ | 1.0.002
25 |  | TRUE | 84 | 0 | 0 | 532.4227 |  |  |  | 0.1 | 2021-09-22 20:04:09 +0000 | 438c2ebff | 0.2.14 | :adv_dx_units: NECB_Default :airloop_economizer_type: NECB_Default :algorithm_type: parametric :analysis_id: reference :analysis_name: reference :boiler_eff: NECB_Default :btap_batch_version: 1.0.002 :building_type: SmallOffice :chiller_type: NECB_Default :compute_environment: aws_batch :datapoint_id: 04c18dac-b6ee-4031-a894-5fcc4de9b727 :daylighting_type: NECB_Default :dcv_type: NECB_Default :door_construction_cond: NECB_Default :ecm_system_name: NECB_Default :electrical_loads_scale: NECB_Default :enable_costing: true :epw_file: CAN_AB_Edmonton.Intl.AP.711230_CWEC2016.epw :erv_package: NECB_Default :ext_floor_cond: NECB_Default :ext_roof_cond: NECB_Default :ext_wall_cond: NECB_Default :fdwr_set: NECB_Default :fixed_wind_solar_trans: NECB_Default :fixed_window_cond: NECB_Default :furnace_eff: NECB_Default :glass_door_cond: NECB_Default :glass_door_solar_trans: NECB_Default :ground_floor_cond: NECB_Default :ground_roof_cond: NECB_Default :ground_wall_cond: NECB_Default :image_name: btap_private_cli :infiltration_scale: NECB_Default :lights_scale: NECB_Default :lights_type: NECB_Default :nv_delta_temp_in_out: NECB_Default :nv_opening_fraction: NECB_Default :nv_temp_out_min: NECB_Default :nv_type: NECB_Default :oa_scale: NECB_Default :occupancy_loads_scale: NECB_Default :output_meters: [] :output_variables: [] :overhead_door_cond: NECB_Default :primary_heating_fuel: NaturalGas :pv_ground_azimuth_angle: NECB_Default :pv_ground_module_description: NECB_Default :pv_ground_tilt_angle: NECB_Default :pv_ground_total_area_pv_panels_m2: NECB_Default :pv_ground_type: NECB_Default :rotation_degrees: NECB_Default :run_annual_simulation: true :s3_bucket: '834599497928' :scale_x: NECB_Default :scale_y: NECB_Default :scale_z: NECB_Default :shw_eff: NECB_Default :skylight_cond: NECB_Default :skylight_solar_trans: NECB_Default :srr_set: NECB_Default :template: NECB2011 | reference | reference | 04c18dac-b6ee-4031-a894-5fcc4de9b727 | NECB2011 | SmallOffice | NaturalGas | Natural Gas | CAN_AB_Edmonton.Intl.AP.711230_CWEC2016.epw | parametric |  | NECB_Default | NECB_Default | NECB_Default | NECB_Default | NECB_Default | NECB_Default | NECB_Default | NECB_Default | NECB_Default | NECB_Default | NECB_Default | NECB_Default | NECB_Default | NECB_Default | NECB_Default | NECB_Default | NECB_Default | NECB_Default | NECB_Default | NECB_Default | NECB_Default | NECB_Default | NECB_Default | NECB_Default | NECB_Default | NECB_Default | NECB_Default | NECB_Default | NECB_Default | NECB_Default | NECB_Default | NECB_Default | NECB_Default | NECB_Default | NECB_Default | NECB_Default | NECB_Default | NECB_Default | NECB_Default | NECB_Default | NECB_Default | NECB_Default | NECB_Default | NECB_Default | NECB_Default | aws_batch | 834599497928 | btap_private_cli |  | TRUE | TRUE |  |  | 78.524 | 13.8638 | 36.9747 | 93.9204 | 511.16 | 937.0967 | 32.5 | SmallOffice |  |  | 0 | SmallOffice | 1 |  | 1 | NECB2011 | 0.39751 | 2357.444 | 253.7686 | 100.9276 | 70.6804 | 18.3082 | 763.9752 | 320.2905 | EDMONTON | ALBERTA | 74.5192 | 11.3143 | 0 | 85.8335 | 7.0629 | 0.80718 | 0 | 7.87 | 0 | 0.030401 | 0 | 0 | 0.33956 | 0.081716 | 0 | 0.16367 | 0.099949 | 0.12569 | 0.2242 | 0.0017998 | 0.56376 | 0.060529 | 38.1713 | 82.0751 | 32.5 | 0.757 |  |  |  | 0.162 |  | 0.162 | 0.21 | 2.2 |  | 0 | Edmonton Intl AP | CAN | 23 | 5588 | 53.31 | -113.579 | 7a | 5120 | AB | CAN_AB_Edmonton.Intl.AP.711230_CWEC2016.epw | 0.56378 | 13.8638 | 78.524 | 4.3683 | 17.9076 | FALSE | FALSE | FALSE | FALSE | 8.8766 | 17.9096 | 0 | 0 | 0 | 0 | 30.94 | 25.5836 | 0.30213 | 0.01181 | 110.43 | 0 | 0.56376 | 27.17 | 21 | 0.5 | 0.5 |  | https://s3.console.aws.amazon.com/s3/buckets/834599497928?region=ca-central-1&prefix=phylroy.lopez/reference/reference/output/04c18dac-b6ee-4031-a894-5fcc4de9b727/ | 1.0.002
26 |  | TRUE | 87 | 0 | 0 | 532.6008 |  |  |  | 0.1 | 2021-09-22 20:04:00 +0000 | 438c2ebff | 0.2.14 | :adv_dx_units: NECB_Default :airloop_economizer_type: NECB_Default :algorithm_type: parametric :analysis_id: reference :analysis_name: reference :boiler_eff: NECB_Default :btap_batch_version: 1.0.002 :building_type: SmallOffice :chiller_type: NECB_Default :compute_environment: aws_batch :datapoint_id: cd59c6e4-5fca-4879-b9a5-40690243fce1 :daylighting_type: NECB_Default :dcv_type: NECB_Default :door_construction_cond: NECB_Default :ecm_system_name: NECB_Default :electrical_loads_scale: NECB_Default :enable_costing: true :epw_file: CAN_AB_Edmonton.Intl.AP.711230_CWEC2016.epw :erv_package: NECB_Default :ext_floor_cond: NECB_Default :ext_roof_cond: NECB_Default :ext_wall_cond: NECB_Default :fdwr_set: NECB_Default :fixed_wind_solar_trans: NECB_Default :fixed_window_cond: NECB_Default :furnace_eff: NECB_Default :glass_door_cond: NECB_Default :glass_door_solar_trans: NECB_Default :ground_floor_cond: NECB_Default :ground_roof_cond: NECB_Default :ground_wall_cond: NECB_Default :image_name: btap_private_cli :infiltration_scale: NECB_Default :lights_scale: NECB_Default :lights_type: NECB_Default :nv_delta_temp_in_out: NECB_Default :nv_opening_fraction: NECB_Default :nv_temp_out_min: NECB_Default :nv_type: NECB_Default :oa_scale: NECB_Default :occupancy_loads_scale: NECB_Default :output_meters: [] :output_variables: [] :overhead_door_cond: NECB_Default :primary_heating_fuel: Electricity :pv_ground_azimuth_angle: NECB_Default :pv_ground_module_description: NECB_Default :pv_ground_tilt_angle: NECB_Default :pv_ground_total_area_pv_panels_m2: NECB_Default :pv_ground_type: NECB_Default :rotation_degrees: NECB_Default :run_annual_simulation: true :s3_bucket: '834599497928' :scale_x: NECB_Default :scale_y: NECB_Default :scale_z: NECB_Default :shw_eff: NECB_Default :skylight_cond: NECB_Default :skylight_solar_trans: NECB_Default :srr_set: NECB_Default :template: NECB2011 | reference | reference | cd59c6e4-5fca-4879-b9a5-40690243fce1 | NECB2011 | SmallOffice | Electricity | Electricity | CAN_AB_Edmonton.Intl.AP.711230_CWEC2016.epw | parametric |  | NECB_Default | NECB_Default | NECB_Default | NECB_Default | NECB_Default | NECB_Default | NECB_Default | NECB_Default | NECB_Default | NECB_Default | NECB_Default | NECB_Default | NECB_Default | NECB_Default | NECB_Default | NECB_Default | NECB_Default | NECB_Default | NECB_Default | NECB_Default | NECB_Default | NECB_Default | NECB_Default | NECB_Default | NECB_Default | NECB_Default | NECB_Default | NECB_Default | NECB_Default | NECB_Default | NECB_Default | NECB_Default | NECB_Default | NECB_Default | NECB_Default | NECB_Default | NECB_Default | NECB_Default | NECB_Default | NECB_Default | NECB_Default | NECB_Default | NECB_Default | NECB_Default | NECB_Default | aws_batch | 834599497928 | btap_private_cli |  | TRUE | TRUE |  |  | 64.559 | 13.8632 | 37.0019 | 82.2421 | 511.16 | 937.0967 | 32.5 | SmallOffice |  |  | 0 | SmallOffice | 1 |  | 1 | NECB2011 | 0.39751 | 2357.444 | 253.7686 | 15.6938 | 70.6804 | 22.4433 | 698.7852 | 336.1991 | EDMONTON | ALBERTA | 114.4944 | 0 | 0 | 114.4944 | 10.8517 | 0 | 0 | 10.8517 | 0 | 0.030401 | 0 | 0 | 0.52172 | 0.081657 | 0 | 0.13321 | 0.099949 | 0.12569 | 0 | 0 | 0.52172 | 0.050806 | 89.8788 | 0 | 32.5 | 0.757 |  |  |  | 0.162 |  | 0.162 | 0.21 | 2.2 |  | 0 | Edmonton Intl AP | CAN | 23 | 5588 | 53.31 | -113.579 | 7a | 5120 | AB | CAN_AB_Edmonton.Intl.AP.711230_CWEC2016.epw | 0.52173 | 13.8632 | 64.559 | 4.3683 | 17.9076 | FALSE | FALSE | FALSE | FALSE | 8.8766 | 17.9096 | 0 | 0.071053 | 0.0027773 | 25.97 | 0 | 25.5836 | 0.30213 | 0.01181 | 110.43 | 0 | 0.52172 | 27.17 | 21 | 0 | 0 |  | https://s3.console.aws.amazon.com/s3/buckets/834599497928?region=ca-central-1&prefix=phylroy.lopez/reference/reference/output/cd59c6e4-5fca-4879-b9a5-40690243fce1/ | 1.0.002
27 |  | TRUE | 82 | 0 | 0 | 533.304 |  |  |  | 0.1 | 2021-09-22 20:04:13 +0000 | 438c2ebff | 0.2.14 | :adv_dx_units: NECB_Default :airloop_economizer_type: NECB_Default :algorithm_type: parametric :analysis_id: reference :analysis_name: reference :boiler_eff: NECB_Default :btap_batch_version: 1.0.002 :building_type: SmallOffice :chiller_type: NECB_Default :compute_environment: aws_batch :datapoint_id: a23525e1-0bca-4e53-83c8-e6554ec97c16 :daylighting_type: NECB_Default :dcv_type: NECB_Default :door_construction_cond: NECB_Default :ecm_system_name: NECB_Default :electrical_loads_scale: NECB_Default :enable_costing: true :epw_file: CAN_BC_Vancouver.Intl.AP.718920_CWEC2016.epw :erv_package: NECB_Default :ext_floor_cond: NECB_Default :ext_roof_cond: NECB_Default :ext_wall_cond: NECB_Default :fdwr_set: NECB_Default :fixed_wind_solar_trans: NECB_Default :fixed_window_cond: NECB_Default :furnace_eff: NECB_Default :glass_door_cond: NECB_Default :glass_door_solar_trans: NECB_Default :ground_floor_cond: NECB_Default :ground_roof_cond: NECB_Default :ground_wall_cond: NECB_Default :image_name: btap_private_cli :infiltration_scale: NECB_Default :lights_scale: NECB_Default :lights_type: NECB_Default :nv_delta_temp_in_out: NECB_Default :nv_opening_fraction: NECB_Default :nv_temp_out_min: NECB_Default :nv_type: NECB_Default :oa_scale: NECB_Default :occupancy_loads_scale: NECB_Default :output_meters: [] :output_variables: [] :overhead_door_cond: NECB_Default :primary_heating_fuel: NaturalGas :pv_ground_azimuth_angle: NECB_Default :pv_ground_module_description: NECB_Default :pv_ground_tilt_angle: NECB_Default :pv_ground_total_area_pv_panels_m2: NECB_Default :pv_ground_type: NECB_Default :rotation_degrees: NECB_Default :run_annual_simulation: true :s3_bucket: '834599497928' :scale_x: NECB_Default :scale_y: NECB_Default :scale_z: NECB_Default :shw_eff: NECB_Default :skylight_cond: NECB_Default :skylight_solar_trans: NECB_Default :srr_set: NECB_Default :template: BTAP1980TO2010 | reference | reference | a23525e1-0bca-4e53-83c8-e6554ec97c16 | BTAP1980TO2010 | SmallOffice | NaturalGas | Natural Gas | CAN_BC_Vancouver.Intl.AP.718920_CWEC2016.epw | parametric |  | NECB_Default | NECB_Default | NECB_Default | NECB_Default | NECB_Default | NECB_Default | NECB_Default | NECB_Default | NECB_Default | NECB_Default | NECB_Default | NECB_Default | NECB_Default | NECB_Default | NECB_Default | NECB_Default | NECB_Default | NECB_Default | NECB_Default | NECB_Default | NECB_Default | NECB_Default | NECB_Default | NECB_Default | NECB_Default | NECB_Default | NECB_Default | NECB_Default | NECB_Default | NECB_Default | NECB_Default | NECB_Default | NECB_Default | NECB_Default | NECB_Default | NECB_Default | NECB_Default | NECB_Default | NECB_Default | NECB_Default | NECB_Default | NECB_Default | NECB_Default | NECB_Default | NECB_Default | aws_batch | 834599497928 | btap_private_cli |  | TRUE | TRUE |  |  | 59.5926 | 12.8426 | 38.3496 | 91.4695 | 511.16 | 937.0967 | 21.2 | SmallOffice |  |  | 0 | SmallOffice | 1 |  | 1 | BTAP1980TO2010 | 0.39751 | 2357.444 | 0.94031 | 105.0032 | 63.3239 | 18.1065 | 406.0401 | 218.6662 | VANCOUVER | BRITISH COLUMBIA | 0.89733 | 12.0138 | 0 | 12.9111 | 8.9607 | 2.6952 | 0 | 11.6559 | 0 | 0.02287 | 0 | 0 | 0.31663 | 0.065772 | 0 | 0.1857 | 0.099949 | 0.12569 | 0.2383 | 0.0023476 | 0.55493 | 0.052606 | 35.9109 | 61.4704 | 21.2 | 0.678 |  |  | 4.09 | 3.822 |  | 0.363 | 0.568 | 4.09 |  | 0 | Vancouver Intl AP | CAN | 42 | 2797 | 49.195 | -123.184 | 4 | 2800 | BC | CAN_BC_Vancouver.Intl.AP.718920_CWEC2016.epw | 0.55494 | 12.8426 | 59.5926 | 3.9408 | 17.8876 | FALSE | FALSE | FALSE | FALSE | 7.9665 | 7.0201 | 0 | 0 | 0 | 0 | 26.89 | 25.5836 | 0.30213 | 0.01181 | 110.43 | 0 | 0.55493 | 3.17 | 1.67 | 4.17 | 4.17 |  | https://s3.console.aws.amazon.com/s3/buckets/834599497928?region=ca-central-1&prefix=phylroy.lopez/reference/reference/output/a23525e1-0bca-4e53-83c8-e6554ec97c16/ | 1.0.002
28 |  | TRUE | 87 | 0 | 0 | 533.5505 |  |  |  | 0.1 | 2021-09-22 20:04:05 +0000 | 438c2ebff | 0.2.14 | :adv_dx_units: NECB_Default :airloop_economizer_type: NECB_Default :algorithm_type: parametric :analysis_id: reference :analysis_name: reference :boiler_eff: NECB_Default :btap_batch_version: 1.0.002 :building_type: SmallOffice :chiller_type: NECB_Default :compute_environment: aws_batch :datapoint_id: c5e40c73-ea1c-4e61-af77-e6fef758412f :daylighting_type: NECB_Default :dcv_type: NECB_Default :door_construction_cond: NECB_Default :ecm_system_name: NECB_Default :electrical_loads_scale: NECB_Default :enable_costing: true :epw_file: CAN_AB_Calgary.Intl.AP.718770_CWEC2016.epw :erv_package: NECB_Default :ext_floor_cond: NECB_Default :ext_roof_cond: NECB_Default :ext_wall_cond: NECB_Default :fdwr_set: NECB_Default :fixed_wind_solar_trans: NECB_Default :fixed_window_cond: NECB_Default :furnace_eff: NECB_Default :glass_door_cond: NECB_Default :glass_door_solar_trans: NECB_Default :ground_floor_cond: NECB_Default :ground_roof_cond: NECB_Default :ground_wall_cond: NECB_Default :image_name: btap_private_cli :infiltration_scale: NECB_Default :lights_scale: NECB_Default :lights_type: NECB_Default :nv_delta_temp_in_out: NECB_Default :nv_opening_fraction: NECB_Default :nv_temp_out_min: NECB_Default :nv_type: NECB_Default :oa_scale: NECB_Default :occupancy_loads_scale: NECB_Default :output_meters: [] :output_variables: [] :overhead_door_cond: NECB_Default :primary_heating_fuel: Electricity :pv_ground_azimuth_angle: NECB_Default :pv_ground_module_description: NECB_Default :pv_ground_tilt_angle: NECB_Default :pv_ground_total_area_pv_panels_m2: NECB_Default :pv_ground_type: NECB_Default :rotation_degrees: NECB_Default :run_annual_simulation: true :s3_bucket: '834599497928' :scale_x: NECB_Default :scale_y: NECB_Default :scale_z: NECB_Default :shw_eff: NECB_Default :skylight_cond: NECB_Default :skylight_solar_trans: NECB_Default :srr_set: NECB_Default :template: BTAP1980TO2010 | reference | reference | c5e40c73-ea1c-4e61-af77-e6fef758412f | BTAP1980TO2010 | SmallOffice | Electricity | Electricity | CAN_AB_Calgary.Intl.AP.718770_CWEC2016.epw | parametric |  | NECB_Default | NECB_Default | NECB_Default | NECB_Default | NECB_Default | NECB_Default | NECB_Default | NECB_Default | NECB_Default | NECB_Default | NECB_Default | NECB_Default | NECB_Default | NECB_Default | NECB_Default | NECB_Default | NECB_Default | NECB_Default | NECB_Default | NECB_Default | NECB_Default | NECB_Default | NECB_Default | NECB_Default | NECB_Default | NECB_Default | NECB_Default | NECB_Default | NECB_Default | NECB_Default | NECB_Default | NECB_Default | NECB_Default | NECB_Default | NECB_Default | NECB_Default | NECB_Default | NECB_Default | NECB_Default | NECB_Default | NECB_Default | NECB_Default | NECB_Default | NECB_Default | NECB_Default | aws_batch | 834599497928 | btap_private_cli |  | TRUE | TRUE |  |  | 71.3077 | 18.4404 | 60.2171 | 107.3919 | 511.16 | 937.0967 | 21.2 | SmallOffice |  |  | 0 | SmallOffice | 1 |  | 1 | BTAP1980TO2010 | 0.39751 | 2357.444 | 0.89293 | 19.6952 | 68.0381 | 22.4489 | 401.5917 | 290.5164 | CALGARY | ALBERTA | 134.3639 | 0 | 0 | 134.3639 | 12.7349 | 0 | 0 | 12.7349 | 0 | 0.026997 | 0 | 0 | 0.61225 | 0.093728 | 0 | 0.21678 | 0.099949 | 0.12569 | 0 | 0 | 0.61225 | 0.049104 | 93.5974 | 0 | 21.2 | 0.678 |  |  | 2.95 | 3.822 |  | 0.227 | 0.346 | 2.95 |  | 0 | Calgary Intl AP | CAN | 64 | 4781 | 51.114 | -114.02 | 7a | 5000 | AB | CAN_AB_Calgary.Intl.AP.718770_CWEC2016.epw | 0.61226 | 18.4404 | 71.3077 | 4.3905 | 18.6834 | FALSE | FALSE | FALSE | FALSE | 9.9309 | 15.7164 | 0 | 0.068673 | 0.0026843 | 25.1 | 0 | 25.5836 | 0.30213 | 0.01181 | 110.43 | 0 | 0.61225 | 6.83 | 6.33 | 0 | 0 |  | https://s3.console.aws.amazon.com/s3/buckets/834599497928?region=ca-central-1&prefix=phylroy.lopez/reference/reference/output/c5e40c73-ea1c-4e61-af77-e6fef758412f/ | 1.0.002
29 |  | TRUE | 88 | 0 | 0 | 533.7605 |  |  |  | 0.1 | 2021-09-22 20:04:02 +0000 | 438c2ebff | 0.2.14 | :adv_dx_units: NECB_Default :airloop_economizer_type: NECB_Default :algorithm_type: parametric :analysis_id: reference :analysis_name: reference :boiler_eff: NECB_Default :btap_batch_version: 1.0.002 :building_type: SmallOffice :chiller_type: NECB_Default :compute_environment: aws_batch :datapoint_id: d43a6228-8559-49fe-8541-fd81ba47a468 :daylighting_type: NECB_Default :dcv_type: NECB_Default :door_construction_cond: NECB_Default :ecm_system_name: NECB_Default :electrical_loads_scale: NECB_Default :enable_costing: true :epw_file: CAN_QC_Montreal-Trudeau.Intl.AP.716270_CWEC2016.epw :erv_package: NECB_Default :ext_floor_cond: NECB_Default :ext_roof_cond: NECB_Default :ext_wall_cond: NECB_Default :fdwr_set: NECB_Default :fixed_wind_solar_trans: NECB_Default :fixed_window_cond: NECB_Default :furnace_eff: NECB_Default :glass_door_cond: NECB_Default :glass_door_solar_trans: NECB_Default :ground_floor_cond: NECB_Default :ground_roof_cond: NECB_Default :ground_wall_cond: NECB_Default :image_name: btap_private_cli :infiltration_scale: NECB_Default :lights_scale: NECB_Default :lights_type: NECB_Default :nv_delta_temp_in_out: NECB_Default :nv_opening_fraction: NECB_Default :nv_temp_out_min: NECB_Default :nv_type: NECB_Default :oa_scale: NECB_Default :occupancy_loads_scale: NECB_Default :output_meters: [] :output_variables: [] :overhead_door_cond: NECB_Default :primary_heating_fuel: NaturalGas :pv_ground_azimuth_angle: NECB_Default :pv_ground_module_description: NECB_Default :pv_ground_tilt_angle: NECB_Default :pv_ground_total_area_pv_panels_m2: NECB_Default :pv_ground_type: NECB_Default :rotation_degrees: NECB_Default :run_annual_simulation: true :s3_bucket: '834599497928' :scale_x: NECB_Default :scale_y: NECB_Default :scale_z: NECB_Default :shw_eff: NECB_Default :skylight_cond: NECB_Default :skylight_solar_trans: NECB_Default :srr_set: NECB_Default :template: NECB2011 | reference | reference | d43a6228-8559-49fe-8541-fd81ba47a468 | NECB2011 | SmallOffice | NaturalGas | Natural Gas | CAN_QC_Montreal-Trudeau.Intl.AP.716270_CWEC2016.epw | parametric |  | NECB_Default | NECB_Default | NECB_Default | NECB_Default | NECB_Default | NECB_Default | NECB_Default | NECB_Default | NECB_Default | NECB_Default | NECB_Default | NECB_Default | NECB_Default | NECB_Default | NECB_Default | NECB_Default | NECB_Default | NECB_Default | NECB_Default | NECB_Default | NECB_Default | NECB_Default | NECB_Default | NECB_Default | NECB_Default | NECB_Default | NECB_Default | NECB_Default | NECB_Default | NECB_Default | NECB_Default | NECB_Default | NECB_Default | NECB_Default | NECB_Default | NECB_Default | NECB_Default | NECB_Default | NECB_Default | NECB_Default | NECB_Default | NECB_Default | NECB_Default | NECB_Default | NECB_Default | aws_batch | 834599497928 | btap_private_cli |  | TRUE | TRUE |  |  | 79.8652 | 17.3075 | 33.2414 | 90.7794 | 511.16 | 937.0967 | 37.3 | SmallOffice |  |  | 0 | SmallOffice | 1 |  | 1 | NECB2011 | 0.39751 | 2357.444 | 249.608 | 96.9209 | 64.9433 | 17.9003 | 717.2787 | 287.906 | MONTREAL | QUEBEC | 0.13588 | 10.0181 | 0 | 10.1539 | 8.654 | 2.6241 | 0 | 11.2781 | 0 | 0.044467 | 0 | 0 | 0.34966 | 0.077862 | 0 | 0.14716 | 0.099949 | 0.12569 | 0.20279 | 0.0016824 | 0.55245 | 0.055638 | 41.1342 | 83.1251 | 37.3 | 0.757 |  |  |  | 0.183 |  | 0.183 | 0.247 | 2.2 |  | 0 | Montreal-Trudeau Intl AP | CAN | 323 | 4090 | 45.471 | -73.741 | 6 | 4400 | QC | CAN_QC_Montreal-Trudeau.Intl.AP.716270_CWEC2016.epw | 0.55246 | 17.3075 | 79.8652 | 6.9749 | 18.2965 | FALSE | FALSE | FALSE | FALSE | 10.6896 | 14.2759 | 0 | 0 | 0 | 0 | 28.44 | 25.5836 | 0.30213 | 0.01181 | 110.43 | 0 | 0.55245 | 78 | 67.5 | 2.17 | 2.17 |  | https://s3.console.aws.amazon.com/s3/buckets/834599497928?region=ca-central-1&prefix=phylroy.lopez/reference/reference/output/d43a6228-8559-49fe-8541-fd81ba47a468/ | 1.0.002
30 |  | TRUE | 82 | 0 | 0 | 533.6508 |  |  |  | 0.1 | 2021-09-22 20:04:06 +0000 | 438c2ebff | 0.2.14 | :adv_dx_units: NECB_Default :airloop_economizer_type: NECB_Default :algorithm_type: parametric :analysis_id: reference :analysis_name: reference :boiler_eff: NECB_Default :btap_batch_version: 1.0.002 :building_type: SmallOffice :chiller_type: NECB_Default :compute_environment: aws_batch :datapoint_id: 768f9059-be84-4730-b466-252ce79e39d0 :daylighting_type: NECB_Default :dcv_type: NECB_Default :door_construction_cond: NECB_Default :ecm_system_name: NECB_Default :electrical_loads_scale: NECB_Default :enable_costing: true :epw_file: CAN_BC_Vancouver.Intl.AP.718920_CWEC2016.epw :erv_package: NECB_Default :ext_floor_cond: NECB_Default :ext_roof_cond: NECB_Default :ext_wall_cond: NECB_Default :fdwr_set: NECB_Default :fixed_wind_solar_trans: NECB_Default :fixed_window_cond: NECB_Default :furnace_eff: NECB_Default :glass_door_cond: NECB_Default :glass_door_solar_trans: NECB_Default :ground_floor_cond: NECB_Default :ground_roof_cond: NECB_Default :ground_wall_cond: NECB_Default :image_name: btap_private_cli :infiltration_scale: NECB_Default :lights_scale: NECB_Default :lights_type: NECB_Default :nv_delta_temp_in_out: NECB_Default :nv_opening_fraction: NECB_Default :nv_temp_out_min: NECB_Default :nv_type: NECB_Default :oa_scale: NECB_Default :occupancy_loads_scale: NECB_Default :output_meters: [] :output_variables: [] :overhead_door_cond: NECB_Default :primary_heating_fuel: NaturalGas :pv_ground_azimuth_angle: NECB_Default :pv_ground_module_description: NECB_Default :pv_ground_tilt_angle: NECB_Default :pv_ground_total_area_pv_panels_m2: NECB_Default :pv_ground_type: NECB_Default :rotation_degrees: NECB_Default :run_annual_simulation: true :s3_bucket: '834599497928' :scale_x: NECB_Default :scale_y: NECB_Default :scale_z: NECB_Default :shw_eff: NECB_Default :skylight_cond: NECB_Default :skylight_solar_trans: NECB_Default :srr_set: NECB_Default :template: NECB2011 | reference | reference | 768f9059-be84-4730-b466-252ce79e39d0 | NECB2011 | SmallOffice | NaturalGas | Natural Gas | CAN_BC_Vancouver.Intl.AP.718920_CWEC2016.epw | parametric |  | NECB_Default | NECB_Default | NECB_Default | NECB_Default | NECB_Default | NECB_Default | NECB_Default | NECB_Default | NECB_Default | NECB_Default | NECB_Default | NECB_Default | NECB_Default | NECB_Default | NECB_Default | NECB_Default | NECB_Default | NECB_Default | NECB_Default | NECB_Default | NECB_Default | NECB_Default | NECB_Default | NECB_Default | NECB_Default | NECB_Default | NECB_Default | NECB_Default | NECB_Default | NECB_Default | NECB_Default | NECB_Default | NECB_Default | NECB_Default | NECB_Default | NECB_Default | NECB_Default | NECB_Default | NECB_Default | NECB_Default | NECB_Default | NECB_Default | NECB_Default | NECB_Default | NECB_Default | aws_batch | 834599497928 | btap_private_cli |  | TRUE | TRUE |  |  | 44.4344 | 12.9863 | 13.2161 | 64.4775 | 511.16 | 937.0967 | 40 | SmallOffice |  |  | 0 | SmallOffice | 1 |  | 1 | NECB2011 | 0.39751 | 2357.444 | 240.2668 | 76.9063 | 63.3239 | 18.1065 | 713.7695 | 315.166 | VANCOUVER | BRITISH COLUMBIA | 0.97833 | 5.675 | 0 | 6.6534 | 9.7696 | 1.2731 | 0 | 11.0427 | 0 | 0.036662 | 0 | 0 | 0.3452 | 0.08201 | 0 | 0.059981 | 0.099949 | 0.12569 | 0.11257 | 0.00088035 | 0.45776 | 0.052586 | 37.1725 | 47.4338 | 40 | 0.757 |  |  |  | 0.227 |  | 0.227 | 0.315 | 2.4 |  | 0 | Vancouver Intl AP | CAN | 42 | 2797 | 49.195 | -123.184 | 4 | 2800 | BC | CAN_BC_Vancouver.Intl.AP.718920_CWEC2016.epw | 0.45778 | 12.9863 | 44.4344 | 3.9409 | 17.8874 | FALSE | FALSE | TRUE | FALSE | 7.9665 | 7.02 | 0 | 0 | 0 | 0 | 26.88 | 25.5836 | 0.30213 | 0.01181 | 110.43 | 0 | 0.45776 | 60.17 | 49.83 | 3.67 | 3.67 |  | https://s3.console.aws.amazon.com/s3/buckets/834599497928?region=ca-central-1&prefix=phylroy.lopez/reference/reference/output/768f9059-be84-4730-b466-252ce79e39d0/ | 1.0.002
31 |  | TRUE | 85 | 0 | 0 | 534.1724 |  |  |  | 0.1 | 2021-09-22 20:04:03 +0000 | 438c2ebff | 0.2.14 | :adv_dx_units: NECB_Default :airloop_economizer_type: NECB_Default :algorithm_type: parametric :analysis_id: reference :analysis_name: reference :boiler_eff: NECB_Default :btap_batch_version: 1.0.002 :building_type: SmallOffice :chiller_type: NECB_Default :compute_environment: aws_batch :datapoint_id: 7aab1bbe-1986-4895-8d64-ed9f0666d125 :daylighting_type: NECB_Default :dcv_type: NECB_Default :door_construction_cond: NECB_Default :ecm_system_name: NECB_Default :electrical_loads_scale: NECB_Default :enable_costing: true :epw_file: CAN_YT_Whitehorse.Intl.AP.719640_CWEC2016.epw :erv_package: NECB_Default :ext_floor_cond: NECB_Default :ext_roof_cond: NECB_Default :ext_wall_cond: NECB_Default :fdwr_set: NECB_Default :fixed_wind_solar_trans: NECB_Default :fixed_window_cond: NECB_Default :furnace_eff: NECB_Default :glass_door_cond: NECB_Default :glass_door_solar_trans: NECB_Default :ground_floor_cond: NECB_Default :ground_roof_cond: NECB_Default :ground_wall_cond: NECB_Default :image_name: btap_private_cli :infiltration_scale: NECB_Default :lights_scale: NECB_Default :lights_type: NECB_Default :nv_delta_temp_in_out: NECB_Default :nv_opening_fraction: NECB_Default :nv_temp_out_min: NECB_Default :nv_type: NECB_Default :oa_scale: NECB_Default :occupancy_loads_scale: NECB_Default :output_meters: [] :output_variables: [] :overhead_door_cond: NECB_Default :primary_heating_fuel: Electricity :pv_ground_azimuth_angle: NECB_Default :pv_ground_module_description: NECB_Default :pv_ground_tilt_angle: NECB_Default :pv_ground_total_area_pv_panels_m2: NECB_Default :pv_ground_type: NECB_Default :rotation_degrees: NECB_Default :run_annual_simulation: true :s3_bucket: '834599497928' :scale_x: NECB_Default :scale_y: NECB_Default :scale_z: NECB_Default :shw_eff: NECB_Default :skylight_cond: NECB_Default :skylight_solar_trans: NECB_Default :srr_set: NECB_Default :template: BTAP1980TO2010 | reference | reference | 7aab1bbe-1986-4895-8d64-ed9f0666d125 | BTAP1980TO2010 | SmallOffice | Electricity | Electricity | CAN_YT_Whitehorse.Intl.AP.719640_CWEC2016.epw | parametric |  | NECB_Default | NECB_Default | NECB_Default | NECB_Default | NECB_Default | NECB_Default | NECB_Default | NECB_Default | NECB_Default | NECB_Default | NECB_Default | NECB_Default | NECB_Default | NECB_Default | NECB_Default | NECB_Default | NECB_Default | NECB_Default | NECB_Default | NECB_Default | NECB_Default | NECB_Default | NECB_Default | NECB_Default | NECB_Default | NECB_Default | NECB_Default | NECB_Default | NECB_Default | NECB_Default | NECB_Default | NECB_Default | NECB_Default | NECB_Default | NECB_Default | NECB_Default | NECB_Default | NECB_Default | NECB_Default | NECB_Default | NECB_Default | NECB_Default | NECB_Default | NECB_Default | NECB_Default | aws_batch | 834599497928 | btap_private_cli |  | TRUE | TRUE |  |  | 83.2522 | 14.7288 | 100.7132 | 142.8233 | 511.16 | 937.0967 | 21.2 | SmallOffice |  |  | 0 | SmallOffice | 1 |  | 1 | BTAP1980TO2010 | 0.39751 | 2357.444 | 0.66934 | 16.409 | 63.2386 | 21.7717 | 358.6415 | 256.5529 | WHITEHORSE | YUKON | 11.5067 | 0 | 0 | 11.5067 | 26.3519 | 0 | 0 | 26.3519 | 0 | 0.014907 | 0 | 0 | 0.73981 | 0.084122 | 0 | 0.36257 | 0.099949 | 0.12569 | 0 | 0 | 0.73981 | 0.052567 | 109.2073 | 0 | 21.2 | 0.678 |  |  | 2.95 | 3.822 |  | 0.227 | 0.346 | 2.95 |  | 0 | Whitehorse Intl AP | CAN | 5 | 6491 | 60.709 | -135.069 | 7b | 6580 | YT | CAN_YT_Whitehorse.Intl.AP.719640_CWEC2016.epw | 0.73981 | 14.7288 | 83.2522 | 5.362 | 14.768 | TRUE | FALSE | FALSE | FALSE | 5.3256 | 19.8604 | 0 | 0.073516 | 0.0028736 | 26.87 | 0 | 25.5836 | 0.30213 | 0.01181 | 110.43 | 0 | 0.73981 | 6 | 5.67 | 0.17 | 0.17 |  | https://s3.console.aws.amazon.com/s3/buckets/834599497928?region=ca-central-1&prefix=phylroy.lopez/reference/reference/output/7aab1bbe-1986-4895-8d64-ed9f0666d125/ | 1.0.002
32 |  | TRUE | 103 | 0 | 0 | 533.2778 |  |  |  | 0.1 | 2021-09-22 20:04:12 +0000 | 438c2ebff | 0.2.14 | :adv_dx_units: NECB_Default :airloop_economizer_type: NECB_Default :algorithm_type: parametric :analysis_id: reference :analysis_name: reference :boiler_eff: NECB_Default :btap_batch_version: 1.0.002 :building_type: SmallOffice :chiller_type: NECB_Default :compute_environment: aws_batch :datapoint_id: f3d5a24b-e406-4b30-95ab-3c0dbb325737 :daylighting_type: NECB_Default :dcv_type: NECB_Default :door_construction_cond: NECB_Default :ecm_system_name: NECB_Default :electrical_loads_scale: NECB_Default :enable_costing: true :epw_file: CAN_QC_Montreal-Trudeau.Intl.AP.716270_CWEC2016.epw :erv_package: NECB_Default :ext_floor_cond: NECB_Default :ext_roof_cond: NECB_Default :ext_wall_cond: NECB_Default :fdwr_set: NECB_Default :fixed_wind_solar_trans: NECB_Default :fixed_window_cond: NECB_Default :furnace_eff: NECB_Default :glass_door_cond: NECB_Default :glass_door_solar_trans: NECB_Default :ground_floor_cond: NECB_Default :ground_roof_cond: NECB_Default :ground_wall_cond: NECB_Default :image_name: btap_private_cli :infiltration_scale: NECB_Default :lights_scale: NECB_Default :lights_type: NECB_Default :nv_delta_temp_in_out: NECB_Default :nv_opening_fraction: NECB_Default :nv_temp_out_min: NECB_Default :nv_type: NECB_Default :oa_scale: NECB_Default :occupancy_loads_scale: NECB_Default :output_meters: [] :output_variables: [] :overhead_door_cond: NECB_Default :primary_heating_fuel: NaturalGas :pv_ground_azimuth_angle: NECB_Default :pv_ground_module_description: NECB_Default :pv_ground_tilt_angle: NECB_Default :pv_ground_total_area_pv_panels_m2: NECB_Default :pv_ground_type: NECB_Default :rotation_degrees: NECB_Default :run_annual_simulation: true :s3_bucket: '834599497928' :scale_x: NECB_Default :scale_y: NECB_Default :scale_z: NECB_Default :shw_eff: NECB_Default :skylight_cond: NECB_Default :skylight_solar_trans: NECB_Default :srr_set: NECB_Default :template: NECB2015 | reference | reference | f3d5a24b-e406-4b30-95ab-3c0dbb325737 | NECB2015 | SmallOffice | NaturalGas | Natural Gas | CAN_QC_Montreal-Trudeau.Intl.AP.716270_CWEC2016.epw | parametric |  | NECB_Default | NECB_Default | NECB_Default | NECB_Default | NECB_Default | NECB_Default | NECB_Default | NECB_Default | NECB_Default | NECB_Default | NECB_Default | NECB_Default | NECB_Default | NECB_Default | NECB_Default | NECB_Default | NECB_Default | NECB_Default | NECB_Default | NECB_Default | NECB_Default | NECB_Default | NECB_Default | NECB_Default | NECB_Default | NECB_Default | NECB_Default | NECB_Default | NECB_Default | NECB_Default | NECB_Default | NECB_Default | NECB_Default | NECB_Default | NECB_Default | NECB_Default | NECB_Default | NECB_Default | NECB_Default | NECB_Default | NECB_Default | NECB_Default | NECB_Default | NECB_Default | NECB_Default | aws_batch | 834599497928 | btap_private_cli |  | TRUE | TRUE |  |  | 80.0974 | 17.2888 | 33.7902 | 91.0619 | 511.16 | 937.0967 | 37.3 | SmallOffice |  |  | 0 | SmallOffice | 1 |  | 1 | NECB2015 | 0.39751 | 2357.444 | 249.608 | 97.1279 | 64.9433 | 17.9003 | 717.3446 | 287.7649 | MONTREAL | QUEBEC | 0.13357 | 10.0867 | 0 | 10.2202 | 8.5068 | 2.6421 | 0 | 11.1489 | 0 | 0.044057 | 0 | 0 | 0.34371 | 0.077647 | 0 | 0.14925 | 0.099988 | 0.12008 | 0.20418 | 0.0019368 | 0.54789 | 0.054934 | 41.2047 | 83.3156 | 37.3 | 0.757 |  |  |  | 0.183 |  | 0.183 | 0.247 | 2.2 |  | 0 | Montreal-Trudeau Intl AP | CAN | 323 | 4090 | 45.471 | -73.741 | 6 | 4400 | QC | CAN_QC_Montreal-Trudeau.Intl.AP.716270_CWEC2016.epw | 0.54789 | 17.2888 | 80.0974 | 6.9749 | 18.2965 | FALSE | FALSE | FALSE | FALSE | 10.688 | 14.2735 | 0 | 0 | 0 | 0 | 28.08 | 25.5708 | 0.2983 | 0.011666 | 109.03 | 0 | 0.54789 | 74.33 | 64.83 | 2.17 | 2.17 |  | https://s3.console.aws.amazon.com/s3/buckets/834599497928?region=ca-central-1&prefix=phylroy.lopez/reference/reference/output/f3d5a24b-e406-4b30-95ab-3c0dbb325737/ | 1.0.002
33 |  | TRUE | 87 | 0 | 0 | 534.7283 |  |  |  | 0.1 | 2021-09-22 20:04:07 +0000 | 438c2ebff | 0.2.14 | :adv_dx_units: NECB_Default :airloop_economizer_type: NECB_Default :algorithm_type: parametric :analysis_id: reference :analysis_name: reference :boiler_eff: NECB_Default :btap_batch_version: 1.0.002 :building_type: SmallOffice :chiller_type: NECB_Default :compute_environment: aws_batch :datapoint_id: 1d2fafe7-55c0-410f-8527-80fd491814cd :daylighting_type: NECB_Default :dcv_type: NECB_Default :door_construction_cond: NECB_Default :ecm_system_name: NECB_Default :electrical_loads_scale: NECB_Default :enable_costing: true :epw_file: CAN_ON_Toronto.Pearson.Intl.AP.716240_CWEC2016.epw :erv_package: NECB_Default :ext_floor_cond: NECB_Default :ext_roof_cond: NECB_Default :ext_wall_cond: NECB_Default :fdwr_set: NECB_Default :fixed_wind_solar_trans: NECB_Default :fixed_window_cond: NECB_Default :furnace_eff: NECB_Default :glass_door_cond: NECB_Default :glass_door_solar_trans: NECB_Default :ground_floor_cond: NECB_Default :ground_roof_cond: NECB_Default :ground_wall_cond: NECB_Default :image_name: btap_private_cli :infiltration_scale: NECB_Default :lights_scale: NECB_Default :lights_type: NECB_Default :nv_delta_temp_in_out: NECB_Default :nv_opening_fraction: NECB_Default :nv_temp_out_min: NECB_Default :nv_type: NECB_Default :oa_scale: NECB_Default :occupancy_loads_scale: NECB_Default :output_meters: [] :output_variables: [] :overhead_door_cond: NECB_Default :primary_heating_fuel: Electricity :pv_ground_azimuth_angle: NECB_Default :pv_ground_module_description: NECB_Default :pv_ground_tilt_angle: NECB_Default :pv_ground_total_area_pv_panels_m2: NECB_Default :pv_ground_type: NECB_Default :rotation_degrees: NECB_Default :run_annual_simulation: true :s3_bucket: '834599497928' :scale_x: NECB_Default :scale_y: NECB_Default :scale_z: NECB_Default :shw_eff: NECB_Default :skylight_cond: NECB_Default :skylight_solar_trans: NECB_Default :srr_set: NECB_Default :template: BTAP1980TO2010 | reference | reference | 1d2fafe7-55c0-410f-8527-80fd491814cd | BTAP1980TO2010 | SmallOffice | Electricity | Electricity | CAN_ON_Toronto.Pearson.Intl.AP.716240_CWEC2016.epw | parametric |  | NECB_Default | NECB_Default | NECB_Default | NECB_Default | NECB_Default | NECB_Default | NECB_Default | NECB_Default | NECB_Default | NECB_Default | NECB_Default | NECB_Default | NECB_Default | NECB_Default | NECB_Default | NECB_Default | NECB_Default | NECB_Default | NECB_Default | NECB_Default | NECB_Default | NECB_Default | NECB_Default | NECB_Default | NECB_Default | NECB_Default | NECB_Default | NECB_Default | NECB_Default | NECB_Default | NECB_Default | NECB_Default | NECB_Default | NECB_Default | NECB_Default | NECB_Default | NECB_Default | NECB_Default | NECB_Default | NECB_Default | NECB_Default | NECB_Default | NECB_Default | NECB_Default | NECB_Default | aws_batch | 834599497928 | btap_private_cli |  | TRUE | TRUE |  |  | 70.286 | 25.9767 | 70.6617 | 121.0265 | 511.16 | 937.0967 | 21.2 | SmallOffice |  |  | 0 | SmallOffice | 1 |  | 1 | BTAP1980TO2010 | 0.39751 | 2357.444 | 1.0258 | 22.2819 | 71.3345 | 22.6949 | 415.5574 | 298.2202 | TORONTO | ONTARIO | 3.6733 | 0 | 0 | 3.6733 | 29.4305 | 0 | 0 | 29.4305 | 0 | 0.045524 | 0 | 0 | 0.66134 | 0.090304 | 0 | 0.25436 | 0.099949 | 0.12569 | 0 | 0 | 0.66134 | 0.045504 | 91.1537 | 0 | 21.2 | 0.678 |  |  | 3.35 | 3.822 |  | 0.296 | 0.682 | 3.35 |  | 0 | Toronto Pearson Intl AP | CAN | 382 | 3615 | 43.677 | -79.631 | 5 | 3890 | ON | CAN_ON_Toronto.Pearson.Intl.AP.716240_CWEC2016.epw | 0.66137 | 25.9767 | 70.286 | 8.1375 | 15.0936 | FALSE | FALSE | FALSE | FALSE | 10.9333 | 8.3581 | 0 | 0.063639 | 0.0024875 | 23.26 | 0 | 25.5836 | 0.30213 | 0.01181 | 110.43 | 0 | 0.66134 | 17.33 | 14.5 | 0 | 0 |  | https://s3.console.aws.amazon.com/s3/buckets/834599497928?region=ca-central-1&prefix=phylroy.lopez/reference/reference/output/1d2fafe7-55c0-410f-8527-80fd491814cd/ | 1.0.002
34 |  | TRUE | 87 | 0 | 0 | 534.7699 |  |  |  | 0.1 | 2021-09-22 20:04:07 +0000 | 438c2ebff | 0.2.14 | :adv_dx_units: NECB_Default :airloop_economizer_type: NECB_Default :algorithm_type: parametric :analysis_id: reference :analysis_name: reference :boiler_eff: NECB_Default :btap_batch_version: 1.0.002 :building_type: SmallOffice :chiller_type: NECB_Default :compute_environment: aws_batch :datapoint_id: 04892004-8449-4696-8127-3ad8863a5137 :daylighting_type: NECB_Default :dcv_type: NECB_Default :door_construction_cond: NECB_Default :ecm_system_name: NECB_Default :electrical_loads_scale: NECB_Default :enable_costing: true :epw_file: CAN_NS_Halifax.Dockyard.713280_CWEC2016.epw :erv_package: NECB_Default :ext_floor_cond: NECB_Default :ext_roof_cond: NECB_Default :ext_wall_cond: NECB_Default :fdwr_set: NECB_Default :fixed_wind_solar_trans: NECB_Default :fixed_window_cond: NECB_Default :furnace_eff: NECB_Default :glass_door_cond: NECB_Default :glass_door_solar_trans: NECB_Default :ground_floor_cond: NECB_Default :ground_roof_cond: NECB_Default :ground_wall_cond: NECB_Default :image_name: btap_private_cli :infiltration_scale: NECB_Default :lights_scale: NECB_Default :lights_type: NECB_Default :nv_delta_temp_in_out: NECB_Default :nv_opening_fraction: NECB_Default :nv_temp_out_min: NECB_Default :nv_type: NECB_Default :oa_scale: NECB_Default :occupancy_loads_scale: NECB_Default :output_meters: [] :output_variables: [] :overhead_door_cond: NECB_Default :primary_heating_fuel: Electricity :pv_ground_azimuth_angle: NECB_Default :pv_ground_module_description: NECB_Default :pv_ground_tilt_angle: NECB_Default :pv_ground_total_area_pv_panels_m2: NECB_Default :pv_ground_type: NECB_Default :rotation_degrees: NECB_Default :run_annual_simulation: true :s3_bucket: '834599497928' :scale_x: NECB_Default :scale_y: NECB_Default :scale_z: NECB_Default :shw_eff: NECB_Default :skylight_cond: NECB_Default :skylight_solar_trans: NECB_Default :srr_set: NECB_Default :template: NECB2011 | reference | reference | 04892004-8449-4696-8127-3ad8863a5137 | NECB2011 | SmallOffice | Electricity | Electricity | CAN_NS_Halifax.Dockyard.713280_CWEC2016.epw | parametric |  | NECB_Default | NECB_Default | NECB_Default | NECB_Default | NECB_Default | NECB_Default | NECB_Default | NECB_Default | NECB_Default | NECB_Default | NECB_Default | NECB_Default | NECB_Default | NECB_Default | NECB_Default | NECB_Default | NECB_Default | NECB_Default | NECB_Default | NECB_Default | NECB_Default | NECB_Default | NECB_Default | NECB_Default | NECB_Default | NECB_Default | NECB_Default | NECB_Default | NECB_Default | NECB_Default | NECB_Default | NECB_Default | NECB_Default | NECB_Default | NECB_Default | NECB_Default | NECB_Default | NECB_Default | NECB_Default | NECB_Default | NECB_Default | NECB_Default | NECB_Default | NECB_Default | NECB_Default | aws_batch | 834599497928 | btap_private_cli |  | TRUE | TRUE |  |  | 46.2737 | 13.4618 | 18.9547 | 64.684 | 511.16 | 937.0967 | 40 | SmallOffice |  |  | 0 | SmallOffice | 1 |  | 1 | NECB2011 | 0.39751 | 2357.444 | 234.4565 | 13.4584 | 68.9796 | 22.2614 | 667.3598 | 328.2039 | HALIFAX | NOVA SCOTIA | 92.9784 | 0 | 0 | 92.9784 | 18.2348 | 0 | 0 | 18.2348 | 0 | 0.035997 | 0 | 0 | 0.45851 | 0.082401 | 0 | 0.068237 | 0.099949 | 0.12569 | 0 | 0 | 0.45851 | 0.046228 | 71.2621 | 0 | 40 | 0.757 |  |  |  | 0.183 |  | 0.183 | 0.247 | 2.2 |  | 0 | Halifax Dockyard | CAN | 112 | 3647 | 44.655 | -63.577 | 6 | 4000 | NS | CAN_NS_Halifax.Dockyard.713280_CWEC2016.epw | 0.45851 | 13.4618 | 46.2737 | 5.5062 | 16.5468 | FALSE | FALSE | FALSE | FALSE | 5.6686 | 6.8381 | 0 | 0.064651 | 0.0025271 | 23.63 | 0 | 25.5836 | 0.30213 | 0.01181 | 110.43 | 0 | 0.45851 | 25.67 | 19.83 | 0 | 0 |  | https://s3.console.aws.amazon.com/s3/buckets/834599497928?region=ca-central-1&prefix=phylroy.lopez/reference/reference/output/04892004-8449-4696-8127-3ad8863a5137/ | 1.0.002
35 |  | TRUE | 84 | 0 | 0 | 535.1357 |  |  |  | 0.1 | 2021-09-22 20:04:07 +0000 | 438c2ebff | 0.2.14 | :adv_dx_units: NECB_Default :airloop_economizer_type: NECB_Default :algorithm_type: parametric :analysis_id: reference :analysis_name: reference :boiler_eff: NECB_Default :btap_batch_version: 1.0.002 :building_type: SmallOffice :chiller_type: NECB_Default :compute_environment: aws_batch :datapoint_id: 51427cf8-600a-4ee6-be12-d246379696f2 :daylighting_type: NECB_Default :dcv_type: NECB_Default :door_construction_cond: NECB_Default :ecm_system_name: NECB_Default :electrical_loads_scale: NECB_Default :enable_costing: true :epw_file: CAN_ON_Toronto.Pearson.Intl.AP.716240_CWEC2016.epw :erv_package: NECB_Default :ext_floor_cond: NECB_Default :ext_roof_cond: NECB_Default :ext_wall_cond: NECB_Default :fdwr_set: NECB_Default :fixed_wind_solar_trans: NECB_Default :fixed_window_cond: NECB_Default :furnace_eff: NECB_Default :glass_door_cond: NECB_Default :glass_door_solar_trans: NECB_Default :ground_floor_cond: NECB_Default :ground_roof_cond: NECB_Default :ground_wall_cond: NECB_Default :image_name: btap_private_cli :infiltration_scale: NECB_Default :lights_scale: NECB_Default :lights_type: NECB_Default :nv_delta_temp_in_out: NECB_Default :nv_opening_fraction: NECB_Default :nv_temp_out_min: NECB_Default :nv_type: NECB_Default :oa_scale: NECB_Default :occupancy_loads_scale: NECB_Default :output_meters: [] :output_variables: [] :overhead_door_cond: NECB_Default :primary_heating_fuel: NaturalGas :pv_ground_azimuth_angle: NECB_Default :pv_ground_module_description: NECB_Default :pv_ground_tilt_angle: NECB_Default :pv_ground_total_area_pv_panels_m2: NECB_Default :pv_ground_type: NECB_Default :rotation_degrees: NECB_Default :run_annual_simulation: true :s3_bucket: '834599497928' :scale_x: NECB_Default :scale_y: NECB_Default :scale_z: NECB_Default :shw_eff: NECB_Default :skylight_cond: NECB_Default :skylight_solar_trans: NECB_Default :srr_set: NECB_Default :template: BTAP1980TO2010 | reference | reference | 51427cf8-600a-4ee6-be12-d246379696f2 | BTAP1980TO2010 | SmallOffice | NaturalGas | Natural Gas | CAN_ON_Toronto.Pearson.Intl.AP.716240_CWEC2016.epw | parametric |  | NECB_Default | NECB_Default | NECB_Default | NECB_Default | NECB_Default | NECB_Default | NECB_Default | NECB_Default | NECB_Default | NECB_Default | NECB_Default | NECB_Default | NECB_Default | NECB_Default | NECB_Default | NECB_Default | NECB_Default | NECB_Default | NECB_Default | NECB_Default | NECB_Default | NECB_Default | NECB_Default | NECB_Default | NECB_Default | NECB_Default | NECB_Default | NECB_Default | NECB_Default | NECB_Default | NECB_Default | NECB_Default | NECB_Default | NECB_Default | NECB_Default | NECB_Default | NECB_Default | NECB_Default | NECB_Default | NECB_Default | NECB_Default | NECB_Default | NECB_Default | NECB_Default | NECB_Default | aws_batch | 834599497928 | btap_private_cli |  | TRUE | TRUE |  |  | 87.601 | 25.9768 | 70.6128 | 147.0783 | 511.16 | 937.0967 | 21.2 | SmallOffice |  |  | 0 | SmallOffice | 1 |  | 1 | BTAP1980TO2010 | 0.39751 | 2357.444 | 1.0258 | 122.0128 | 71.3345 | 18.7153 | 495.8907 | 282.8024 | TORONTO | ONTARIO | 2.0305 | 19.25 | 0 | 21.2806 | 16.2683 | 3.3967 | 0 | 19.665 | 0 | 0.045524 | 0 | 0 | 0.3656 | 0.090657 | 0 | 0.33545 | 0.099949 | 0.12569 | 0.38953 | 0.0037757 | 0.75513 | 0.054073 | 51.1117 | 90.3868 | 21.2 | 0.678 |  |  | 3.35 | 3.822 |  | 0.296 | 0.682 | 3.35 |  | 0 | Toronto Pearson Intl AP | CAN | 382 | 3615 | 43.677 | -79.631 | 5 | 3890 | ON | CAN_ON_Toronto.Pearson.Intl.AP.716240_CWEC2016.epw | 0.75512 | 25.9768 | 87.601 | 8.1374 | 15.0942 | FALSE | FALSE | FALSE | FALSE | 10.9333 | 8.3584 | 0 | 0 | 0 | 0 | 27.64 | 25.5836 | 0.30213 | 0.01181 | 110.43 | 0 | 0.75513 | 17.33 | 14.5 | 0.33 | 0.33 |  | https://s3.console.aws.amazon.com/s3/buckets/834599497928?region=ca-central-1&prefix=phylroy.lopez/reference/reference/output/51427cf8-600a-4ee6-be12-d246379696f2/ | 1.0.002
36 |  | TRUE | 104 | 0 | 0 | 533.3479 |  |  |  | 0.1 | 2021-09-22 20:04:12 +0000 | 438c2ebff | 0.2.14 | :adv_dx_units: NECB_Default :airloop_economizer_type: NECB_Default :algorithm_type: parametric :analysis_id: reference :analysis_name: reference :boiler_eff: NECB_Default :btap_batch_version: 1.0.002 :building_type: SmallOffice :chiller_type: NECB_Default :compute_environment: aws_batch :datapoint_id: b6565eec-1f92-431d-a1b1-984b733cab93 :daylighting_type: NECB_Default :dcv_type: NECB_Default :door_construction_cond: NECB_Default :ecm_system_name: NECB_Default :electrical_loads_scale: NECB_Default :enable_costing: true :epw_file: CAN_AB_Calgary.Intl.AP.718770_CWEC2016.epw :erv_package: NECB_Default :ext_floor_cond: NECB_Default :ext_roof_cond: NECB_Default :ext_wall_cond: NECB_Default :fdwr_set: NECB_Default :fixed_wind_solar_trans: NECB_Default :fixed_window_cond: NECB_Default :furnace_eff: NECB_Default :glass_door_cond: NECB_Default :glass_door_solar_trans: NECB_Default :ground_floor_cond: NECB_Default :ground_roof_cond: NECB_Default :ground_wall_cond: NECB_Default :image_name: btap_private_cli :infiltration_scale: NECB_Default :lights_scale: NECB_Default :lights_type: NECB_Default :nv_delta_temp_in_out: NECB_Default :nv_opening_fraction: NECB_Default :nv_temp_out_min: NECB_Default :nv_type: NECB_Default :oa_scale: NECB_Default :occupancy_loads_scale: NECB_Default :output_meters: [] :output_variables: [] :overhead_door_cond: NECB_Default :primary_heating_fuel: Electricity :pv_ground_azimuth_angle: NECB_Default :pv_ground_module_description: NECB_Default :pv_ground_tilt_angle: NECB_Default :pv_ground_total_area_pv_panels_m2: NECB_Default :pv_ground_type: NECB_Default :rotation_degrees: NECB_Default :run_annual_simulation: true :s3_bucket: '834599497928' :scale_x: NECB_Default :scale_y: NECB_Default :scale_z: NECB_Default :shw_eff: NECB_Default :skylight_cond: NECB_Default :skylight_solar_trans: NECB_Default :srr_set: NECB_Default :template: NECB2015 | reference | reference | b6565eec-1f92-431d-a1b1-984b733cab93 | NECB2015 | SmallOffice | Electricity | Electricity | CAN_AB_Calgary.Intl.AP.718770_CWEC2016.epw | parametric |  | NECB_Default | NECB_Default | NECB_Default | NECB_Default | NECB_Default | NECB_Default | NECB_Default | NECB_Default | NECB_Default | NECB_Default | NECB_Default | NECB_Default | NECB_Default | NECB_Default | NECB_Default | NECB_Default | NECB_Default | NECB_Default | NECB_Default | NECB_Default | NECB_Default | NECB_Default | NECB_Default | NECB_Default | NECB_Default | NECB_Default | NECB_Default | NECB_Default | NECB_Default | NECB_Default | NECB_Default | NECB_Default | NECB_Default | NECB_Default | NECB_Default | NECB_Default | NECB_Default | NECB_Default | NECB_Default | NECB_Default | NECB_Default | NECB_Default | NECB_Default | NECB_Default | NECB_Default | aws_batch | 834599497928 | btap_private_cli |  | TRUE | TRUE |  |  | 59.6277 | 14.3232 | 24.8183 | 71.6181 | 511.16 | 937.0967 | 33.3 | SmallOffice |  |  | 0 | SmallOffice | 1 |  | 1 | NECB2015 | 0.39751 | 2357.444 | 259.0636 | 14.8887 | 68.0381 | 22.4489 | 709.3701 | 344.9308 | CALGARY | ALBERTA | 104.8816 | 0 | 0 | 104.8816 | 9.9406 | 0 | 0 | 9.9406 | 0 | 0.034021 | 0 | 0 | 0.47789 | 0.085961 | 0 | 0.089326 | 0.099988 | 0.12008 | 0 | 0 | 0.47789 | 0.048517 | 85.2121 | 0 | 33.3 | 0.757 |  |  |  | 0.162 |  | 0.162 | 0.21 | 2.2 |  | 0 | Calgary Intl AP | CAN | 64 | 4781 | 51.114 | -114.02 | 7a | 5000 | AB | CAN_AB_Calgary.Intl.AP.718770_CWEC2016.epw | 0.47792 | 14.3232 | 59.6277 | 4.3906 | 18.6833 | FALSE | FALSE | FALSE | FALSE | 9.9295 | 15.7139 | 0 | 0.067852 | 0.0026535 | 24.8 | 0 | 25.5708 | 0.2983 | 0.011666 | 109.03 | 0 | 0.47789 | 26.17 | 20 | 0 | 0 |  | https://s3.console.aws.amazon.com/s3/buckets/834599497928?region=ca-central-1&prefix=phylroy.lopez/reference/reference/output/b6565eec-1f92-431d-a1b1-984b733cab93/ | 1.0.002
37 |  | TRUE | 106 | 0 | 0 | 534.3075 |  |  |  | 0.1 | 2021-09-22 20:04:02 +0000 | 438c2ebff | 0.2.14 | :adv_dx_units: NECB_Default :airloop_economizer_type: NECB_Default :algorithm_type: parametric :analysis_id: reference :analysis_name: reference :boiler_eff: NECB_Default :btap_batch_version: 1.0.002 :building_type: SmallOffice :chiller_type: NECB_Default :compute_environment: aws_batch :datapoint_id: 2189d55f-98da-4509-9441-f7f2f8035839 :daylighting_type: NECB_Default :dcv_type: NECB_Default :door_construction_cond: NECB_Default :ecm_system_name: NECB_Default :electrical_loads_scale: NECB_Default :enable_costing: true :epw_file: CAN_QC_Montreal-Trudeau.Intl.AP.716270_CWEC2016.epw :erv_package: NECB_Default :ext_floor_cond: NECB_Default :ext_roof_cond: NECB_Default :ext_wall_cond: NECB_Default :fdwr_set: NECB_Default :fixed_wind_solar_trans: NECB_Default :fixed_window_cond: NECB_Default :furnace_eff: NECB_Default :glass_door_cond: NECB_Default :glass_door_solar_trans: NECB_Default :ground_floor_cond: NECB_Default :ground_roof_cond: NECB_Default :ground_wall_cond: NECB_Default :image_name: btap_private_cli :infiltration_scale: NECB_Default :lights_scale: NECB_Default :lights_type: NECB_Default :nv_delta_temp_in_out: NECB_Default :nv_opening_fraction: NECB_Default :nv_temp_out_min: NECB_Default :nv_type: NECB_Default :oa_scale: NECB_Default :occupancy_loads_scale: NECB_Default :output_meters: [] :output_variables: [] :overhead_door_cond: NECB_Default :primary_heating_fuel: Electricity :pv_ground_azimuth_angle: NECB_Default :pv_ground_module_description: NECB_Default :pv_ground_tilt_angle: NECB_Default :pv_ground_total_area_pv_panels_m2: NECB_Default :pv_ground_type: NECB_Default :rotation_degrees: NECB_Default :run_annual_simulation: true :s3_bucket: '834599497928' :scale_x: NECB_Default :scale_y: NECB_Default :scale_z: NECB_Default :shw_eff: NECB_Default :skylight_cond: NECB_Default :skylight_solar_trans: NECB_Default :srr_set: NECB_Default :template: NECB2015 | reference | reference | 2189d55f-98da-4509-9441-f7f2f8035839 | NECB2015 | SmallOffice | Electricity | Electricity | CAN_QC_Montreal-Trudeau.Intl.AP.716270_CWEC2016.epw | parametric |  | NECB_Default | NECB_Default | NECB_Default | NECB_Default | NECB_Default | NECB_Default | NECB_Default | NECB_Default | NECB_Default | NECB_Default | NECB_Default | NECB_Default | NECB_Default | NECB_Default | NECB_Default | NECB_Default | NECB_Default | NECB_Default | NECB_Default | NECB_Default | NECB_Default | NECB_Default | NECB_Default | NECB_Default | NECB_Default | NECB_Default | NECB_Default | NECB_Default | NECB_Default | NECB_Default | NECB_Default | NECB_Default | NECB_Default | NECB_Default | NECB_Default | NECB_Default | NECB_Default | NECB_Default | NECB_Default | NECB_Default | NECB_Default | NECB_Default | NECB_Default | NECB_Default | NECB_Default | aws_batch | 834599497928 | btap_private_cli |  | TRUE | TRUE |  |  | 69.2296 | 17.2889 | 33.8663 | 80.4434 | 511.16 | 937.0967 | 37.3 | SmallOffice |  |  | 0 | SmallOffice | 1 |  | 1 | NECB2015 | 0.39751 | 2357.444 | 249.608 | 14.5714 | 64.9433 | 22.213 | 654.8393 | 303.5036 | MONTREAL | QUEBEC | 0.19806 | 0 | 0 | 0.19806 | 12.6142 | 0 | 0 | 12.6142 | 0 | 0.044057 | 0 | 0 | 0.50966 | 0.077393 | 0 | 0.12192 | 0.099988 | 0.12008 | 0 | 0 | 0.50966 | 0.046228 | 93.8657 | 0 | 37.3 | 0.757 |  |  |  | 0.183 |  | 0.183 | 0.247 | 2.2 |  | 0 | Montreal-Trudeau Intl AP | CAN | 323 | 4090 | 45.471 | -73.741 | 6 | 4400 | QC | CAN_QC_Montreal-Trudeau.Intl.AP.716270_CWEC2016.epw | 0.50967 | 17.2889 | 69.2296 | 6.9749 | 18.2965 | FALSE | FALSE | FALSE | FALSE | 10.688 | 14.2735 | 0 | 0.064651 | 0.0025283 | 23.63 | 0 | 25.5708 | 0.2983 | 0.011666 | 109.03 | 0 | 0.50966 | 74.5 | 65 | 0.17 | 0.17 |  | https://s3.console.aws.amazon.com/s3/buckets/834599497928?region=ca-central-1&prefix=phylroy.lopez/reference/reference/output/2189d55f-98da-4509-9441-f7f2f8035839/ | 1.0.002
38 |  | TRUE | 85 | 0 | 0 | 534.8132 |  |  |  | 0.1 | 2021-09-22 20:04:00 +0000 | 438c2ebff | 0.2.14 | :adv_dx_units: NECB_Default :airloop_economizer_type: NECB_Default :algorithm_type: parametric :analysis_id: reference :analysis_name: reference :boiler_eff: NECB_Default :btap_batch_version: 1.0.002 :building_type: SmallOffice :chiller_type: NECB_Default :compute_environment: aws_batch :datapoint_id: 2ca1d284-b3cf-4978-9164-ae5d4d403e03 :daylighting_type: NECB_Default :dcv_type: NECB_Default :door_construction_cond: NECB_Default :ecm_system_name: NECB_Default :electrical_loads_scale: NECB_Default :enable_costing: true :epw_file: CAN_BC_Vancouver.Intl.AP.718920_CWEC2016.epw :erv_package: NECB_Default :ext_floor_cond: NECB_Default :ext_roof_cond: NECB_Default :ext_wall_cond: NECB_Default :fdwr_set: NECB_Default :fixed_wind_solar_trans: NECB_Default :fixed_window_cond: NECB_Default :furnace_eff: NECB_Default :glass_door_cond: NECB_Default :glass_door_solar_trans: NECB_Default :ground_floor_cond: NECB_Default :ground_roof_cond: NECB_Default :ground_wall_cond: NECB_Default :image_name: btap_private_cli :infiltration_scale: NECB_Default :lights_scale: NECB_Default :lights_type: NECB_Default :nv_delta_temp_in_out: NECB_Default :nv_opening_fraction: NECB_Default :nv_temp_out_min: NECB_Default :nv_type: NECB_Default :oa_scale: NECB_Default :occupancy_loads_scale: NECB_Default :output_meters: [] :output_variables: [] :overhead_door_cond: NECB_Default :primary_heating_fuel: Electricity :pv_ground_azimuth_angle: NECB_Default :pv_ground_module_description: NECB_Default :pv_ground_tilt_angle: NECB_Default :pv_ground_total_area_pv_panels_m2: NECB_Default :pv_ground_type: NECB_Default :rotation_degrees: NECB_Default :run_annual_simulation: true :s3_bucket: '834599497928' :scale_x: NECB_Default :scale_y: NECB_Default :scale_z: NECB_Default :shw_eff: NECB_Default :skylight_cond: NECB_Default :skylight_solar_trans: NECB_Default :srr_set: NECB_Default :template: NECB2011 | reference | reference | 2ca1d284-b3cf-4978-9164-ae5d4d403e03 | NECB2011 | SmallOffice | Electricity | Electricity | CAN_BC_Vancouver.Intl.AP.718920_CWEC2016.epw | parametric |  | NECB_Default | NECB_Default | NECB_Default | NECB_Default | NECB_Default | NECB_Default | NECB_Default | NECB_Default | NECB_Default | NECB_Default | NECB_Default | NECB_Default | NECB_Default | NECB_Default | NECB_Default | NECB_Default | NECB_Default | NECB_Default | NECB_Default | NECB_Default | NECB_Default | NECB_Default | NECB_Default | NECB_Default | NECB_Default | NECB_Default | NECB_Default | NECB_Default | NECB_Default | NECB_Default | NECB_Default | NECB_Default | NECB_Default | NECB_Default | NECB_Default | NECB_Default | NECB_Default | NECB_Default | NECB_Default | NECB_Default | NECB_Default | NECB_Default | NECB_Default | NECB_Default | NECB_Default | aws_batch | 834599497928 | btap_private_cli |  | TRUE | TRUE |  |  | 36.9001 | 12.9864 | 13.5259 | 58.4835 | 511.16 | 937.0967 | 40 | SmallOffice |  |  | 0 | SmallOffice | 1 |  | 1 | NECB2011 | 0.39751 | 2357.444 | 240.2668 | 11.6891 | 63.3239 | 22.3124 | 668.0254 | 330.4331 | VANCOUVER | BRITISH COLUMBIA | 1.2362 | 0 | 0 | 1.2362 | 12.3446 | 0 | 0 | 12.3446 | 0 | 0.036662 | 0 | 0 | 0.43618 | 0.080934 | 0 | 0.048693 | 0.099949 | 0.12569 | 0 | 0 | 0.43618 | 0.044252 | 61.0766 | 0 | 40 | 0.757 |  |  |  | 0.227 |  | 0.227 | 0.315 | 2.4 |  | 0 | Vancouver Intl AP | CAN | 42 | 2797 | 49.195 | -123.184 | 4 | 2800 | BC | CAN_BC_Vancouver.Intl.AP.718920_CWEC2016.epw | 0.43621 | 12.9864 | 36.9001 | 3.9409 | 17.8874 | FALSE | FALSE | TRUE | FALSE | 7.9665 | 7.02 | 0 | 0.061888 | 0.002419 | 22.62 | 0 | 25.5836 | 0.30213 | 0.01181 | 110.43 | 0 | 0.43618 | 60.17 | 49.83 | 1.33 | 1.33 |  | https://s3.console.aws.amazon.com/s3/buckets/834599497928?region=ca-central-1&prefix=phylroy.lopez/reference/reference/output/2ca1d284-b3cf-4978-9164-ae5d4d403e03/ | 1.0.002
39 |  | TRUE | 89 | 0 | 0 | 535.1138 |  |  |  | 0.1 | 2021-09-22 20:04:01 +0000 | 438c2ebff | 0.2.14 | :adv_dx_units: NECB_Default :airloop_economizer_type: NECB_Default :algorithm_type: parametric :analysis_id: reference :analysis_name: reference :boiler_eff: NECB_Default :btap_batch_version: 1.0.002 :building_type: SmallOffice :chiller_type: NECB_Default :compute_environment: aws_batch :datapoint_id: b0444d73-14d4-4b67-a106-2720a3c03780 :daylighting_type: NECB_Default :dcv_type: NECB_Default :door_construction_cond: NECB_Default :ecm_system_name: NECB_Default :electrical_loads_scale: NECB_Default :enable_costing: true :epw_file: CAN_AB_Calgary.Intl.AP.718770_CWEC2016.epw :erv_package: NECB_Default :ext_floor_cond: NECB_Default :ext_roof_cond: NECB_Default :ext_wall_cond: NECB_Default :fdwr_set: NECB_Default :fixed_wind_solar_trans: NECB_Default :fixed_window_cond: NECB_Default :furnace_eff: NECB_Default :glass_door_cond: NECB_Default :glass_door_solar_trans: NECB_Default :ground_floor_cond: NECB_Default :ground_roof_cond: NECB_Default :ground_wall_cond: NECB_Default :image_name: btap_private_cli :infiltration_scale: NECB_Default :lights_scale: NECB_Default :lights_type: NECB_Default :nv_delta_temp_in_out: NECB_Default :nv_opening_fraction: NECB_Default :nv_temp_out_min: NECB_Default :nv_type: NECB_Default :oa_scale: NECB_Default :occupancy_loads_scale: NECB_Default :output_meters: [] :output_variables: [] :overhead_door_cond: NECB_Default :primary_heating_fuel: Electricity :pv_ground_azimuth_angle: NECB_Default :pv_ground_module_description: NECB_Default :pv_ground_tilt_angle: NECB_Default :pv_ground_total_area_pv_panels_m2: NECB_Default :pv_ground_type: NECB_Default :rotation_degrees: NECB_Default :run_annual_simulation: true :s3_bucket: '834599497928' :scale_x: NECB_Default :scale_y: NECB_Default :scale_z: NECB_Default :shw_eff: NECB_Default :skylight_cond: NECB_Default :skylight_solar_trans: NECB_Default :srr_set: NECB_Default :template: NECB2011 | reference | reference | b0444d73-14d4-4b67-a106-2720a3c03780 | NECB2011 | SmallOffice | Electricity | Electricity | CAN_AB_Calgary.Intl.AP.718770_CWEC2016.epw | parametric |  | NECB_Default | NECB_Default | NECB_Default | NECB_Default | NECB_Default | NECB_Default | NECB_Default | NECB_Default | NECB_Default | NECB_Default | NECB_Default | NECB_Default | NECB_Default | NECB_Default | NECB_Default | NECB_Default | NECB_Default | NECB_Default | NECB_Default | NECB_Default | NECB_Default | NECB_Default | NECB_Default | NECB_Default | NECB_Default | NECB_Default | NECB_Default | NECB_Default | NECB_Default | NECB_Default | NECB_Default | NECB_Default | NECB_Default | NECB_Default | NECB_Default | NECB_Default | NECB_Default | NECB_Default | NECB_Default | NECB_Default | NECB_Default | NECB_Default | NECB_Default | NECB_Default | NECB_Default | aws_batch | 834599497928 | btap_private_cli |  | TRUE | TRUE |  |  | 59.3899 | 14.3411 | 24.2803 | 71.4551 | 511.16 | 937.0967 | 33.3 | SmallOffice |  |  | 0 | SmallOffice | 1 |  | 1 | NECB2011 | 0.39751 | 2357.444 | 259.0636 | 14.583 | 68.0381 | 22.4489 | 709.2321 | 345.0985 | CALGARY | ALBERTA | 105.9721 | 0 | 0 | 105.9721 | 10.0439 | 0 | 0 | 10.0439 | 0 | 0.034412 | 0 | 0 | 0.48288 | 0.086294 | 0 | 0.087429 | 0.099949 | 0.12569 | 0 | 0 | 0.48288 | 0.049104 | 84.9238 | 0 | 33.3 | 0.757 |  |  |  | 0.162 |  | 0.162 | 0.21 | 2.2 |  | 0 | Calgary Intl AP | CAN | 64 | 4781 | 51.114 | -114.02 | 7a | 5000 | AB | CAN_AB_Calgary.Intl.AP.718770_CWEC2016.epw | 0.48287 | 14.3411 | 59.3899 | 4.3905 | 18.6834 | FALSE | FALSE | FALSE | FALSE | 9.9309 | 15.7164 | 0 | 0.068673 | 0.0026843 | 25.1 | 0 | 25.5836 | 0.30213 | 0.01181 | 110.43 | 0 | 0.48288 | 27.17 | 20.5 | 0 | 0 |  | https://s3.console.aws.amazon.com/s3/buckets/834599497928?region=ca-central-1&prefix=phylroy.lopez/reference/reference/output/b0444d73-14d4-4b67-a106-2720a3c03780/ | 1.0.002
40 |  | TRUE | 106 | 0 | 0 | 533.8829 |  |  |  | 0.1 | 2021-09-22 20:04:12 +0000 | 438c2ebff | 0.2.14 | :adv_dx_units: NECB_Default :airloop_economizer_type: NECB_Default :algorithm_type: parametric :analysis_id: reference :analysis_name: reference :boiler_eff: NECB_Default :btap_batch_version: 1.0.002 :building_type: SmallOffice :chiller_type: NECB_Default :compute_environment: aws_batch :datapoint_id: f3bc06fc-0942-48b2-9657-cb14124cc60c :daylighting_type: NECB_Default :dcv_type: NECB_Default :door_construction_cond: NECB_Default :ecm_system_name: NECB_Default :electrical_loads_scale: NECB_Default :enable_costing: true :epw_file: CAN_ON_Toronto.Pearson.Intl.AP.716240_CWEC2016.epw :erv_package: NECB_Default :ext_floor_cond: NECB_Default :ext_roof_cond: NECB_Default :ext_wall_cond: NECB_Default :fdwr_set: NECB_Default :fixed_wind_solar_trans: NECB_Default :fixed_window_cond: NECB_Default :furnace_eff: NECB_Default :glass_door_cond: NECB_Default :glass_door_solar_trans: NECB_Default :ground_floor_cond: NECB_Default :ground_roof_cond: NECB_Default :ground_wall_cond: NECB_Default :image_name: btap_private_cli :infiltration_scale: NECB_Default :lights_scale: NECB_Default :lights_type: NECB_Default :nv_delta_temp_in_out: NECB_Default :nv_opening_fraction: NECB_Default :nv_temp_out_min: NECB_Default :nv_type: NECB_Default :oa_scale: NECB_Default :occupancy_loads_scale: NECB_Default :output_meters: [] :output_variables: [] :overhead_door_cond: NECB_Default :primary_heating_fuel: Electricity :pv_ground_azimuth_angle: NECB_Default :pv_ground_module_description: NECB_Default :pv_ground_tilt_angle: NECB_Default :pv_ground_total_area_pv_panels_m2: NECB_Default :pv_ground_type: NECB_Default :rotation_degrees: NECB_Default :run_annual_simulation: true :s3_bucket: '834599497928' :scale_x: NECB_Default :scale_y: NECB_Default :scale_z: NECB_Default :shw_eff: NECB_Default :skylight_cond: NECB_Default :skylight_solar_trans: NECB_Default :srr_set: NECB_Default :template: NECB2015 | reference | reference | f3bc06fc-0942-48b2-9657-cb14124cc60c | NECB2015 | SmallOffice | Electricity | Electricity | CAN_ON_Toronto.Pearson.Intl.AP.716240_CWEC2016.epw | parametric |  | NECB_Default | NECB_Default | NECB_Default | NECB_Default | NECB_Default | NECB_Default | NECB_Default | NECB_Default | NECB_Default | NECB_Default | NECB_Default | NECB_Default | NECB_Default | NECB_Default | NECB_Default | NECB_Default | NECB_Default | NECB_Default | NECB_Default | NECB_Default | NECB_Default | NECB_Default | NECB_Default | NECB_Default | NECB_Default | NECB_Default | NECB_Default | NECB_Default | NECB_Default | NECB_Default | NECB_Default | NECB_Default | NECB_Default | NECB_Default | NECB_Default | NECB_Default | NECB_Default | NECB_Default | NECB_Default | NECB_Default | NECB_Default | NECB_Default | NECB_Default | NECB_Default | NECB_Default | aws_batch | 834599497928 | btap_private_cli |  | TRUE | TRUE |  |  | 55.9758 | 18.7461 | 25.8671 | 74.5635 | 511.16 | 937.0967 | 40 | SmallOffice |  |  | 0 | SmallOffice | 1 |  | 1 | NECB2015 | 0.39751 | 2357.444 | 275.5214 | 15.851 | 71.3345 | 22.6949 | 729.3002 | 343.8985 | TORONTO | ONTARIO | 2.7131 | 0 | 0 | 2.7131 | 21.7372 | 0 | 0 | 21.7372 | 0 | 0.048732 | 0 | 0 | 0.4885 | 0.081599 | 0 | 0.093122 | 0.099988 | 0.12008 | 0 | 0 | 0.4885 | 0.044976 | 80.8809 | 0 | 40 | 0.757 |  |  |  | 0.183 |  | 0.183 | 0.278 | 2.2 |  | 0 | Toronto Pearson Intl AP | CAN | 382 | 3615 | 43.677 | -79.631 | 5 | 3890 | ON | CAN_ON_Toronto.Pearson.Intl.AP.716240_CWEC2016.epw | 0.48849 | 18.7461 | 55.9758 | 8.1374 | 15.0941 | FALSE | FALSE | FALSE | FALSE | 10.9315 | 8.356 | 0 | 0.0629 | 0.0024598 | 22.99 | 0 | 25.5708 | 0.2983 | 0.011666 | 109.03 | 0 | 0.4885 | 155 | 145.67 | 0 | 0 |  | https://s3.console.aws.amazon.com/s3/buckets/834599497928?region=ca-central-1&prefix=phylroy.lopez/reference/reference/output/f3bc06fc-0942-48b2-9657-cb14124cc60c/ | 1.0.002
41 |  | TRUE | 86 | 0 | 0 | 534.9677 |  |  |  | 0.1 | 2021-09-22 20:04:08 +0000 | 438c2ebff | 0.2.14 | :adv_dx_units: NECB_Default :airloop_economizer_type: NECB_Default :algorithm_type: parametric :analysis_id: reference :analysis_name: reference :boiler_eff: NECB_Default :btap_batch_version: 1.0.002 :building_type: SmallOffice :chiller_type: NECB_Default :compute_environment: aws_batch :datapoint_id: c07d8228-2add-4a35-86f2-96519fbedb44 :daylighting_type: NECB_Default :dcv_type: NECB_Default :door_construction_cond: NECB_Default :ecm_system_name: NECB_Default :electrical_loads_scale: NECB_Default :enable_costing: true :epw_file: CAN_YT_Whitehorse.Intl.AP.719640_CWEC2016.epw :erv_package: NECB_Default :ext_floor_cond: NECB_Default :ext_roof_cond: NECB_Default :ext_wall_cond: NECB_Default :fdwr_set: NECB_Default :fixed_wind_solar_trans: NECB_Default :fixed_window_cond: NECB_Default :furnace_eff: NECB_Default :glass_door_cond: NECB_Default :glass_door_solar_trans: NECB_Default :ground_floor_cond: NECB_Default :ground_roof_cond: NECB_Default :ground_wall_cond: NECB_Default :image_name: btap_private_cli :infiltration_scale: NECB_Default :lights_scale: NECB_Default :lights_type: NECB_Default :nv_delta_temp_in_out: NECB_Default :nv_opening_fraction: NECB_Default :nv_temp_out_min: NECB_Default :nv_type: NECB_Default :oa_scale: NECB_Default :occupancy_loads_scale: NECB_Default :output_meters: [] :output_variables: [] :overhead_door_cond: NECB_Default :primary_heating_fuel: NaturalGas :pv_ground_azimuth_angle: NECB_Default :pv_ground_module_description: NECB_Default :pv_ground_tilt_angle: NECB_Default :pv_ground_total_area_pv_panels_m2: NECB_Default :pv_ground_type: NECB_Default :rotation_degrees: NECB_Default :run_annual_simulation: true :s3_bucket: '834599497928' :scale_x: NECB_Default :scale_y: NECB_Default :scale_z: NECB_Default :shw_eff: NECB_Default :skylight_cond: NECB_Default :skylight_solar_trans: NECB_Default :srr_set: NECB_Default :template: NECB2011 | reference | reference | c07d8228-2add-4a35-86f2-96519fbedb44 | NECB2011 | SmallOffice | NaturalGas | Natural Gas | CAN_YT_Whitehorse.Intl.AP.719640_CWEC2016.epw | parametric |  | NECB_Default | NECB_Default | NECB_Default | NECB_Default | NECB_Default | NECB_Default | NECB_Default | NECB_Default | NECB_Default | NECB_Default | NECB_Default | NECB_Default | NECB_Default | NECB_Default | NECB_Default | NECB_Default | NECB_Default | NECB_Default | NECB_Default | NECB_Default | NECB_Default | NECB_Default | NECB_Default | NECB_Default | NECB_Default | NECB_Default | NECB_Default | NECB_Default | NECB_Default | NECB_Default | NECB_Default | NECB_Default | NECB_Default | NECB_Default | NECB_Default | NECB_Default | NECB_Default | NECB_Default | NECB_Default | NECB_Default | NECB_Default | NECB_Default | NECB_Default | NECB_Default | NECB_Default | aws_batch | 834599497928 | btap_private_cli |  | TRUE | TRUE |  |  | 80.9984 | 10.8499 | 50.1582 | 103.4575 | 511.16 | 937.0967 | 22.8 | SmallOffice |  |  | 0 | SmallOffice | 1 |  | 1 | NECB2011 | 0.39751 | 2357.444 | 194.6858 | 93.4123 | 63.2386 | 17.3293 | 623.1526 | 254.4866 | WHITEHORSE | YUKON | 4.884 | 14.1359 | 0 | 19.0199 | 11.1851 | 2.5766 | 0 | 13.7617 | 0 | 0.018194 | 0 | 0 | 0.31401 | 0.068354 | 0 | 0.22134 | 0.099949 | 0.12569 | 0.28408 | 0.0018194 | 0.59809 | 0.06274 | 34.0706 | 84.6277 | 22.8 | 0.757 |  |  |  | 0.162 |  | 0.162 | 0.21 | 2.2 |  | 0 | Whitehorse Intl AP | CAN | 5 | 6491 | 60.709 | -135.069 | 7b | 6580 | YT | CAN_YT_Whitehorse.Intl.AP.719640_CWEC2016.epw | 0.59808 | 10.8499 | 80.9984 | 5.362 | 14.768 | TRUE | FALSE | FALSE | FALSE | 5.3256 | 19.8604 | 0 | 0 | 0 | 0 | 32.07 | 25.5836 | 0.30213 | 0.01181 | 110.43 | 0 | 0.59809 | 23.17 | 18.17 | 1.83 | 1.83 |  | https://s3.console.aws.amazon.com/s3/buckets/834599497928?region=ca-central-1&prefix=phylroy.lopez/reference/reference/output/c07d8228-2add-4a35-86f2-96519fbedb44/ | 1.0.002
42 |  | TRUE | 106 | 0 | 0 | 533.4463 |  |  |  | 0.1 | 2021-09-22 20:04:17 +0000 | 438c2ebff | 0.2.14 | :adv_dx_units: NECB_Default :airloop_economizer_type: NECB_Default :algorithm_type: parametric :analysis_id: reference :analysis_name: reference :boiler_eff: NECB_Default :btap_batch_version: 1.0.002 :building_type: SmallOffice :chiller_type: NECB_Default :compute_environment: aws_batch :datapoint_id: b32e3f90-1103-4b47-9a21-606d399919aa :daylighting_type: NECB_Default :dcv_type: NECB_Default :door_construction_cond: NECB_Default :ecm_system_name: NECB_Default :electrical_loads_scale: NECB_Default :enable_costing: true :epw_file: CAN_ON_Toronto.Pearson.Intl.AP.716240_CWEC2016.epw :erv_package: NECB_Default :ext_floor_cond: NECB_Default :ext_roof_cond: NECB_Default :ext_wall_cond: NECB_Default :fdwr_set: NECB_Default :fixed_wind_solar_trans: NECB_Default :fixed_window_cond: NECB_Default :furnace_eff: NECB_Default :glass_door_cond: NECB_Default :glass_door_solar_trans: NECB_Default :ground_floor_cond: NECB_Default :ground_roof_cond: NECB_Default :ground_wall_cond: NECB_Default :image_name: btap_private_cli :infiltration_scale: NECB_Default :lights_scale: NECB_Default :lights_type: NECB_Default :nv_delta_temp_in_out: NECB_Default :nv_opening_fraction: NECB_Default :nv_temp_out_min: NECB_Default :nv_type: NECB_Default :oa_scale: NECB_Default :occupancy_loads_scale: NECB_Default :output_meters: [] :output_variables: [] :overhead_door_cond: NECB_Default :primary_heating_fuel: Electricity :pv_ground_azimuth_angle: NECB_Default :pv_ground_module_description: NECB_Default :pv_ground_tilt_angle: NECB_Default :pv_ground_total_area_pv_panels_m2: NECB_Default :pv_ground_type: NECB_Default :rotation_degrees: NECB_Default :run_annual_simulation: true :s3_bucket: '834599497928' :scale_x: NECB_Default :scale_y: NECB_Default :scale_z: NECB_Default :shw_eff: NECB_Default :skylight_cond: NECB_Default :skylight_solar_trans: NECB_Default :srr_set: NECB_Default :template: NECB2017 | reference | reference | b32e3f90-1103-4b47-9a21-606d399919aa | NECB2017 | SmallOffice | Electricity | Electricity | CAN_ON_Toronto.Pearson.Intl.AP.716240_CWEC2016.epw | parametric |  | NECB_Default | NECB_Default | NECB_Default | NECB_Default | NECB_Default | NECB_Default | NECB_Default | NECB_Default | NECB_Default | NECB_Default | NECB_Default | NECB_Default | NECB_Default | NECB_Default | NECB_Default | NECB_Default | NECB_Default | NECB_Default | NECB_Default | NECB_Default | NECB_Default | NECB_Default | NECB_Default | NECB_Default | NECB_Default | NECB_Default | NECB_Default | NECB_Default | NECB_Default | NECB_Default | NECB_Default | NECB_Default | NECB_Default | NECB_Default | NECB_Default | NECB_Default | NECB_Default | NECB_Default | NECB_Default | NECB_Default | NECB_Default | NECB_Default | NECB_Default | NECB_Default | NECB_Default | aws_batch | 834599497928 | btap_private_cli |  | TRUE | TRUE |  |  | 46.7993 | 17.212 | 14.9986 | 62.2386 | 511.16 | 937.0967 | 40 | SmallOffice |  |  | 0 | SmallOffice | 1 |  | 1 | NECB2017 | 0.39751 | 2357.444 | 280.6706 | 15.5087 | 71.3345 | 22.6949 | 751.309 | 361.1003 | TORONTO | ONTARIO | 2.4126 | 0 | 0 | 2.4126 | 19.3292 | 0 | 0 | 19.3292 | 0 | 0.046365 | 0 | 0 | 0.43436 | 0.078723 | 0.01029 | 0.053995 | 0.099988 | 0.10003 | 0 | 0 | 0.43436 | 0.044976 | 62.1894 | 0 | 40 | 0.757 |  |  |  | 0.183 |  | 0.156 | 0.278 | 1.9 |  | 0 | Toronto Pearson Intl AP | CAN | 382 | 3615 | 43.677 | -79.631 | 5 | 3890 | ON | CAN_ON_Toronto.Pearson.Intl.AP.716240_CWEC2016.epw | 0.43437 | 17.212 | 46.7993 | 8.1375 | 15.0938 | FALSE | FALSE | TRUE | FALSE | 10.9315 | 8.3558 | 0 | 0.0629 | 0.0024598 | 22.99 | 0 | 25.5708 | 0.2983 | 0.011666 | 109.03 | 0 | 0.43436 | 159.83 | 149.17 | 0 | 0 |  | https://s3.console.aws.amazon.com/s3/buckets/834599497928?region=ca-central-1&prefix=phylroy.lopez/reference/reference/output/b32e3f90-1103-4b47-9a21-606d399919aa/ | 1.0.002
43 |  | TRUE | 101 | 0 | 0 | 534.8663 |  |  |  | 0.1 | 2021-09-22 20:04:20 +0000 | 438c2ebff | 0.2.14 | :adv_dx_units: NECB_Default :airloop_economizer_type: NECB_Default :algorithm_type: parametric :analysis_id: reference :analysis_name: reference :boiler_eff: NECB_Default :btap_batch_version: 1.0.002 :building_type: SmallOffice :chiller_type: NECB_Default :compute_environment: aws_batch :datapoint_id: dd44dfde-1a40-443d-b508-382a51431cd9 :daylighting_type: NECB_Default :dcv_type: NECB_Default :door_construction_cond: NECB_Default :ecm_system_name: NECB_Default :electrical_loads_scale: NECB_Default :enable_costing: true :epw_file: CAN_AB_Calgary.Intl.AP.718770_CWEC2016.epw :erv_package: NECB_Default :ext_floor_cond: NECB_Default :ext_roof_cond: NECB_Default :ext_wall_cond: NECB_Default :fdwr_set: NECB_Default :fixed_wind_solar_trans: NECB_Default :fixed_window_cond: NECB_Default :furnace_eff: NECB_Default :glass_door_cond: NECB_Default :glass_door_solar_trans: NECB_Default :ground_floor_cond: NECB_Default :ground_roof_cond: NECB_Default :ground_wall_cond: NECB_Default :image_name: btap_private_cli :infiltration_scale: NECB_Default :lights_scale: NECB_Default :lights_type: NECB_Default :nv_delta_temp_in_out: NECB_Default :nv_opening_fraction: NECB_Default :nv_temp_out_min: NECB_Default :nv_type: NECB_Default :oa_scale: NECB_Default :occupancy_loads_scale: NECB_Default :output_meters: [] :output_variables: [] :overhead_door_cond: NECB_Default :primary_heating_fuel: NaturalGas :pv_ground_azimuth_angle: NECB_Default :pv_ground_module_description: NECB_Default :pv_ground_tilt_angle: NECB_Default :pv_ground_total_area_pv_panels_m2: NECB_Default :pv_ground_type: NECB_Default :rotation_degrees: NECB_Default :run_annual_simulation: true :s3_bucket: '834599497928' :scale_x: NECB_Default :scale_y: NECB_Default :scale_z: NECB_Default :shw_eff: NECB_Default :skylight_cond: NECB_Default :skylight_solar_trans: NECB_Default :srr_set: NECB_Default :template: NECB2015 | reference | reference | dd44dfde-1a40-443d-b508-382a51431cd9 | NECB2015 | SmallOffice | NaturalGas | Natural Gas | CAN_AB_Calgary.Intl.AP.718770_CWEC2016.epw | parametric |  | NECB_Default | NECB_Default | NECB_Default | NECB_Default | NECB_Default | NECB_Default | NECB_Default | NECB_Default | NECB_Default | NECB_Default | NECB_Default | NECB_Default | NECB_Default | NECB_Default | NECB_Default | NECB_Default | NECB_Default | NECB_Default | NECB_Default | NECB_Default | NECB_Default | NECB_Default | NECB_Default | NECB_Default | NECB_Default | NECB_Default | NECB_Default | NECB_Default | NECB_Default | NECB_Default | NECB_Default | NECB_Default | NECB_Default | NECB_Default | NECB_Default | NECB_Default | NECB_Default | NECB_Default | NECB_Default | NECB_Default | NECB_Default | NECB_Default | NECB_Default | NECB_Default | NECB_Default | aws_batch | 834599497928 | btap_private_cli |  | TRUE | TRUE |  |  | 72.8452 | 14.3237 | 24.802 | 80.2206 | 511.16 | 937.0967 | 33.3 | SmallOffice |  |  | 0 | SmallOffice | 1 |  | 1 | NECB2015 | 0.39751 | 2357.444 | 259.0636 | 99.6959 | 68.0381 | 18.2992 | 774.4256 | 329.3287 | CALGARY | ALBERTA | 75.0087 | 8.4307 | 0 | 83.4394 | 7.1093 | 0.60146 | 0 | 7.7107 | 0 | 0.034021 | 0 | 0 | 0.34179 | 0.08604 | 0 | 0.10938 | 0.099988 | 0.12008 | 0.16707 | 0.0016629 | 0.50886 | 0.057692 | 39.0949 | 76.1684 | 33.3 | 0.757 |  |  |  | 0.162 |  | 0.162 | 0.21 | 2.2 |  | 0 | Calgary Intl AP | CAN | 64 | 4781 | 51.114 | -114.02 | 7a | 5000 | AB | CAN_AB_Calgary.Intl.AP.718770_CWEC2016.epw | 0.50888 | 14.3237 | 72.8452 | 4.3905 | 18.6834 | FALSE | FALSE | FALSE | FALSE | 9.9295 | 15.714 | 0 | 0 | 0 | 0 | 29.49 | 25.5708 | 0.2983 | 0.011666 | 109.03 | 0 | 0.50886 | 26.17 | 20 | 0.17 | 0.17 |  | https://s3.console.aws.amazon.com/s3/buckets/834599497928?region=ca-central-1&prefix=phylroy.lopez/reference/reference/output/dd44dfde-1a40-443d-b508-382a51431cd9/ | 1.0.002
44 |  | TRUE | 103 | 0 | 0 | 534.6612 |  |  |  | 0.1 | 2021-09-22 20:04:21 +0000 | 438c2ebff | 0.2.14 | :adv_dx_units: NECB_Default :airloop_economizer_type: NECB_Default :algorithm_type: parametric :analysis_id: reference :analysis_name: reference :boiler_eff: NECB_Default :btap_batch_version: 1.0.002 :building_type: SmallOffice :chiller_type: NECB_Default :compute_environment: aws_batch :datapoint_id: ae34955b-3511-434d-b8c8-137adb20b15f :daylighting_type: NECB_Default :dcv_type: NECB_Default :door_construction_cond: NECB_Default :ecm_system_name: NECB_Default :electrical_loads_scale: NECB_Default :enable_costing: true :epw_file: CAN_ON_Toronto.Pearson.Intl.AP.716240_CWEC2016.epw :erv_package: NECB_Default :ext_floor_cond: NECB_Default :ext_roof_cond: NECB_Default :ext_wall_cond: NECB_Default :fdwr_set: NECB_Default :fixed_wind_solar_trans: NECB_Default :fixed_window_cond: NECB_Default :furnace_eff: NECB_Default :glass_door_cond: NECB_Default :glass_door_solar_trans: NECB_Default :ground_floor_cond: NECB_Default :ground_roof_cond: NECB_Default :ground_wall_cond: NECB_Default :image_name: btap_private_cli :infiltration_scale: NECB_Default :lights_scale: NECB_Default :lights_type: NECB_Default :nv_delta_temp_in_out: NECB_Default :nv_opening_fraction: NECB_Default :nv_temp_out_min: NECB_Default :nv_type: NECB_Default :oa_scale: NECB_Default :occupancy_loads_scale: NECB_Default :output_meters: [] :output_variables: [] :overhead_door_cond: NECB_Default :primary_heating_fuel: NaturalGas :pv_ground_azimuth_angle: NECB_Default :pv_ground_module_description: NECB_Default :pv_ground_tilt_angle: NECB_Default :pv_ground_total_area_pv_panels_m2: NECB_Default :pv_ground_type: NECB_Default :rotation_degrees: NECB_Default :run_annual_simulation: true :s3_bucket: '834599497928' :scale_x: NECB_Default :scale_y: NECB_Default :scale_z: NECB_Default :shw_eff: NECB_Default :skylight_cond: NECB_Default :skylight_solar_trans: NECB_Default :srr_set: NECB_Default :template: NECB2015 | reference | reference | ae34955b-3511-434d-b8c8-137adb20b15f | NECB2015 | SmallOffice | NaturalGas | Natural Gas | CAN_ON_Toronto.Pearson.Intl.AP.716240_CWEC2016.epw | parametric |  | NECB_Default | NECB_Default | NECB_Default | NECB_Default | NECB_Default | NECB_Default | NECB_Default | NECB_Default | NECB_Default | NECB_Default | NECB_Default | NECB_Default | NECB_Default | NECB_Default | NECB_Default | NECB_Default | NECB_Default | NECB_Default | NECB_Default | NECB_Default | NECB_Default | NECB_Default | NECB_Default | NECB_Default | NECB_Default | NECB_Default | NECB_Default | NECB_Default | NECB_Default | NECB_Default | NECB_Default | NECB_Default | NECB_Default | NECB_Default | NECB_Default | NECB_Default | NECB_Default | NECB_Default | NECB_Default | NECB_Default | NECB_Default | NECB_Default | NECB_Default | NECB_Default | NECB_Default | aws_batch | 834599497928 | btap_private_cli |  | TRUE | TRUE |  |  | 68.5961 | 18.7462 | 25.7693 | 83.3942 | 511.16 | 937.0967 | 40 | SmallOffice |  |  | 0 | SmallOffice | 1 |  | 1 | NECB2015 | 0.39751 | 2357.444 | 275.5214 | 102.8739 | 71.3345 | 18.7153 | 796.9293 | 328.4843 | TORONTO | ONTARIO | 1.9575 | 8.2962 | 0 | 10.2536 | 15.6833 | 1.4639 | 0 | 17.1472 | 0 | 0.048732 | 0 | 0 | 0.35243 | 0.081931 | 0 | 0.1145 | 0.099988 | 0.12008 | 0.16785 | 0.001702 | 0.52029 | 0.053349 | 43.0043 | 71.4137 | 40 | 0.757 |  |  |  | 0.183 |  | 0.183 | 0.278 | 2.2 |  | 0 | Toronto Pearson Intl AP | CAN | 382 | 3615 | 43.677 | -79.631 | 5 | 3890 | ON | CAN_ON_Toronto.Pearson.Intl.AP.716240_CWEC2016.epw | 0.5203 | 18.7462 | 68.5961 | 8.1375 | 15.0938 | FALSE | FALSE | FALSE | FALSE | 10.9315 | 8.3558 | 0 | 0 | 0 | 0 | 27.27 | 25.5708 | 0.2983 | 0.011666 | 109.03 | 0 | 0.52029 | 155.17 | 145.83 | 2.5 | 2.5 |  | https://s3.console.aws.amazon.com/s3/buckets/834599497928?region=ca-central-1&prefix=phylroy.lopez/reference/reference/output/ae34955b-3511-434d-b8c8-137adb20b15f/ | 1.0.002
45 |  | TRUE | 101 | 0 | 0 | 534.8271 |  |  |  | 0.1 | 2021-09-22 20:04:16 +0000 | 438c2ebff | 0.2.14 | :adv_dx_units: NECB_Default :airloop_economizer_type: NECB_Default :algorithm_type: parametric :analysis_id: reference :analysis_name: reference :boiler_eff: NECB_Default :btap_batch_version: 1.0.002 :building_type: SmallOffice :chiller_type: NECB_Default :compute_environment: aws_batch :datapoint_id: 1b3a5c76-7fe1-408f-bba3-e512acfb1621 :daylighting_type: NECB_Default :dcv_type: NECB_Default :door_construction_cond: NECB_Default :ecm_system_name: NECB_Default :electrical_loads_scale: NECB_Default :enable_costing: true :epw_file: CAN_YT_Whitehorse.Intl.AP.719640_CWEC2016.epw :erv_package: NECB_Default :ext_floor_cond: NECB_Default :ext_roof_cond: NECB_Default :ext_wall_cond: NECB_Default :fdwr_set: NECB_Default :fixed_wind_solar_trans: NECB_Default :fixed_window_cond: NECB_Default :furnace_eff: NECB_Default :glass_door_cond: NECB_Default :glass_door_solar_trans: NECB_Default :ground_floor_cond: NECB_Default :ground_roof_cond: NECB_Default :ground_wall_cond: NECB_Default :image_name: btap_private_cli :infiltration_scale: NECB_Default :lights_scale: NECB_Default :lights_type: NECB_Default :nv_delta_temp_in_out: NECB_Default :nv_opening_fraction: NECB_Default :nv_temp_out_min: NECB_Default :nv_type: NECB_Default :oa_scale: NECB_Default :occupancy_loads_scale: NECB_Default :output_meters: [] :output_variables: [] :overhead_door_cond: NECB_Default :primary_heating_fuel: NaturalGas :pv_ground_azimuth_angle: NECB_Default :pv_ground_module_description: NECB_Default :pv_ground_tilt_angle: NECB_Default :pv_ground_total_area_pv_panels_m2: NECB_Default :pv_ground_type: NECB_Default :rotation_degrees: NECB_Default :run_annual_simulation: true :s3_bucket: '834599497928' :scale_x: NECB_Default :scale_y: NECB_Default :scale_z: NECB_Default :shw_eff: NECB_Default :skylight_cond: NECB_Default :skylight_solar_trans: NECB_Default :srr_set: NECB_Default :template: NECB2015 | reference | reference | 1b3a5c76-7fe1-408f-bba3-e512acfb1621 | NECB2015 | SmallOffice | NaturalGas | Natural Gas | CAN_YT_Whitehorse.Intl.AP.719640_CWEC2016.epw | parametric |  | NECB_Default | NECB_Default | NECB_Default | NECB_Default | NECB_Default | NECB_Default | NECB_Default | NECB_Default | NECB_Default | NECB_Default | NECB_Default | NECB_Default | NECB_Default | NECB_Default | NECB_Default | NECB_Default | NECB_Default | NECB_Default | NECB_Default | NECB_Default | NECB_Default | NECB_Default | NECB_Default | NECB_Default | NECB_Default | NECB_Default | NECB_Default | NECB_Default | NECB_Default | NECB_Default | NECB_Default | NECB_Default | NECB_Default | NECB_Default | NECB_Default | NECB_Default | NECB_Default | NECB_Default | NECB_Default | NECB_Default | NECB_Default | NECB_Default | NECB_Default | NECB_Default | NECB_Default | aws_batch | 834599497928 | btap_private_cli |  | TRUE | TRUE |  |  | 81.2544 | 10.8448 | 50.8158 | 103.9031 | 511.16 | 937.0967 | 22.8 | SmallOffice |  |  | 0 | SmallOffice | 1 |  | 1 | NECB2015 | 0.39751 | 2357.444 | 194.6858 | 93.4123 | 63.2386 | 17.3293 | 623.2694 | 254.6034 | WHITEHORSE | YUKON | 4.7946 | 14.2245 | 0 | 19.0191 | 10.9802 | 2.5927 | 0 | 13.573 | 0 | 0.0179 | 0 | 0 | 0.30826 | 0.068198 | 0 | 0.22392 | 0.099988 | 0.12008 | 0.28586 | 0.0020933 | 0.59412 | 0.061938 | 34.1682 | 84.8378 | 22.8 | 0.757 |  |  |  | 0.162 |  | 0.162 | 0.21 | 2.2 |  | 0 | Whitehorse Intl AP | CAN | 5 | 6491 | 60.709 | -135.069 | 7b | 6580 | YT | CAN_YT_Whitehorse.Intl.AP.719640_CWEC2016.epw | 0.59411 | 10.8448 | 81.2544 | 5.362 | 14.768 | TRUE | FALSE | FALSE | FALSE | 5.3246 | 19.858 | 0 | 0 | 0 | 0 | 31.66 | 25.5708 | 0.2983 | 0.011666 | 109.03 | 0 | 0.59412 | 22 | 17.5 | 1.67 | 1.67 |  | https://s3.console.aws.amazon.com/s3/buckets/834599497928?region=ca-central-1&prefix=phylroy.lopez/reference/reference/output/1b3a5c76-7fe1-408f-bba3-e512acfb1621/ | 1.0.002
46 |  | TRUE | 86 | 0 | 0 | 536.3527 |  |  |  | 0.1 | 2021-09-22 20:04:08 +0000 | 438c2ebff | 0.2.14 | :adv_dx_units: NECB_Default :airloop_economizer_type: NECB_Default :algorithm_type: parametric :analysis_id: reference :analysis_name: reference :boiler_eff: NECB_Default :btap_batch_version: 1.0.002 :building_type: SmallOffice :chiller_type: NECB_Default :compute_environment: aws_batch :datapoint_id: 9f5df11f-fa76-4d60-bba6-b52ec2dec6e2 :daylighting_type: NECB_Default :dcv_type: NECB_Default :door_construction_cond: NECB_Default :ecm_system_name: NECB_Default :electrical_loads_scale: NECB_Default :enable_costing: true :epw_file: CAN_AB_Calgary.Intl.AP.718770_CWEC2016.epw :erv_package: NECB_Default :ext_floor_cond: NECB_Default :ext_roof_cond: NECB_Default :ext_wall_cond: NECB_Default :fdwr_set: NECB_Default :fixed_wind_solar_trans: NECB_Default :fixed_window_cond: NECB_Default :furnace_eff: NECB_Default :glass_door_cond: NECB_Default :glass_door_solar_trans: NECB_Default :ground_floor_cond: NECB_Default :ground_roof_cond: NECB_Default :ground_wall_cond: NECB_Default :image_name: btap_private_cli :infiltration_scale: NECB_Default :lights_scale: NECB_Default :lights_type: NECB_Default :nv_delta_temp_in_out: NECB_Default :nv_opening_fraction: NECB_Default :nv_temp_out_min: NECB_Default :nv_type: NECB_Default :oa_scale: NECB_Default :occupancy_loads_scale: NECB_Default :output_meters: [] :output_variables: [] :overhead_door_cond: NECB_Default :primary_heating_fuel: NaturalGas :pv_ground_azimuth_angle: NECB_Default :pv_ground_module_description: NECB_Default :pv_ground_tilt_angle: NECB_Default :pv_ground_total_area_pv_panels_m2: NECB_Default :pv_ground_type: NECB_Default :rotation_degrees: NECB_Default :run_annual_simulation: true :s3_bucket: '834599497928' :scale_x: NECB_Default :scale_y: NECB_Default :scale_z: NECB_Default :shw_eff: NECB_Default :skylight_cond: NECB_Default :skylight_solar_trans: NECB_Default :srr_set: NECB_Default :template: NECB2011 | reference | reference | 9f5df11f-fa76-4d60-bba6-b52ec2dec6e2 | NECB2011 | SmallOffice | NaturalGas | Natural Gas | CAN_AB_Calgary.Intl.AP.718770_CWEC2016.epw | parametric |  | NECB_Default | NECB_Default | NECB_Default | NECB_Default | NECB_Default | NECB_Default | NECB_Default | NECB_Default | NECB_Default | NECB_Default | NECB_Default | NECB_Default | NECB_Default | NECB_Default | NECB_Default | NECB_Default | NECB_Default | NECB_Default | NECB_Default | NECB_Default | NECB_Default | NECB_Default | NECB_Default | NECB_Default | NECB_Default | NECB_Default | NECB_Default | NECB_Default | NECB_Default | NECB_Default | NECB_Default | NECB_Default | NECB_Default | NECB_Default | NECB_Default | NECB_Default | NECB_Default | NECB_Default | NECB_Default | NECB_Default | NECB_Default | NECB_Default | NECB_Default | NECB_Default | NECB_Default | aws_batch | 834599497928 | btap_private_cli |  | TRUE | TRUE |  |  | 72.5662 | 14.3411 | 24.2694 | 79.9869 | 511.16 | 937.0967 | 33.3 | SmallOffice |  |  | 0 | SmallOffice | 1 |  | 1 | NECB2011 | 0.39751 | 2357.444 | 259.0636 | 99.6959 | 68.0381 | 18.2992 | 774.6021 | 329.5053 | CALGARY | ALBERTA | 76.3353 | 8.3655 | 0 | 84.7009 | 7.235 | 0.59681 | 0 | 7.8318 | 0 | 0.034412 | 0 | 0 | 0.34784 | 0.086353 | 0 | 0.10732 | 0.099949 | 0.12569 | 0.16576 | 0.0014281 | 0.5136 | 0.058436 | 39.0248 | 75.927 | 33.3 | 0.757 |  |  |  | 0.162 |  | 0.162 | 0.21 | 2.2 |  | 0 | Calgary Intl AP | CAN | 64 | 4781 | 51.114 | -114.02 | 7a | 5000 | AB | CAN_AB_Calgary.Intl.AP.718770_CWEC2016.epw | 0.51361 | 14.3411 | 72.5662 | 4.3905 | 18.6834 | FALSE | FALSE | FALSE | FALSE | 9.9309 | 15.7164 | 0 | 0 | 0 | 0 | 29.87 | 25.5836 | 0.30213 | 0.01181 | 110.43 | 0 | 0.5136 | 27 | 20.33 | 0.17 | 0.17 |  | https://s3.console.aws.amazon.com/s3/buckets/834599497928?region=ca-central-1&prefix=phylroy.lopez/reference/reference/output/9f5df11f-fa76-4d60-bba6-b52ec2dec6e2/ | 1.0.002
47 |  | TRUE | 100 | 0 | 0 | 535.9851 |  |  |  | 0.1 | 2021-09-22 20:04:03 +0000 | 438c2ebff | 0.2.14 | :adv_dx_units: NECB_Default :airloop_economizer_type: NECB_Default :algorithm_type: parametric :analysis_id: reference :analysis_name: reference :boiler_eff: NECB_Default :btap_batch_version: 1.0.002 :building_type: SmallOffice :chiller_type: NECB_Default :compute_environment: aws_batch :datapoint_id: 60cc6391-efd6-410c-9cc6-5956e01a0ae0 :daylighting_type: NECB_Default :dcv_type: NECB_Default :door_construction_cond: NECB_Default :ecm_system_name: NECB_Default :electrical_loads_scale: NECB_Default :enable_costing: true :epw_file: CAN_BC_Vancouver.Intl.AP.718920_CWEC2016.epw :erv_package: NECB_Default :ext_floor_cond: NECB_Default :ext_roof_cond: NECB_Default :ext_wall_cond: NECB_Default :fdwr_set: NECB_Default :fixed_wind_solar_trans: NECB_Default :fixed_window_cond: NECB_Default :furnace_eff: NECB_Default :glass_door_cond: NECB_Default :glass_door_solar_trans: NECB_Default :ground_floor_cond: NECB_Default :ground_roof_cond: NECB_Default :ground_wall_cond: NECB_Default :image_name: btap_private_cli :infiltration_scale: NECB_Default :lights_scale: NECB_Default :lights_type: NECB_Default :nv_delta_temp_in_out: NECB_Default :nv_opening_fraction: NECB_Default :nv_temp_out_min: NECB_Default :nv_type: NECB_Default :oa_scale: NECB_Default :occupancy_loads_scale: NECB_Default :output_meters: [] :output_variables: [] :overhead_door_cond: NECB_Default :primary_heating_fuel: Electricity :pv_ground_azimuth_angle: NECB_Default :pv_ground_module_description: NECB_Default :pv_ground_tilt_angle: NECB_Default :pv_ground_total_area_pv_panels_m2: NECB_Default :pv_ground_type: NECB_Default :rotation_degrees: NECB_Default :run_annual_simulation: true :s3_bucket: '834599497928' :scale_x: NECB_Default :scale_y: NECB_Default :scale_z: NECB_Default :shw_eff: NECB_Default :skylight_cond: NECB_Default :skylight_solar_trans: NECB_Default :srr_set: NECB_Default :template: NECB2015 | reference | reference | 60cc6391-efd6-410c-9cc6-5956e01a0ae0 | NECB2015 | SmallOffice | Electricity | Electricity | CAN_BC_Vancouver.Intl.AP.718920_CWEC2016.epw | parametric |  | NECB_Default | NECB_Default | NECB_Default | NECB_Default | NECB_Default | NECB_Default | NECB_Default | NECB_Default | NECB_Default | NECB_Default | NECB_Default | NECB_Default | NECB_Default | NECB_Default | NECB_Default | NECB_Default | NECB_Default | NECB_Default | NECB_Default | NECB_Default | NECB_Default | NECB_Default | NECB_Default | NECB_Default | NECB_Default | NECB_Default | NECB_Default | NECB_Default | NECB_Default | NECB_Default | NECB_Default | NECB_Default | NECB_Default | NECB_Default | NECB_Default | NECB_Default | NECB_Default | NECB_Default | NECB_Default | NECB_Default | NECB_Default | NECB_Default | NECB_Default | NECB_Default | NECB_Default | aws_batch | 834599497928 | btap_private_cli |  | TRUE | TRUE |  |  | 37.6195 | 12.9708 | 13.9824 | 58.5705 | 511.16 | 937.0967 | 40 | SmallOffice |  |  | 0 | SmallOffice | 1 |  | 1 | NECB2015 | 0.39751 | 2357.444 | 240.2668 | 11.6891 | 63.3239 | 22.3124 | 667.8707 | 330.2785 | VANCOUVER | BRITISH COLUMBIA | 1.2213 | 0 | 0 | 1.2213 | 12.1956 | 0 | 0 | 12.1956 | 0 | 0.036231 | 0 | 0 | 0.43092 | 0.080562 | 0 | 0.050336 | 0.099988 | 0.12008 | 0 | 0 | 0.43092 | 0.043724 | 61.1228 | 0 | 40 | 0.757 |  |  |  | 0.227 |  | 0.227 | 0.315 | 2.4 |  | 0 | Vancouver Intl AP | CAN | 42 | 2797 | 49.195 | -123.184 | 4 | 2800 | BC | CAN_BC_Vancouver.Intl.AP.718920_CWEC2016.epw | 0.43094 | 12.9708 | 37.6195 | 3.9409 | 17.8874 | FALSE | FALSE | TRUE | FALSE | 7.9656 | 7.0176 | 0 | 0.061149 | 0.0023914 | 22.35 | 0 | 25.5708 | 0.2983 | 0.011666 | 109.03 | 0 | 0.43092 | 58.5 | 48.5 | 0.83 | 0.83 |  | https://s3.console.aws.amazon.com/s3/buckets/834599497928?region=ca-central-1&prefix=phylroy.lopez/reference/reference/output/60cc6391-efd6-410c-9cc6-5956e01a0ae0/ | 1.0.002
48 |  | TRUE | 102 | 0 | 0 | 536.3812 |  |  |  | 0.1 | 2021-09-22 20:04:07 +0000 | 438c2ebff | 0.2.14 | :adv_dx_units: NECB_Default :airloop_economizer_type: NECB_Default :algorithm_type: parametric :analysis_id: reference :analysis_name: reference :boiler_eff: NECB_Default :btap_batch_version: 1.0.002 :building_type: SmallOffice :chiller_type: NECB_Default :compute_environment: aws_batch :datapoint_id: 0f3159de-4e18-4e4c-931b-20addc4b8637 :daylighting_type: NECB_Default :dcv_type: NECB_Default :door_construction_cond: NECB_Default :ecm_system_name: NECB_Default :electrical_loads_scale: NECB_Default :enable_costing: true :epw_file: CAN_AB_Edmonton.Intl.AP.711230_CWEC2016.epw :erv_package: NECB_Default :ext_floor_cond: NECB_Default :ext_roof_cond: NECB_Default :ext_wall_cond: NECB_Default :fdwr_set: NECB_Default :fixed_wind_solar_trans: NECB_Default :fixed_window_cond: NECB_Default :furnace_eff: NECB_Default :glass_door_cond: NECB_Default :glass_door_solar_trans: NECB_Default :ground_floor_cond: NECB_Default :ground_roof_cond: NECB_Default :ground_wall_cond: NECB_Default :image_name: btap_private_cli :infiltration_scale: NECB_Default :lights_scale: NECB_Default :lights_type: NECB_Default :nv_delta_temp_in_out: NECB_Default :nv_opening_fraction: NECB_Default :nv_temp_out_min: NECB_Default :nv_type: NECB_Default :oa_scale: NECB_Default :occupancy_loads_scale: NECB_Default :output_meters: [] :output_variables: [] :overhead_door_cond: NECB_Default :primary_heating_fuel: Electricity :pv_ground_azimuth_angle: NECB_Default :pv_ground_module_description: NECB_Default :pv_ground_tilt_angle: NECB_Default :pv_ground_total_area_pv_panels_m2: NECB_Default :pv_ground_type: NECB_Default :rotation_degrees: NECB_Default :run_annual_simulation: true :s3_bucket: '834599497928' :scale_x: NECB_Default :scale_y: NECB_Default :scale_z: NECB_Default :shw_eff: NECB_Default :skylight_cond: NECB_Default :skylight_solar_trans: NECB_Default :srr_set: NECB_Default :template: NECB2015 | reference | reference | 0f3159de-4e18-4e4c-931b-20addc4b8637 | NECB2015 | SmallOffice | Electricity | Electricity | CAN_AB_Edmonton.Intl.AP.711230_CWEC2016.epw | parametric |  | NECB_Default | NECB_Default | NECB_Default | NECB_Default | NECB_Default | NECB_Default | NECB_Default | NECB_Default | NECB_Default | NECB_Default | NECB_Default | NECB_Default | NECB_Default | NECB_Default | NECB_Default | NECB_Default | NECB_Default | NECB_Default | NECB_Default | NECB_Default | NECB_Default | NECB_Default | NECB_Default | NECB_Default | NECB_Default | NECB_Default | NECB_Default | NECB_Default | NECB_Default | NECB_Default | NECB_Default | NECB_Default | NECB_Default | NECB_Default | NECB_Default | NECB_Default | NECB_Default | NECB_Default | NECB_Default | NECB_Default | NECB_Default | NECB_Default | NECB_Default | NECB_Default | NECB_Default | aws_batch | 834599497928 | btap_private_cli |  | TRUE | TRUE |  |  | 64.7868 | 13.8685 | 37.5942 | 82.5193 | 511.16 | 937.0967 | 32.5 | SmallOffice |  |  | 0 | SmallOffice | 1 |  | 1 | NECB2015 | 0.39751 | 2357.444 | 253.7686 | 15.7047 | 70.6804 | 22.4433 | 694.4571 | 331.8601 | EDMONTON | ALBERTA | 113.4897 | 0 | 0 | 113.4897 | 10.7565 | 0 | 0 | 10.7565 | 0 | 0.030049 | 0 | 0 | 0.51714 | 0.081481 | 0 | 0.13534 | 0.099988 | 0.12008 | 0 | 0 | 0.51714 | 0.0502 | 90.1647 | 0 | 32.5 | 0.757 |  |  |  | 0.162 |  | 0.162 | 0.21 | 2.2 |  | 0 | Edmonton Intl AP | CAN | 23 | 5588 | 53.31 | -113.579 | 7a | 5120 | AB | CAN_AB_Edmonton.Intl.AP.711230_CWEC2016.epw | 0.51713 | 13.8685 | 64.7868 | 4.3683 | 17.9076 | FALSE | FALSE | FALSE | FALSE | 8.8753 | 17.9072 | 0 | 0.070205 | 0.0027455 | 25.66 | 0 | 25.5708 | 0.2983 | 0.011666 | 109.03 | 0 | 0.51714 | 26.17 | 19.67 | 0 | 0 |  | https://s3.console.aws.amazon.com/s3/buckets/834599497928?region=ca-central-1&prefix=phylroy.lopez/reference/reference/output/0f3159de-4e18-4e4c-931b-20addc4b8637/ | 1.0.002
49 |  | TRUE | 89 | 0 | 0 | 536.6387 |  |  |  | 0.1 | 2021-09-22 20:04:17 +0000 | 438c2ebff | 0.2.14 | :adv_dx_units: NECB_Default :airloop_economizer_type: NECB_Default :algorithm_type: parametric :analysis_id: reference :analysis_name: reference :boiler_eff: NECB_Default :btap_batch_version: 1.0.002 :building_type: SmallOffice :chiller_type: NECB_Default :compute_environment: aws_batch :datapoint_id: 8d3954de-fa85-48a9-8f01-f6d15efebffe :daylighting_type: NECB_Default :dcv_type: NECB_Default :door_construction_cond: NECB_Default :ecm_system_name: NECB_Default :electrical_loads_scale: NECB_Default :enable_costing: true :epw_file: CAN_YT_Whitehorse.Intl.AP.719640_CWEC2016.epw :erv_package: NECB_Default :ext_floor_cond: NECB_Default :ext_roof_cond: NECB_Default :ext_wall_cond: NECB_Default :fdwr_set: NECB_Default :fixed_wind_solar_trans: NECB_Default :fixed_window_cond: NECB_Default :furnace_eff: NECB_Default :glass_door_cond: NECB_Default :glass_door_solar_trans: NECB_Default :ground_floor_cond: NECB_Default :ground_roof_cond: NECB_Default :ground_wall_cond: NECB_Default :image_name: btap_private_cli :infiltration_scale: NECB_Default :lights_scale: NECB_Default :lights_type: NECB_Default :nv_delta_temp_in_out: NECB_Default :nv_opening_fraction: NECB_Default :nv_temp_out_min: NECB_Default :nv_type: NECB_Default :oa_scale: NECB_Default :occupancy_loads_scale: NECB_Default :output_meters: [] :output_variables: [] :overhead_door_cond: NECB_Default :primary_heating_fuel: Electricity :pv_ground_azimuth_angle: NECB_Default :pv_ground_module_description: NECB_Default :pv_ground_tilt_angle: NECB_Default :pv_ground_total_area_pv_panels_m2: NECB_Default :pv_ground_type: NECB_Default :rotation_degrees: NECB_Default :run_annual_simulation: true :s3_bucket: '834599497928' :scale_x: NECB_Default :scale_y: NECB_Default :scale_z: NECB_Default :shw_eff: NECB_Default :skylight_cond: NECB_Default :skylight_solar_trans: NECB_Default :srr_set: NECB_Default :template: NECB2011 | reference | reference | 8d3954de-fa85-48a9-8f01-f6d15efebffe | NECB2011 | SmallOffice | Electricity | Electricity | CAN_YT_Whitehorse.Intl.AP.719640_CWEC2016.epw | parametric |  | NECB_Default | NECB_Default | NECB_Default | NECB_Default | NECB_Default | NECB_Default | NECB_Default | NECB_Default | NECB_Default | NECB_Default | NECB_Default | NECB_Default | NECB_Default | NECB_Default | NECB_Default | NECB_Default | NECB_Default | NECB_Default | NECB_Default | NECB_Default | NECB_Default | NECB_Default | NECB_Default | NECB_Default | NECB_Default | NECB_Default | NECB_Default | NECB_Default | NECB_Default | NECB_Default | NECB_Default | NECB_Default | NECB_Default | NECB_Default | NECB_Default | NECB_Default | NECB_Default | NECB_Default | NECB_Default | NECB_Default | NECB_Default | NECB_Default | NECB_Default | NECB_Default | NECB_Default | aws_batch | 834599497928 | btap_private_cli |  | TRUE | TRUE |  |  | 68.2642 | 10.8502 | 50.2072 | 88.8067 | 511.16 | 937.0967 | 22.8 | SmallOffice |  |  | 0 | SmallOffice | 1 |  | 1 | NECB2011 | 0.39751 | 2357.444 | 194.6858 | 12.5201 | 63.2386 | 21.7717 | 563.7737 | 271.5576 | WHITEHORSE | YUKON | 8.4822 | 0 | 0 | 8.4822 | 19.4253 | 0 | 0 | 19.4253 | 0 | 0.018194 | 0 | 0 | 0.54535 | 0.068217 | 0 | 0.18075 | 0.099949 | 0.12569 | 0 | 0 | 0.54535 | 0.052547 | 92.5775 | 0 | 22.8 | 0.757 |  |  |  | 0.162 |  | 0.162 | 0.21 | 2.2 |  | 0 | Whitehorse Intl AP | CAN | 5 | 6491 | 60.709 | -135.069 | 7b | 6580 | YT | CAN_YT_Whitehorse.Intl.AP.719640_CWEC2016.epw | 0.54536 | 10.8502 | 68.2642 | 5.362 | 14.768 | TRUE | FALSE | FALSE | FALSE | 5.3256 | 19.8604 | 0 | 0.073488 | 0.0028725 | 26.86 | 0 | 25.5836 | 0.30213 | 0.01181 | 110.43 | 0 | 0.54535 | 23.17 | 18.17 | 0.5 | 0.5 |  | https://s3.console.aws.amazon.com/s3/buckets/834599497928?region=ca-central-1&prefix=phylroy.lopez/reference/reference/output/8d3954de-fa85-48a9-8f01-f6d15efebffe/ | 1.0.002
50 |  | TRUE | 88 | 0 | 0 | 537.0665 |  |  |  | 0.1 | 2021-09-22 20:04:08 +0000 | 438c2ebff | 0.2.14 | :adv_dx_units: NECB_Default :airloop_economizer_type: NECB_Default :algorithm_type: parametric :analysis_id: reference :analysis_name: reference :boiler_eff: NECB_Default :btap_batch_version: 1.0.002 :building_type: SmallOffice :chiller_type: NECB_Default :compute_environment: aws_batch :datapoint_id: d7425dc4-5d27-4866-b521-a1318d040575 :daylighting_type: NECB_Default :dcv_type: NECB_Default :door_construction_cond: NECB_Default :ecm_system_name: NECB_Default :electrical_loads_scale: NECB_Default :enable_costing: true :epw_file: CAN_ON_Toronto.Pearson.Intl.AP.716240_CWEC2016.epw :erv_package: NECB_Default :ext_floor_cond: NECB_Default :ext_roof_cond: NECB_Default :ext_wall_cond: NECB_Default :fdwr_set: NECB_Default :fixed_wind_solar_trans: NECB_Default :fixed_window_cond: NECB_Default :furnace_eff: NECB_Default :glass_door_cond: NECB_Default :glass_door_solar_trans: NECB_Default :ground_floor_cond: NECB_Default :ground_roof_cond: NECB_Default :ground_wall_cond: NECB_Default :image_name: btap_private_cli :infiltration_scale: NECB_Default :lights_scale: NECB_Default :lights_type: NECB_Default :nv_delta_temp_in_out: NECB_Default :nv_opening_fraction: NECB_Default :nv_temp_out_min: NECB_Default :nv_type: NECB_Default :oa_scale: NECB_Default :occupancy_loads_scale: NECB_Default :output_meters: [] :output_variables: [] :overhead_door_cond: NECB_Default :primary_heating_fuel: NaturalGas :pv_ground_azimuth_angle: NECB_Default :pv_ground_module_description: NECB_Default :pv_ground_tilt_angle: NECB_Default :pv_ground_total_area_pv_panels_m2: NECB_Default :pv_ground_type: NECB_Default :rotation_degrees: NECB_Default :run_annual_simulation: true :s3_bucket: '834599497928' :scale_x: NECB_Default :scale_y: NECB_Default :scale_z: NECB_Default :shw_eff: NECB_Default :skylight_cond: NECB_Default :skylight_solar_trans: NECB_Default :srr_set: NECB_Default :template: NECB2011 | reference | reference | d7425dc4-5d27-4866-b521-a1318d040575 | NECB2011 | SmallOffice | NaturalGas | Natural Gas | CAN_ON_Toronto.Pearson.Intl.AP.716240_CWEC2016.epw | parametric |  | NECB_Default | NECB_Default | NECB_Default | NECB_Default | NECB_Default | NECB_Default | NECB_Default | NECB_Default | NECB_Default | NECB_Default | NECB_Default | NECB_Default | NECB_Default | NECB_Default | NECB_Default | NECB_Default | NECB_Default | NECB_Default | NECB_Default | NECB_Default | NECB_Default | NECB_Default | NECB_Default | NECB_Default | NECB_Default | NECB_Default | NECB_Default | NECB_Default | NECB_Default | NECB_Default | NECB_Default | NECB_Default | NECB_Default | NECB_Default | NECB_Default | NECB_Default | NECB_Default | NECB_Default | NECB_Default | NECB_Default | NECB_Default | NECB_Default | NECB_Default | NECB_Default | NECB_Default | aws_batch | 834599497928 | btap_private_cli |  | TRUE | TRUE |  |  | 68.3267 | 18.7671 | 25.2802 | 83.2094 | 511.16 | 937.0967 | 40 | SmallOffice |  |  | 0 | SmallOffice | 1 |  | 1 | NECB2011 | 0.39751 | 2357.444 | 275.5214 | 102.8739 | 71.3345 | 18.7153 | 797.0825 | 328.6375 | TORONTO | ONTARIO | 1.9913 | 8.2372 | 0 | 10.2285 | 15.954 | 1.4534 | 0 | 17.4075 | 0 | 0.049182 | 0 | 0 | 0.35852 | 0.082225 | 0 | 0.11265 | 0.099949 | 0.12569 | 0.16668 | 0.0014673 | 0.5252 | 0.054034 | 42.9365 | 71.3361 | 40 | 0.757 |  |  |  | 0.183 |  | 0.183 | 0.278 | 2.2 |  | 0 | Toronto Pearson Intl AP | CAN | 382 | 3615 | 43.677 | -79.631 | 5 | 3890 | ON | CAN_ON_Toronto.Pearson.Intl.AP.716240_CWEC2016.epw | 0.52521 | 18.7671 | 68.3267 | 8.1375 | 15.0938 | FALSE | FALSE | FALSE | FALSE | 10.9333 | 8.3582 | 0 | 0 | 0 | 0 | 27.62 | 25.5836 | 0.30213 | 0.01181 | 110.43 | 0 | 0.5252 | 157.67 | 147.33 | 2.5 | 2.5 |  | https://s3.console.aws.amazon.com/s3/buckets/834599497928?region=ca-central-1&prefix=phylroy.lopez/reference/reference/output/d7425dc4-5d27-4866-b521-a1318d040575/ | 1.0.002
51 |  | TRUE | 97 | 0 | 0 | 536.3992 |  |  |  | 0.1 | 2021-09-22 20:04:16 +0000 | 438c2ebff | 0.2.14 | :adv_dx_units: NECB_Default :airloop_economizer_type: NECB_Default :algorithm_type: parametric :analysis_id: reference :analysis_name: reference :boiler_eff: NECB_Default :btap_batch_version: 1.0.002 :building_type: SmallOffice :chiller_type: NECB_Default :compute_environment: aws_batch :datapoint_id: fb125b50-d871-40b5-b38b-f42b26f2150a :daylighting_type: NECB_Default :dcv_type: NECB_Default :door_construction_cond: NECB_Default :ecm_system_name: NECB_Default :electrical_loads_scale: NECB_Default :enable_costing: true :epw_file: CAN_BC_Vancouver.Intl.AP.718920_CWEC2016.epw :erv_package: NECB_Default :ext_floor_cond: NECB_Default :ext_roof_cond: NECB_Default :ext_wall_cond: NECB_Default :fdwr_set: NECB_Default :fixed_wind_solar_trans: NECB_Default :fixed_window_cond: NECB_Default :furnace_eff: NECB_Default :glass_door_cond: NECB_Default :glass_door_solar_trans: NECB_Default :ground_floor_cond: NECB_Default :ground_roof_cond: NECB_Default :ground_wall_cond: NECB_Default :image_name: btap_private_cli :infiltration_scale: NECB_Default :lights_scale: NECB_Default :lights_type: NECB_Default :nv_delta_temp_in_out: NECB_Default :nv_opening_fraction: NECB_Default :nv_temp_out_min: NECB_Default :nv_type: NECB_Default :oa_scale: NECB_Default :occupancy_loads_scale: NECB_Default :output_meters: [] :output_variables: [] :overhead_door_cond: NECB_Default :primary_heating_fuel: NaturalGas :pv_ground_azimuth_angle: NECB_Default :pv_ground_module_description: NECB_Default :pv_ground_tilt_angle: NECB_Default :pv_ground_total_area_pv_panels_m2: NECB_Default :pv_ground_type: NECB_Default :rotation_degrees: NECB_Default :run_annual_simulation: true :s3_bucket: '834599497928' :scale_x: NECB_Default :scale_y: NECB_Default :scale_z: NECB_Default :shw_eff: NECB_Default :skylight_cond: NECB_Default :skylight_solar_trans: NECB_Default :srr_set: NECB_Default :template: NECB2015 | reference | reference | fb125b50-d871-40b5-b38b-f42b26f2150a | NECB2015 | SmallOffice | NaturalGas | Natural Gas | CAN_BC_Vancouver.Intl.AP.718920_CWEC2016.epw | parametric |  | NECB_Default | NECB_Default | NECB_Default | NECB_Default | NECB_Default | NECB_Default | NECB_Default | NECB_Default | NECB_Default | NECB_Default | NECB_Default | NECB_Default | NECB_Default | NECB_Default | NECB_Default | NECB_Default | NECB_Default | NECB_Default | NECB_Default | NECB_Default | NECB_Default | NECB_Default | NECB_Default | NECB_Default | NECB_Default | NECB_Default | NECB_Default | NECB_Default | NECB_Default | NECB_Default | NECB_Default | NECB_Default | NECB_Default | NECB_Default | NECB_Default | NECB_Default | NECB_Default | NECB_Default | NECB_Default | NECB_Default | NECB_Default | NECB_Default | NECB_Default | NECB_Default | NECB_Default | aws_batch | 834599497928 | btap_private_cli |  | TRUE | TRUE |  |  | 44.7557 | 12.9707 | 13.6563 | 64.6243 | 511.16 | 937.0967 | 40 | SmallOffice |  |  | 0 | SmallOffice | 1 |  | 1 | NECB2015 | 0.39751 | 2357.444 | 240.2668 | 91.1824 | 63.3239 | 18.1065 | 727.8828 | 315.0032 | VANCOUVER | BRITISH COLUMBIA | 0.96075 | 5.7322 | 0 | 6.693 | 9.5941 | 1.286 | 0 | 10.88 | 0 | 0.036231 | 0 | 0 | 0.33901 | 0.081677 | 0 | 0.061781 | 0.099988 | 0.12008 | 0.1137 | 0.0010369 | 0.45272 | 0.051921 | 37.2451 | 47.7168 | 40 | 0.757 |  |  |  | 0.227 |  | 0.227 | 0.315 | 2.4 |  | 0 | Vancouver Intl AP | CAN | 42 | 2797 | 49.195 | -123.184 | 4 | 2800 | BC | CAN_BC_Vancouver.Intl.AP.718920_CWEC2016.epw | 0.45271 | 12.9707 | 44.7557 | 3.9408 | 17.8876 | FALSE | FALSE | TRUE | FALSE | 7.9656 | 7.0177 | 0 | 0 | 0 | 0 | 26.54 | 25.5708 | 0.2983 | 0.011666 | 109.03 | 0 | 0.45272 | 58.5 | 48.5 | 3.83 | 3.83 |  | https://s3.console.aws.amazon.com/s3/buckets/834599497928?region=ca-central-1&prefix=phylroy.lopez/reference/reference/output/fb125b50-d871-40b5-b38b-f42b26f2150a/ | 1.0.002
52 |  | TRUE | 99 | 0 | 0 | 536.5468 |  |  |  | 0.1 | 2021-09-22 20:04:14 +0000 | 438c2ebff | 0.2.14 | :adv_dx_units: NECB_Default :airloop_economizer_type: NECB_Default :algorithm_type: parametric :analysis_id: reference :analysis_name: reference :boiler_eff: NECB_Default :btap_batch_version: 1.0.002 :building_type: SmallOffice :chiller_type: NECB_Default :compute_environment: aws_batch :datapoint_id: 544d5aa0-8799-470e-82f1-420f657bb077 :daylighting_type: NECB_Default :dcv_type: NECB_Default :door_construction_cond: NECB_Default :ecm_system_name: NECB_Default :electrical_loads_scale: NECB_Default :enable_costing: true :epw_file: CAN_AB_Edmonton.Intl.AP.711230_CWEC2016.epw :erv_package: NECB_Default :ext_floor_cond: NECB_Default :ext_roof_cond: NECB_Default :ext_wall_cond: NECB_Default :fdwr_set: NECB_Default :fixed_wind_solar_trans: NECB_Default :fixed_window_cond: NECB_Default :furnace_eff: NECB_Default :glass_door_cond: NECB_Default :glass_door_solar_trans: NECB_Default :ground_floor_cond: NECB_Default :ground_roof_cond: NECB_Default :ground_wall_cond: NECB_Default :image_name: btap_private_cli :infiltration_scale: NECB_Default :lights_scale: NECB_Default :lights_type: NECB_Default :nv_delta_temp_in_out: NECB_Default :nv_opening_fraction: NECB_Default :nv_temp_out_min: NECB_Default :nv_type: NECB_Default :oa_scale: NECB_Default :occupancy_loads_scale: NECB_Default :output_meters: [] :output_variables: [] :overhead_door_cond: NECB_Default :primary_heating_fuel: NaturalGas :pv_ground_azimuth_angle: NECB_Default :pv_ground_module_description: NECB_Default :pv_ground_tilt_angle: NECB_Default :pv_ground_total_area_pv_panels_m2: NECB_Default :pv_ground_type: NECB_Default :rotation_degrees: NECB_Default :run_annual_simulation: true :s3_bucket: '834599497928' :scale_x: NECB_Default :scale_y: NECB_Default :scale_z: NECB_Default :shw_eff: NECB_Default :skylight_cond: NECB_Default :skylight_solar_trans: NECB_Default :srr_set: NECB_Default :template: NECB2015 | reference | reference | 544d5aa0-8799-470e-82f1-420f657bb077 | NECB2015 | SmallOffice | NaturalGas | Natural Gas | CAN_AB_Edmonton.Intl.AP.711230_CWEC2016.epw | parametric |  | NECB_Default | NECB_Default | NECB_Default | NECB_Default | NECB_Default | NECB_Default | NECB_Default | NECB_Default | NECB_Default | NECB_Default | NECB_Default | NECB_Default | NECB_Default | NECB_Default | NECB_Default | NECB_Default | NECB_Default | NECB_Default | NECB_Default | NECB_Default | NECB_Default | NECB_Default | NECB_Default | NECB_Default | NECB_Default | NECB_Default | NECB_Default | NECB_Default | NECB_Default | NECB_Default | NECB_Default | NECB_Default | NECB_Default | NECB_Default | NECB_Default | NECB_Default | NECB_Default | NECB_Default | NECB_Default | NECB_Default | NECB_Default | NECB_Default | NECB_Default | NECB_Default | NECB_Default | aws_batch | 834599497928 | btap_private_cli |  | TRUE | TRUE |  |  | 78.7874 | 13.8688 | 37.5779 | 94.279 | 511.16 | 937.0967 | 32.5 | SmallOffice |  |  | 0 | SmallOffice | 1 |  | 1 | NECB2015 | 0.39751 | 2357.444 | 253.7686 | 101.2487 | 70.6804 | 18.3082 | 759.962 | 315.9561 | EDMONTON | ALBERTA | 73.2398 | 11.3913 | 0 | 84.6311 | 6.9416 | 0.81267 | 0 | 7.7543 | 0 | 0.030049 | 0 | 0 | 0.33373 | 0.08154 | 0 | 0.16598 | 0.099988 | 0.12008 | 0.22574 | 0.0020737 | 0.55947 | 0.059766 | 38.2776 | 82.296 | 32.5 | 0.757 |  |  |  | 0.162 |  | 0.162 | 0.21 | 2.2 |  | 0 | Edmonton Intl AP | CAN | 23 | 5588 | 53.31 | -113.579 | 7a | 5120 | AB | CAN_AB_Edmonton.Intl.AP.711230_CWEC2016.epw | 0.55947 | 13.8688 | 78.7874 | 4.3683 | 17.9076 | FALSE | FALSE | FALSE | FALSE | 8.8753 | 17.9072 | 0 | 0 | 0 | 0 | 30.55 | 25.5708 | 0.2983 | 0.011666 | 109.03 | 0 | 0.55947 | 26.17 | 19.67 | 0.5 | 0.5 |  | https://s3.console.aws.amazon.com/s3/buckets/834599497928?region=ca-central-1&prefix=phylroy.lopez/reference/reference/output/544d5aa0-8799-470e-82f1-420f657bb077/ | 1.0.002
53 |  | TRUE | 102 | 0 | 0 | 537.1319 |  |  |  | 0.1 | 2021-09-22 20:04:05 +0000 | 438c2ebff | 0.2.14 | :adv_dx_units: NECB_Default :airloop_economizer_type: NECB_Default :algorithm_type: parametric :analysis_id: reference :analysis_name: reference :boiler_eff: NECB_Default :btap_batch_version: 1.0.002 :building_type: SmallOffice :chiller_type: NECB_Default :compute_environment: aws_batch :datapoint_id: f3caa41b-a8ae-48ca-bed3-a5d9c84526a2 :daylighting_type: NECB_Default :dcv_type: NECB_Default :door_construction_cond: NECB_Default :ecm_system_name: NECB_Default :electrical_loads_scale: NECB_Default :enable_costing: true :epw_file: CAN_NS_Halifax.Dockyard.713280_CWEC2016.epw :erv_package: NECB_Default :ext_floor_cond: NECB_Default :ext_roof_cond: NECB_Default :ext_wall_cond: NECB_Default :fdwr_set: NECB_Default :fixed_wind_solar_trans: NECB_Default :fixed_window_cond: NECB_Default :furnace_eff: NECB_Default :glass_door_cond: NECB_Default :glass_door_solar_trans: NECB_Default :ground_floor_cond: NECB_Default :ground_roof_cond: NECB_Default :ground_wall_cond: NECB_Default :image_name: btap_private_cli :infiltration_scale: NECB_Default :lights_scale: NECB_Default :lights_type: NECB_Default :nv_delta_temp_in_out: NECB_Default :nv_opening_fraction: NECB_Default :nv_temp_out_min: NECB_Default :nv_type: NECB_Default :oa_scale: NECB_Default :occupancy_loads_scale: NECB_Default :output_meters: [] :output_variables: [] :overhead_door_cond: NECB_Default :primary_heating_fuel: Electricity :pv_ground_azimuth_angle: NECB_Default :pv_ground_module_description: NECB_Default :pv_ground_tilt_angle: NECB_Default :pv_ground_total_area_pv_panels_m2: NECB_Default :pv_ground_type: NECB_Default :rotation_degrees: NECB_Default :run_annual_simulation: true :s3_bucket: '834599497928' :scale_x: NECB_Default :scale_y: NECB_Default :scale_z: NECB_Default :shw_eff: NECB_Default :skylight_cond: NECB_Default :skylight_solar_trans: NECB_Default :srr_set: NECB_Default :template: NECB2015 | reference | reference | f3caa41b-a8ae-48ca-bed3-a5d9c84526a2 | NECB2015 | SmallOffice | Electricity | Electricity | CAN_NS_Halifax.Dockyard.713280_CWEC2016.epw | parametric |  | NECB_Default | NECB_Default | NECB_Default | NECB_Default | NECB_Default | NECB_Default | NECB_Default | NECB_Default | NECB_Default | NECB_Default | NECB_Default | NECB_Default | NECB_Default | NECB_Default | NECB_Default | NECB_Default | NECB_Default | NECB_Default | NECB_Default | NECB_Default | NECB_Default | NECB_Default | NECB_Default | NECB_Default | NECB_Default | NECB_Default | NECB_Default | NECB_Default | NECB_Default | NECB_Default | NECB_Default | NECB_Default | NECB_Default | NECB_Default | NECB_Default | NECB_Default | NECB_Default | NECB_Default | NECB_Default | NECB_Default | NECB_Default | NECB_Default | NECB_Default | NECB_Default | NECB_Default | aws_batch | 834599497928 | btap_private_cli |  | TRUE | TRUE |  |  | 46.5477 | 13.4456 | 19.4275 | 64.7873 | 511.16 | 937.0967 | 40 | SmallOffice |  |  | 0 | SmallOffice | 1 |  | 1 | NECB2015 | 0.39751 | 2357.444 | 234.4565 | 13.4584 | 68.9796 | 22.2614 | 667.2086 | 328.0527 | HALIFAX | NOVA SCOTIA | 91.9231 | 0 | 0 | 91.9231 | 18.0278 | 0 | 0 | 18.0278 | 0 | 0.035586 | 0 | 0 | 0.4533 | 0.082049 | 0 | 0.069939 | 0.099988 | 0.12008 | 0 | 0 | 0.4533 | 0.045661 | 71.5851 | 0 | 40 | 0.757 |  |  |  | 0.183 |  | 0.183 | 0.247 | 2.2 |  | 0 | Halifax Dockyard | CAN | 112 | 3647 | 44.655 | -63.577 | 6 | 4000 | NS | CAN_NS_Halifax.Dockyard.713280_CWEC2016.epw | 0.45331 | 13.4456 | 46.5477 | 5.5062 | 16.5468 | FALSE | FALSE | FALSE | FALSE | 5.6674 | 6.8357 | 0 | 0.063858 | 0.0024973 | 23.34 | 0 | 25.5708 | 0.2983 | 0.011666 | 109.03 | 0 | 0.4533 | 25.17 | 19.67 | 0 | 0 |  | https://s3.console.aws.amazon.com/s3/buckets/834599497928?region=ca-central-1&prefix=phylroy.lopez/reference/reference/output/f3caa41b-a8ae-48ca-bed3-a5d9c84526a2/ | 1.0.002
54 |  | TRUE | 100 | 0 | 0 | 536.2299 |  |  |  | 0.1 | 2021-09-22 20:04:12 +0000 | 438c2ebff | 0.2.14 | :adv_dx_units: NECB_Default :airloop_economizer_type: NECB_Default :algorithm_type: parametric :analysis_id: reference :analysis_name: reference :boiler_eff: NECB_Default :btap_batch_version: 1.0.002 :building_type: SmallOffice :chiller_type: NECB_Default :compute_environment: aws_batch :datapoint_id: b3bdf016-87cb-4182-824f-778a551232c3 :daylighting_type: NECB_Default :dcv_type: NECB_Default :door_construction_cond: NECB_Default :ecm_system_name: NECB_Default :electrical_loads_scale: NECB_Default :enable_costing: true :epw_file: CAN_AB_Edmonton.Intl.AP.711230_CWEC2016.epw :erv_package: NECB_Default :ext_floor_cond: NECB_Default :ext_roof_cond: NECB_Default :ext_wall_cond: NECB_Default :fdwr_set: NECB_Default :fixed_wind_solar_trans: NECB_Default :fixed_window_cond: NECB_Default :furnace_eff: NECB_Default :glass_door_cond: NECB_Default :glass_door_solar_trans: NECB_Default :ground_floor_cond: NECB_Default :ground_roof_cond: NECB_Default :ground_wall_cond: NECB_Default :image_name: btap_private_cli :infiltration_scale: NECB_Default :lights_scale: NECB_Default :lights_type: NECB_Default :nv_delta_temp_in_out: NECB_Default :nv_opening_fraction: NECB_Default :nv_temp_out_min: NECB_Default :nv_type: NECB_Default :oa_scale: NECB_Default :occupancy_loads_scale: NECB_Default :output_meters: [] :output_variables: [] :overhead_door_cond: NECB_Default :primary_heating_fuel: Electricity :pv_ground_azimuth_angle: NECB_Default :pv_ground_module_description: NECB_Default :pv_ground_tilt_angle: NECB_Default :pv_ground_total_area_pv_panels_m2: NECB_Default :pv_ground_type: NECB_Default :rotation_degrees: NECB_Default :run_annual_simulation: true :s3_bucket: '834599497928' :scale_x: NECB_Default :scale_y: NECB_Default :scale_z: NECB_Default :shw_eff: NECB_Default :skylight_cond: NECB_Default :skylight_solar_trans: NECB_Default :srr_set: NECB_Default :template: NECB2017 | reference | reference | b3bdf016-87cb-4182-824f-778a551232c3 | NECB2017 | SmallOffice | Electricity | Electricity | CAN_AB_Edmonton.Intl.AP.711230_CWEC2016.epw | parametric |  | NECB_Default | NECB_Default | NECB_Default | NECB_Default | NECB_Default | NECB_Default | NECB_Default | NECB_Default | NECB_Default | NECB_Default | NECB_Default | NECB_Default | NECB_Default | NECB_Default | NECB_Default | NECB_Default | NECB_Default | NECB_Default | NECB_Default | NECB_Default | NECB_Default | NECB_Default | NECB_Default | NECB_Default | NECB_Default | NECB_Default | NECB_Default | NECB_Default | NECB_Default | NECB_Default | NECB_Default | NECB_Default | NECB_Default | NECB_Default | NECB_Default | NECB_Default | NECB_Default | NECB_Default | NECB_Default | NECB_Default | NECB_Default | NECB_Default | NECB_Default | NECB_Default | NECB_Default | aws_batch | 834599497928 | btap_private_cli |  | TRUE | TRUE |  |  | 63.0272 | 13.122 | 22.6772 | 66.7001 | 511.16 | 937.0967 | 32.5 | SmallOffice |  |  | 0 | SmallOffice | 1 |  | 1 | NECB2017 | 0.39751 | 2357.444 | 257.5723 | 14.7462 | 70.6804 | 22.4433 | 720.7837 | 355.3416 | EDMONTON | ALBERTA | 98.8538 | 0 | 0 | 98.8538 | 9.3693 | 0 | 0 | 9.3693 | 0 | 0.029462 | 0 | 0 | 0.45043 | 0.078821 | 0.01029 | 0.081638 | 0.099988 | 0.10003 | 0 | 0 | 0.45043 | 0.0502 | 87.563 | 0 | 32.5 | 0.757 |  |  |  | 0.162 |  | 0.138 | 0.21 | 1.9 |  | 0 | Edmonton Intl AP | CAN | 23 | 5588 | 53.31 | -113.579 | 7a | 5120 | AB | CAN_AB_Edmonton.Intl.AP.711230_CWEC2016.epw | 0.45045 | 13.122 | 63.0272 | 4.3683 | 17.9074 | FALSE | FALSE | FALSE | FALSE | 8.8753 | 17.9071 | 0 | 0.070205 | 0.0027455 | 25.66 | 0 | 25.5708 | 0.2983 | 0.011666 | 109.03 | 0 | 0.45043 | 25.67 | 19.5 | 0 | 0 |  | https://s3.console.aws.amazon.com/s3/buckets/834599497928?region=ca-central-1&prefix=phylroy.lopez/reference/reference/output/b3bdf016-87cb-4182-824f-778a551232c3/ | 1.0.002
55 |  | TRUE | 103 | 0 | 0 | 536.357 |  |  |  | 0.1 | 2021-09-22 20:04:22 +0000 | 438c2ebff | 0.2.14 | :adv_dx_units: NECB_Default :airloop_economizer_type: NECB_Default :algorithm_type: parametric :analysis_id: reference :analysis_name: reference :boiler_eff: NECB_Default :btap_batch_version: 1.0.002 :building_type: SmallOffice :chiller_type: NECB_Default :compute_environment: aws_batch :datapoint_id: cdae122e-b990-4c83-9fb6-5f51e66818ac :daylighting_type: NECB_Default :dcv_type: NECB_Default :door_construction_cond: NECB_Default :ecm_system_name: NECB_Default :electrical_loads_scale: NECB_Default :enable_costing: true :epw_file: CAN_QC_Montreal-Trudeau.Intl.AP.716270_CWEC2016.epw :erv_package: NECB_Default :ext_floor_cond: NECB_Default :ext_roof_cond: NECB_Default :ext_wall_cond: NECB_Default :fdwr_set: NECB_Default :fixed_wind_solar_trans: NECB_Default :fixed_window_cond: NECB_Default :furnace_eff: NECB_Default :glass_door_cond: NECB_Default :glass_door_solar_trans: NECB_Default :ground_floor_cond: NECB_Default :ground_roof_cond: NECB_Default :ground_wall_cond: NECB_Default :image_name: btap_private_cli :infiltration_scale: NECB_Default :lights_scale: NECB_Default :lights_type: NECB_Default :nv_delta_temp_in_out: NECB_Default :nv_opening_fraction: NECB_Default :nv_temp_out_min: NECB_Default :nv_type: NECB_Default :oa_scale: NECB_Default :occupancy_loads_scale: NECB_Default :output_meters: [] :output_variables: [] :overhead_door_cond: NECB_Default :primary_heating_fuel: NaturalGas :pv_ground_azimuth_angle: NECB_Default :pv_ground_module_description: NECB_Default :pv_ground_tilt_angle: NECB_Default :pv_ground_total_area_pv_panels_m2: NECB_Default :pv_ground_type: NECB_Default :rotation_degrees: NECB_Default :run_annual_simulation: true :s3_bucket: '834599497928' :scale_x: NECB_Default :scale_y: NECB_Default :scale_z: NECB_Default :shw_eff: NECB_Default :skylight_cond: NECB_Default :skylight_solar_trans: NECB_Default :srr_set: NECB_Default :template: NECB2017 | reference | reference | cdae122e-b990-4c83-9fb6-5f51e66818ac | NECB2017 | SmallOffice | NaturalGas | Natural Gas | CAN_QC_Montreal-Trudeau.Intl.AP.716270_CWEC2016.epw | parametric |  | NECB_Default | NECB_Default | NECB_Default | NECB_Default | NECB_Default | NECB_Default | NECB_Default | NECB_Default | NECB_Default | NECB_Default | NECB_Default | NECB_Default | NECB_Default | NECB_Default | NECB_Default | NECB_Default | NECB_Default | NECB_Default | NECB_Default | NECB_Default | NECB_Default | NECB_Default | NECB_Default | NECB_Default | NECB_Default | NECB_Default | NECB_Default | NECB_Default | NECB_Default | NECB_Default | NECB_Default | NECB_Default | NECB_Default | NECB_Default | NECB_Default | NECB_Default | NECB_Default | NECB_Default | NECB_Default | NECB_Default | NECB_Default | NECB_Default | NECB_Default | NECB_Default | NECB_Default | aws_batch | 834599497928 | btap_private_cli |  | TRUE | TRUE |  |  | 63.9403 | 15.9604 | 20.4328 | 73.1397 | 511.16 | 937.0967 | 37.3 | SmallOffice |  |  | 0 | SmallOffice | 1 |  | 1 | NECB2017 | 0.39751 | 2357.444 | 254.4532 | 96.7139 | 64.9433 | 17.9003 | 743.0699 | 309.059 | MONTREAL | QUEBEC | 0.12777 | 7.1535 | 0 | 7.2813 | 8.1378 | 1.8738 | 0 | 10.0116 | 0 | 0.041944 | 0 | 0 | 0.3288 | 0.074869 | 0.01029 | 0.089874 | 0.099988 | 0.10003 | 0.14481 | 0.0016824 | 0.47361 | 0.054934 | 38.7424 | 65.8049 | 37.3 | 0.757 |  |  |  | 0.183 |  | 0.156 | 0.247 | 1.9 |  | 0 | Montreal-Trudeau Intl AP | CAN | 323 | 4090 | 45.471 | -73.741 | 6 | 4400 | QC | CAN_QC_Montreal-Trudeau.Intl.AP.716270_CWEC2016.epw | 0.4736 | 15.9604 | 63.9403 | 6.9749 | 18.2965 | FALSE | FALSE | FALSE | FALSE | 10.688 | 14.2735 | 0 | 0 | 0 | 0 | 28.08 | 25.5708 | 0.2983 | 0.011666 | 109.03 | 0 | 0.47361 | 82.17 | 72 | 2.17 | 2.17 |  | https://s3.console.aws.amazon.com/s3/buckets/834599497928?region=ca-central-1&prefix=phylroy.lopez/reference/reference/output/cdae122e-b990-4c83-9fb6-5f51e66818ac/ | 1.0.002
56 |  | TRUE | 106 | 0 | 0 | 536.6455 |  |  |  | 0.1 | 2021-09-22 20:04:08 +0000 | 438c2ebff | 0.2.14 | :adv_dx_units: NECB_Default :airloop_economizer_type: NECB_Default :algorithm_type: parametric :analysis_id: reference :analysis_name: reference :boiler_eff: NECB_Default :btap_batch_version: 1.0.002 :building_type: SmallOffice :chiller_type: NECB_Default :compute_environment: aws_batch :datapoint_id: 91dbf896-0fc8-40f9-8bc8-aca4938e993a :daylighting_type: NECB_Default :dcv_type: NECB_Default :door_construction_cond: NECB_Default :ecm_system_name: NECB_Default :electrical_loads_scale: NECB_Default :enable_costing: true :epw_file: CAN_QC_Montreal-Trudeau.Intl.AP.716270_CWEC2016.epw :erv_package: NECB_Default :ext_floor_cond: NECB_Default :ext_roof_cond: NECB_Default :ext_wall_cond: NECB_Default :fdwr_set: NECB_Default :fixed_wind_solar_trans: NECB_Default :fixed_window_cond: NECB_Default :furnace_eff: NECB_Default :glass_door_cond: NECB_Default :glass_door_solar_trans: NECB_Default :ground_floor_cond: NECB_Default :ground_roof_cond: NECB_Default :ground_wall_cond: NECB_Default :image_name: btap_private_cli :infiltration_scale: NECB_Default :lights_scale: NECB_Default :lights_type: NECB_Default :nv_delta_temp_in_out: NECB_Default :nv_opening_fraction: NECB_Default :nv_temp_out_min: NECB_Default :nv_type: NECB_Default :oa_scale: NECB_Default :occupancy_loads_scale: NECB_Default :output_meters: [] :output_variables: [] :overhead_door_cond: NECB_Default :primary_heating_fuel: Electricity :pv_ground_azimuth_angle: NECB_Default :pv_ground_module_description: NECB_Default :pv_ground_tilt_angle: NECB_Default :pv_ground_total_area_pv_panels_m2: NECB_Default :pv_ground_type: NECB_Default :rotation_degrees: NECB_Default :run_annual_simulation: true :s3_bucket: '834599497928' :scale_x: NECB_Default :scale_y: NECB_Default :scale_z: NECB_Default :shw_eff: NECB_Default :skylight_cond: NECB_Default :skylight_solar_trans: NECB_Default :srr_set: NECB_Default :template: NECB2017 | reference | reference | 91dbf896-0fc8-40f9-8bc8-aca4938e993a | NECB2017 | SmallOffice | Electricity | Electricity | CAN_QC_Montreal-Trudeau.Intl.AP.716270_CWEC2016.epw | parametric |  | NECB_Default | NECB_Default | NECB_Default | NECB_Default | NECB_Default | NECB_Default | NECB_Default | NECB_Default | NECB_Default | NECB_Default | NECB_Default | NECB_Default | NECB_Default | NECB_Default | NECB_Default | NECB_Default | NECB_Default | NECB_Default | NECB_Default | NECB_Default | NECB_Default | NECB_Default | NECB_Default | NECB_Default | NECB_Default | NECB_Default | NECB_Default | NECB_Default | NECB_Default | NECB_Default | NECB_Default | NECB_Default | NECB_Default | NECB_Default | NECB_Default | NECB_Default | NECB_Default | NECB_Default | NECB_Default | NECB_Default | NECB_Default | NECB_Default | NECB_Default | NECB_Default | NECB_Default | aws_batch | 834599497928 | btap_private_cli |  | TRUE | TRUE |  |  | 53.4472 | 15.9601 | 20.5143 | 65.7274 | 511.16 | 937.0967 | 37.3 | SmallOffice |  |  | 0 | SmallOffice | 1 |  | 1 | NECB2017 | 0.39751 | 2357.444 | 254.4532 | 13.9442 | 64.9433 | 22.213 | 680.3379 | 324.7842 | MONTREAL | QUEBEC | 0.17368 | 0 | 0 | 0.17368 | 11.0614 | 0 | 0 | 11.0614 | 0 | 0.041944 | 0 | 0 | 0.44692 | 0.074595 | 0.01029 | 0.073852 | 0.099988 | 0.10003 | 0 | 0 | 0.44692 | 0.046228 | 71.3988 | 0 | 37.3 | 0.757 |  |  |  | 0.183 |  | 0.156 | 0.247 | 1.9 |  | 0 | Montreal-Trudeau Intl AP | CAN | 323 | 4090 | 45.471 | -73.741 | 6 | 4400 | QC | CAN_QC_Montreal-Trudeau.Intl.AP.716270_CWEC2016.epw | 0.44693 | 15.9601 | 53.4472 | 6.9749 | 18.2965 | FALSE | FALSE | FALSE | FALSE | 10.688 | 14.2735 | 0 | 0.064651 | 0.0025283 | 23.63 | 0 | 25.5708 | 0.2983 | 0.011666 | 109.03 | 0 | 0.44692 | 82.17 | 72 | 0.17 | 0.17 |  | https://s3.console.aws.amazon.com/s3/buckets/834599497928?region=ca-central-1&prefix=phylroy.lopez/reference/reference/output/91dbf896-0fc8-40f9-8bc8-aca4938e993a/ | 1.0.002
57 |  | TRUE | 100 | 0 | 0 | 535.9208 |  |  |  | 0.1 | 2021-09-22 20:04:13 +0000 | 438c2ebff | 0.2.14 | :adv_dx_units: NECB_Default :airloop_economizer_type: NECB_Default :algorithm_type: parametric :analysis_id: reference :analysis_name: reference :boiler_eff: NECB_Default :btap_batch_version: 1.0.002 :building_type: SmallOffice :chiller_type: NECB_Default :compute_environment: aws_batch :datapoint_id: 7634bab3-bf2b-4504-bb65-dae33686780f :daylighting_type: NECB_Default :dcv_type: NECB_Default :door_construction_cond: NECB_Default :ecm_system_name: NECB_Default :electrical_loads_scale: NECB_Default :enable_costing: true :epw_file: CAN_BC_Vancouver.Intl.AP.718920_CWEC2016.epw :erv_package: NECB_Default :ext_floor_cond: NECB_Default :ext_roof_cond: NECB_Default :ext_wall_cond: NECB_Default :fdwr_set: NECB_Default :fixed_wind_solar_trans: NECB_Default :fixed_window_cond: NECB_Default :furnace_eff: NECB_Default :glass_door_cond: NECB_Default :glass_door_solar_trans: NECB_Default :ground_floor_cond: NECB_Default :ground_roof_cond: NECB_Default :ground_wall_cond: NECB_Default :image_name: btap_private_cli :infiltration_scale: NECB_Default :lights_scale: NECB_Default :lights_type: NECB_Default :nv_delta_temp_in_out: NECB_Default :nv_opening_fraction: NECB_Default :nv_temp_out_min: NECB_Default :nv_type: NECB_Default :oa_scale: NECB_Default :occupancy_loads_scale: NECB_Default :output_meters: [] :output_variables: [] :overhead_door_cond: NECB_Default :primary_heating_fuel: Electricity :pv_ground_azimuth_angle: NECB_Default :pv_ground_module_description: NECB_Default :pv_ground_tilt_angle: NECB_Default :pv_ground_total_area_pv_panels_m2: NECB_Default :pv_ground_type: NECB_Default :rotation_degrees: NECB_Default :run_annual_simulation: true :s3_bucket: '834599497928' :scale_x: NECB_Default :scale_y: NECB_Default :scale_z: NECB_Default :shw_eff: NECB_Default :skylight_cond: NECB_Default :skylight_solar_trans: NECB_Default :srr_set: NECB_Default :template: NECB2017 | reference | reference | 7634bab3-bf2b-4504-bb65-dae33686780f | NECB2017 | SmallOffice | Electricity | Electricity | CAN_BC_Vancouver.Intl.AP.718920_CWEC2016.epw | parametric |  | NECB_Default | NECB_Default | NECB_Default | NECB_Default | NECB_Default | NECB_Default | NECB_Default | NECB_Default | NECB_Default | NECB_Default | NECB_Default | NECB_Default | NECB_Default | NECB_Default | NECB_Default | NECB_Default | NECB_Default | NECB_Default | NECB_Default | NECB_Default | NECB_Default | NECB_Default | NECB_Default | NECB_Default | NECB_Default | NECB_Default | NECB_Default | NECB_Default | NECB_Default | NECB_Default | NECB_Default | NECB_Default | NECB_Default | NECB_Default | NECB_Default | NECB_Default | NECB_Default | NECB_Default | NECB_Default | NECB_Default | NECB_Default | NECB_Default | NECB_Default | NECB_Default | NECB_Default | aws_batch | 834599497928 | btap_private_cli |  | TRUE | TRUE |  |  | 35.8177 | 12.5645 | 12.7325 | 56.4457 | 511.16 | 937.0967 | 40 | SmallOffice |  |  | 0 | SmallOffice | 1 |  | 1 | NECB2017 | 0.39751 | 2357.444 | 238.3589 | 11.6891 | 63.3239 | 22.3124 | 652.0724 | 316.388 | VANCOUVER | BRITISH COLUMBIA | 1.1428 | 0 | 0 | 1.1428 | 11.4117 | 0 | 0 | 11.4117 | 0 | 0.035292 | 0 | 0 | 0.40322 | 0.078332 | 0 | 0.045856 | 0.099988 | 0.10003 | 0 | 0 | 0.40322 | 0.043724 | 57.7344 | 0 | 40 | 0.757 |  |  |  | 0.227 |  | 0.193 | 0.315 | 2.1 |  | 0 | Vancouver Intl AP | CAN | 42 | 2797 | 49.195 | -123.184 | 4 | 2800 | BC | CAN_BC_Vancouver.Intl.AP.718920_CWEC2016.epw | 0.40323 | 12.5645 | 35.8177 | 3.9409 | 17.8874 | FALSE | FALSE | TRUE | FALSE | 7.9656 | 7.0176 | 0 | 0.061149 | 0.0023914 | 22.35 | 0 | 25.5708 | 0.2983 | 0.011666 | 109.03 | 0 | 0.40322 | 68 | 56.83 | 1.33 | 1.33 |  | https://s3.console.aws.amazon.com/s3/buckets/834599497928?region=ca-central-1&prefix=phylroy.lopez/reference/reference/output/7634bab3-bf2b-4504-bb65-dae33686780f/ | 1.0.002
58 |  | TRUE | 102 | 0 | 0 | 535.5477 |  |  |  | 0.1 | 2021-09-22 20:04:14 +0000 | 438c2ebff | 0.2.14 | :adv_dx_units: NECB_Default :airloop_economizer_type: NECB_Default :algorithm_type: parametric :analysis_id: reference :analysis_name: reference :boiler_eff: NECB_Default :btap_batch_version: 1.0.002 :building_type: SmallOffice :chiller_type: NECB_Default :compute_environment: aws_batch :datapoint_id: 67861a8f-1fa7-4c20-8994-05cad16268d6 :daylighting_type: NECB_Default :dcv_type: NECB_Default :door_construction_cond: NECB_Default :ecm_system_name: NECB_Default :electrical_loads_scale: NECB_Default :enable_costing: true :epw_file: CAN_AB_Calgary.Intl.AP.718770_CWEC2016.epw :erv_package: NECB_Default :ext_floor_cond: NECB_Default :ext_roof_cond: NECB_Default :ext_wall_cond: NECB_Default :fdwr_set: NECB_Default :fixed_wind_solar_trans: NECB_Default :fixed_window_cond: NECB_Default :furnace_eff: NECB_Default :glass_door_cond: NECB_Default :glass_door_solar_trans: NECB_Default :ground_floor_cond: NECB_Default :ground_roof_cond: NECB_Default :ground_wall_cond: NECB_Default :image_name: btap_private_cli :infiltration_scale: NECB_Default :lights_scale: NECB_Default :lights_type: NECB_Default :nv_delta_temp_in_out: NECB_Default :nv_opening_fraction: NECB_Default :nv_temp_out_min: NECB_Default :nv_type: NECB_Default :oa_scale: NECB_Default :occupancy_loads_scale: NECB_Default :output_meters: [] :output_variables: [] :overhead_door_cond: NECB_Default :primary_heating_fuel: Electricity :pv_ground_azimuth_angle: NECB_Default :pv_ground_module_description: NECB_Default :pv_ground_tilt_angle: NECB_Default :pv_ground_total_area_pv_panels_m2: NECB_Default :pv_ground_type: NECB_Default :rotation_degrees: NECB_Default :run_annual_simulation: true :s3_bucket: '834599497928' :scale_x: NECB_Default :scale_y: NECB_Default :scale_z: NECB_Default :shw_eff: NECB_Default :skylight_cond: NECB_Default :skylight_solar_trans: NECB_Default :srr_set: NECB_Default :template: NECB2017 | reference | reference | 67861a8f-1fa7-4c20-8994-05cad16268d6 | NECB2017 | SmallOffice | Electricity | Electricity | CAN_AB_Calgary.Intl.AP.718770_CWEC2016.epw | parametric |  | NECB_Default | NECB_Default | NECB_Default | NECB_Default | NECB_Default | NECB_Default | NECB_Default | NECB_Default | NECB_Default | NECB_Default | NECB_Default | NECB_Default | NECB_Default | NECB_Default | NECB_Default | NECB_Default | NECB_Default | NECB_Default | NECB_Default | NECB_Default | NECB_Default | NECB_Default | NECB_Default | NECB_Default | NECB_Default | NECB_Default | NECB_Default | NECB_Default | NECB_Default | NECB_Default | NECB_Default | NECB_Default | NECB_Default | NECB_Default | NECB_Default | NECB_Default | NECB_Default | NECB_Default | NECB_Default | NECB_Default | NECB_Default | NECB_Default | NECB_Default | NECB_Default | NECB_Default | aws_batch | 834599497928 | btap_private_cli |  | TRUE | TRUE |  |  | 47.6413 | 13.4093 | 14.3465 | 60.2279 | 511.16 | 937.0967 | 33.3 | SmallOffice |  |  | 0 | SmallOffice | 1 |  | 1 | NECB2017 | 0.39751 | 2357.444 | 262.719 | 14.5574 | 68.0381 | 22.4489 | 736.5153 | 368.7519 | CALGARY | ALBERTA | 93.7362 | 0 | 0 | 93.7362 | 8.8842 | 0 | 0 | 8.8842 | 0 | 0.033395 | 0 | 0 | 0.42713 | 0.083262 | 0.01029 | 0.051647 | 0.099988 | 0.10003 | 0 | 0 | 0.42713 | 0.048517 | 65.9645 | 0 | 33.3 | 0.757 |  |  |  | 0.162 |  | 0.138 | 0.21 | 1.9 |  | 0 | Calgary Intl AP | CAN | 64 | 4781 | 51.114 | -114.02 | 7a | 5000 | AB | CAN_AB_Calgary.Intl.AP.718770_CWEC2016.epw | 0.42713 | 13.4093 | 47.6413 | 4.3905 | 18.6834 | FALSE | FALSE | TRUE | FALSE | 9.9295 | 15.714 | 0 | 0.067852 | 0.0026535 | 24.8 | 0 | 25.5708 | 0.2983 | 0.011666 | 109.03 | 0 | 0.42713 | 31 | 24.33 | 0.17 | 0.17 |  | https://s3.console.aws.amazon.com/s3/buckets/834599497928?region=ca-central-1&prefix=phylroy.lopez/reference/reference/output/67861a8f-1fa7-4c20-8994-05cad16268d6/ | 1.0.002
59 |  | TRUE | 97 | 0 | 0 | 536.4228 |  |  |  | 0.1 | 2021-09-22 20:04:18 +0000 | 438c2ebff | 0.2.14 | :adv_dx_units: NECB_Default :airloop_economizer_type: NECB_Default :algorithm_type: parametric :analysis_id: reference :analysis_name: reference :boiler_eff: NECB_Default :btap_batch_version: 1.0.002 :building_type: SmallOffice :chiller_type: NECB_Default :compute_environment: aws_batch :datapoint_id: 3bd68b19-e24e-41a9-9abf-24ba3217d5b5 :daylighting_type: NECB_Default :dcv_type: NECB_Default :door_construction_cond: NECB_Default :ecm_system_name: NECB_Default :electrical_loads_scale: NECB_Default :enable_costing: true :epw_file: CAN_BC_Vancouver.Intl.AP.718920_CWEC2016.epw :erv_package: NECB_Default :ext_floor_cond: NECB_Default :ext_roof_cond: NECB_Default :ext_wall_cond: NECB_Default :fdwr_set: NECB_Default :fixed_wind_solar_trans: NECB_Default :fixed_window_cond: NECB_Default :furnace_eff: NECB_Default :glass_door_cond: NECB_Default :glass_door_solar_trans: NECB_Default :ground_floor_cond: NECB_Default :ground_roof_cond: NECB_Default :ground_wall_cond: NECB_Default :image_name: btap_private_cli :infiltration_scale: NECB_Default :lights_scale: NECB_Default :lights_type: NECB_Default :nv_delta_temp_in_out: NECB_Default :nv_opening_fraction: NECB_Default :nv_temp_out_min: NECB_Default :nv_type: NECB_Default :oa_scale: NECB_Default :occupancy_loads_scale: NECB_Default :output_meters: [] :output_variables: [] :overhead_door_cond: NECB_Default :primary_heating_fuel: NaturalGas :pv_ground_azimuth_angle: NECB_Default :pv_ground_module_description: NECB_Default :pv_ground_tilt_angle: NECB_Default :pv_ground_total_area_pv_panels_m2: NECB_Default :pv_ground_type: NECB_Default :rotation_degrees: NECB_Default :run_annual_simulation: true :s3_bucket: '834599497928' :scale_x: NECB_Default :scale_y: NECB_Default :scale_z: NECB_Default :shw_eff: NECB_Default :skylight_cond: NECB_Default :skylight_solar_trans: NECB_Default :srr_set: NECB_Default :template: NECB2017 | reference | reference | 3bd68b19-e24e-41a9-9abf-24ba3217d5b5 | NECB2017 | SmallOffice | NaturalGas | Natural Gas | CAN_BC_Vancouver.Intl.AP.718920_CWEC2016.epw | parametric |  | NECB_Default | NECB_Default | NECB_Default | NECB_Default | NECB_Default | NECB_Default | NECB_Default | NECB_Default | NECB_Default | NECB_Default | NECB_Default | NECB_Default | NECB_Default | NECB_Default | NECB_Default | NECB_Default | NECB_Default | NECB_Default | NECB_Default | NECB_Default | NECB_Default | NECB_Default | NECB_Default | NECB_Default | NECB_Default | NECB_Default | NECB_Default | NECB_Default | NECB_Default | NECB_Default | NECB_Default | NECB_Default | NECB_Default | NECB_Default | NECB_Default | NECB_Default | NECB_Default | NECB_Default | NECB_Default | NECB_Default | NECB_Default | NECB_Default | NECB_Default | NECB_Default | NECB_Default | aws_batch | 834599497928 | btap_private_cli |  | TRUE | TRUE |  |  | 42.8659 | 12.5646 | 12.4608 | 62.2495 | 511.16 | 937.0967 | 40 | SmallOffice |  |  | 0 | SmallOffice | 1 |  | 1 | NECB2017 | 0.39751 | 2357.444 | 238.3589 | 76.8002 | 63.3239 | 18.1065 | 697.6179 | 301.0284 | VANCOUVER | BRITISH COLUMBIA | 0.89389 | 5.4797 | 0 | 6.3736 | 8.9264 | 1.2293 | 0 | 10.1557 | 0 | 0.035292 | 0 | 0 | 0.31542 | 0.079271 | 0 | 0.056773 | 0.099988 | 0.10003 | 0.10869 | 0.00084122 | 0.42411 | 0.051921 | 34.8312 | 45.8267 | 40 | 0.757 |  |  |  | 0.227 |  | 0.193 | 0.315 | 2.1 |  | 0 | Vancouver Intl AP | CAN | 42 | 2797 | 49.195 | -123.184 | 4 | 2800 | BC | CAN_BC_Vancouver.Intl.AP.718920_CWEC2016.epw | 0.42412 | 12.5646 | 42.8659 | 3.9408 | 17.8876 | FALSE | FALSE | TRUE | FALSE | 7.9656 | 7.0177 | 0 | 0 | 0 | 0 | 26.54 | 25.5708 | 0.2983 | 0.011666 | 109.03 | 0 | 0.42411 | 68 | 56.83 | 3.67 | 3.67 |  | https://s3.console.aws.amazon.com/s3/buckets/834599497928?region=ca-central-1&prefix=phylroy.lopez/reference/reference/output/3bd68b19-e24e-41a9-9abf-24ba3217d5b5/ | 1.0.002
60 |  | TRUE | 102 | 0 | 0 | 536.7303 |  |  |  | 0.1 | 2021-09-22 20:04:32 +0000 | 438c2ebff | 0.2.14 | :adv_dx_units: NECB_Default :airloop_economizer_type: NECB_Default :algorithm_type: parametric :analysis_id: reference :analysis_name: reference :boiler_eff: NECB_Default :btap_batch_version: 1.0.002 :building_type: SmallOffice :chiller_type: NECB_Default :compute_environment: aws_batch :datapoint_id: 85047f7c-f2e2-4b4f-b0ec-ed0fb371a564 :daylighting_type: NECB_Default :dcv_type: NECB_Default :door_construction_cond: NECB_Default :ecm_system_name: NECB_Default :electrical_loads_scale: NECB_Default :enable_costing: true :epw_file: CAN_NS_Halifax.Dockyard.713280_CWEC2016.epw :erv_package: NECB_Default :ext_floor_cond: NECB_Default :ext_roof_cond: NECB_Default :ext_wall_cond: NECB_Default :fdwr_set: NECB_Default :fixed_wind_solar_trans: NECB_Default :fixed_window_cond: NECB_Default :furnace_eff: NECB_Default :glass_door_cond: NECB_Default :glass_door_solar_trans: NECB_Default :ground_floor_cond: NECB_Default :ground_roof_cond: NECB_Default :ground_wall_cond: NECB_Default :image_name: btap_private_cli :infiltration_scale: NECB_Default :lights_scale: NECB_Default :lights_type: NECB_Default :nv_delta_temp_in_out: NECB_Default :nv_opening_fraction: NECB_Default :nv_temp_out_min: NECB_Default :nv_type: NECB_Default :oa_scale: NECB_Default :occupancy_loads_scale: NECB_Default :output_meters: [] :output_variables: [] :overhead_door_cond: NECB_Default :primary_heating_fuel: Electricity :pv_ground_azimuth_angle: NECB_Default :pv_ground_module_description: NECB_Default :pv_ground_tilt_angle: NECB_Default :pv_ground_total_area_pv_panels_m2: NECB_Default :pv_ground_type: NECB_Default :rotation_degrees: NECB_Default :run_annual_simulation: true :s3_bucket: '834599497928' :scale_x: NECB_Default :scale_y: NECB_Default :scale_z: NECB_Default :shw_eff: NECB_Default :skylight_cond: NECB_Default :skylight_solar_trans: NECB_Default :srr_set: NECB_Default :template: NECB2017 | reference | reference | 85047f7c-f2e2-4b4f-b0ec-ed0fb371a564 | NECB2017 | SmallOffice | Electricity | Electricity | CAN_NS_Halifax.Dockyard.713280_CWEC2016.epw | parametric |  | NECB_Default | NECB_Default | NECB_Default | NECB_Default | NECB_Default | NECB_Default | NECB_Default | NECB_Default | NECB_Default | NECB_Default | NECB_Default | NECB_Default | NECB_Default | NECB_Default | NECB_Default | NECB_Default | NECB_Default | NECB_Default | NECB_Default | NECB_Default | NECB_Default | NECB_Default | NECB_Default | NECB_Default | NECB_Default | NECB_Default | NECB_Default | NECB_Default | NECB_Default | NECB_Default | NECB_Default | NECB_Default | NECB_Default | NECB_Default | NECB_Default | NECB_Default | NECB_Default | NECB_Default | NECB_Default | NECB_Default | NECB_Default | NECB_Default | NECB_Default | NECB_Default | NECB_Default | aws_batch | 834599497928 | btap_private_cli |  | TRUE | TRUE |  |  | 39.7461 | 12.6477 | 10.0099 | 54.4785 | 511.16 | 937.0967 | 40 | SmallOffice |  |  | 0 | SmallOffice | 1 |  | 1 | NECB2017 | 0.39751 | 2357.444 | 239.7957 | 13.4584 | 68.9796 | 22.2614 | 692.8384 | 348.3432 | HALIFAX | NOVA SCOTIA | 82.4218 | 0 | 0 | 82.4218 | 16.1644 | 0 | 0 | 16.1644 | 0 | 0.034764 | 0 | 0 | 0.40643 | 0.079662 | 0.01029 | 0.036036 | 0.099988 | 0.10003 | 0 | 0 | 0.40643 | 0.045661 | 54.0357 | 0 | 40 | 0.757 |  |  |  | 0.183 |  | 0.156 | 0.247 | 1.9 |  | 0 | Halifax Dockyard | CAN | 112 | 3647 | 44.655 | -63.577 | 6 | 4000 | NS | CAN_NS_Halifax.Dockyard.713280_CWEC2016.epw | 0.40644 | 12.6477 | 39.7461 | 5.5063 | 16.5465 | FALSE | FALSE | TRUE | FALSE | 5.6674 | 6.8356 | 0 | 0.063858 | 0.0024973 | 23.34 | 0 | 25.5708 | 0.2983 | 0.011666 | 109.03 | 0 | 0.40643 | 28.67 | 22.67 | 0 | 0 |  | https://s3.console.aws.amazon.com/s3/buckets/834599497928?region=ca-central-1&prefix=phylroy.lopez/reference/reference/output/85047f7c-f2e2-4b4f-b0ec-ed0fb371a564/ | 1.0.002
61 |  | TRUE | 104 | 0 | 0 | 537.322 |  |  |  | 0.1 | 2021-09-22 20:04:08 +0000 | 438c2ebff | 0.2.14 | :adv_dx_units: NECB_Default :airloop_economizer_type: NECB_Default :algorithm_type: parametric :analysis_id: reference :analysis_name: reference :boiler_eff: NECB_Default :btap_batch_version: 1.0.002 :building_type: SmallOffice :chiller_type: NECB_Default :compute_environment: aws_batch :datapoint_id: 4eeeeab9-2658-49d8-9a86-e989290b9f13 :daylighting_type: NECB_Default :dcv_type: NECB_Default :door_construction_cond: NECB_Default :ecm_system_name: NECB_Default :electrical_loads_scale: NECB_Default :enable_costing: true :epw_file: CAN_YT_Whitehorse.Intl.AP.719640_CWEC2016.epw :erv_package: NECB_Default :ext_floor_cond: NECB_Default :ext_roof_cond: NECB_Default :ext_wall_cond: NECB_Default :fdwr_set: NECB_Default :fixed_wind_solar_trans: NECB_Default :fixed_window_cond: NECB_Default :furnace_eff: NECB_Default :glass_door_cond: NECB_Default :glass_door_solar_trans: NECB_Default :ground_floor_cond: NECB_Default :ground_roof_cond: NECB_Default :ground_wall_cond: NECB_Default :image_name: btap_private_cli :infiltration_scale: NECB_Default :lights_scale: NECB_Default :lights_type: NECB_Default :nv_delta_temp_in_out: NECB_Default :nv_opening_fraction: NECB_Default :nv_temp_out_min: NECB_Default :nv_type: NECB_Default :oa_scale: NECB_Default :occupancy_loads_scale: NECB_Default :output_meters: [] :output_variables: [] :overhead_door_cond: NECB_Default :primary_heating_fuel: Electricity :pv_ground_azimuth_angle: NECB_Default :pv_ground_module_description: NECB_Default :pv_ground_tilt_angle: NECB_Default :pv_ground_total_area_pv_panels_m2: NECB_Default :pv_ground_type: NECB_Default :rotation_degrees: NECB_Default :run_annual_simulation: true :s3_bucket: '834599497928' :scale_x: NECB_Default :scale_y: NECB_Default :scale_z: NECB_Default :shw_eff: NECB_Default :skylight_cond: NECB_Default :skylight_solar_trans: NECB_Default :srr_set: NECB_Default :template: NECB2015 | reference | reference | 4eeeeab9-2658-49d8-9a86-e989290b9f13 | NECB2015 | SmallOffice | Electricity | Electricity | CAN_YT_Whitehorse.Intl.AP.719640_CWEC2016.epw | parametric |  | NECB_Default | NECB_Default | NECB_Default | NECB_Default | NECB_Default | NECB_Default | NECB_Default | NECB_Default | NECB_Default | NECB_Default | NECB_Default | NECB_Default | NECB_Default | NECB_Default | NECB_Default | NECB_Default | NECB_Default | NECB_Default | NECB_Default | NECB_Default | NECB_Default | NECB_Default | NECB_Default | NECB_Default | NECB_Default | NECB_Default | NECB_Default | NECB_Default | NECB_Default | NECB_Default | NECB_Default | NECB_Default | NECB_Default | NECB_Default | NECB_Default | NECB_Default | NECB_Default | NECB_Default | NECB_Default | NECB_Default | NECB_Default | NECB_Default | NECB_Default | NECB_Default | NECB_Default | aws_batch | 834599497928 | btap_private_cli |  | TRUE | TRUE |  |  | 68.4847 | 10.8434 | 50.8647 | 89.16 | 511.16 | 937.0967 | 22.8 | SmallOffice |  |  | 0 | SmallOffice | 1 |  | 1 | NECB2015 | 0.39751 | 2357.444 | 194.6858 | 12.7979 | 63.2386 | 21.7717 | 564.1625 | 271.6685 | WHITEHORSE | YUKON | 8.4155 | 0 | 0 | 8.4155 | 19.2727 | 0 | 0 | 19.2727 | 0 | 0.017881 | 0 | 0 | 0.54104 | 0.068061 | 0 | 0.18311 | 0.099988 | 0.12008 | 0 | 0 | 0.54104 | 0.051921 | 92.847 | 0 | 22.8 | 0.757 |  |  |  | 0.162 |  | 0.162 | 0.21 | 2.2 |  | 0 | Whitehorse Intl AP | CAN | 5 | 6491 | 60.709 | -135.069 | 7b | 6580 | YT | CAN_YT_Whitehorse.Intl.AP.719640_CWEC2016.epw | 0.54106 | 10.8434 | 68.4847 | 5.362 | 14.7676 | TRUE | FALSE | FALSE | FALSE | 5.3246 | 19.8579 | 0 | 0.072613 | 0.0028397 | 26.54 | 0 | 25.5708 | 0.2983 | 0.011666 | 109.03 | 0 | 0.54104 | 22 | 17.5 | 0.33 | 0.33 |  | https://s3.console.aws.amazon.com/s3/buckets/834599497928?region=ca-central-1&prefix=phylroy.lopez/reference/reference/output/4eeeeab9-2658-49d8-9a86-e989290b9f13/ | 1.0.002
62 |  | TRUE | 103 | 0 | 0 | 536.2259 |  |  |  | 0.1 | 2021-09-22 20:04:16 +0000 | 438c2ebff | 0.2.14 | :adv_dx_units: NECB_Default :airloop_economizer_type: NECB_Default :algorithm_type: parametric :analysis_id: reference :analysis_name: reference :boiler_eff: NECB_Default :btap_batch_version: 1.0.002 :building_type: SmallOffice :chiller_type: NECB_Default :compute_environment: aws_batch :datapoint_id: e1cb301c-b381-4c02-8562-f25483d76160 :daylighting_type: NECB_Default :dcv_type: NECB_Default :door_construction_cond: NECB_Default :ecm_system_name: NECB_Default :electrical_loads_scale: NECB_Default :enable_costing: true :epw_file: CAN_ON_Toronto.Pearson.Intl.AP.716240_CWEC2016.epw :erv_package: NECB_Default :ext_floor_cond: NECB_Default :ext_roof_cond: NECB_Default :ext_wall_cond: NECB_Default :fdwr_set: NECB_Default :fixed_wind_solar_trans: NECB_Default :fixed_window_cond: NECB_Default :furnace_eff: NECB_Default :glass_door_cond: NECB_Default :glass_door_solar_trans: NECB_Default :ground_floor_cond: NECB_Default :ground_roof_cond: NECB_Default :ground_wall_cond: NECB_Default :image_name: btap_private_cli :infiltration_scale: NECB_Default :lights_scale: NECB_Default :lights_type: NECB_Default :nv_delta_temp_in_out: NECB_Default :nv_opening_fraction: NECB_Default :nv_temp_out_min: NECB_Default :nv_type: NECB_Default :oa_scale: NECB_Default :occupancy_loads_scale: NECB_Default :output_meters: [] :output_variables: [] :overhead_door_cond: NECB_Default :primary_heating_fuel: NaturalGas :pv_ground_azimuth_angle: NECB_Default :pv_ground_module_description: NECB_Default :pv_ground_tilt_angle: NECB_Default :pv_ground_total_area_pv_panels_m2: NECB_Default :pv_ground_type: NECB_Default :rotation_degrees: NECB_Default :run_annual_simulation: true :s3_bucket: '834599497928' :scale_x: NECB_Default :scale_y: NECB_Default :scale_z: NECB_Default :shw_eff: NECB_Default :skylight_cond: NECB_Default :skylight_solar_trans: NECB_Default :srr_set: NECB_Default :template: NECB2017 | reference | reference | e1cb301c-b381-4c02-8562-f25483d76160 | NECB2017 | SmallOffice | NaturalGas | Natural Gas | CAN_ON_Toronto.Pearson.Intl.AP.716240_CWEC2016.epw | parametric |  | NECB_Default | NECB_Default | NECB_Default | NECB_Default | NECB_Default | NECB_Default | NECB_Default | NECB_Default | NECB_Default | NECB_Default | NECB_Default | NECB_Default | NECB_Default | NECB_Default | NECB_Default | NECB_Default | NECB_Default | NECB_Default | NECB_Default | NECB_Default | NECB_Default | NECB_Default | NECB_Default | NECB_Default | NECB_Default | NECB_Default | NECB_Default | NECB_Default | NECB_Default | NECB_Default | NECB_Default | NECB_Default | NECB_Default | NECB_Default | NECB_Default | NECB_Default | NECB_Default | NECB_Default | NECB_Default | NECB_Default | NECB_Default | NECB_Default | NECB_Default | NECB_Default | NECB_Default | aws_batch | 834599497928 | btap_private_cli |  | TRUE | TRUE |  |  | 54.2198 | 17.2118 | 14.9007 | 68.2489 | 511.16 | 937.0967 | 40 | SmallOffice |  |  | 0 | SmallOffice | 1 |  | 1 | NECB2017 | 0.39751 | 2357.444 | 280.6706 | 100.4436 | 71.3345 | 18.7153 | 816.2317 | 345.0678 | TORONTO | ONTARIO | 1.8726 | 5.8724 | 0 | 7.745 | 15.0034 | 1.0362 | 0 | 16.0396 | 0 | 0.046365 | 0 | 0 | 0.33715 | 0.079055 | 0.01029 | 0.065479 | 0.099988 | 0.10003 | 0.11885 | 0.0014281 | 0.456 | 0.053369 | 40.4186 | 56.065 | 40 | 0.757 |  |  |  | 0.183 |  | 0.156 | 0.278 | 1.9 |  | 0 | Toronto Pearson Intl AP | CAN | 382 | 3615 | 43.677 | -79.631 | 5 | 3890 | ON | CAN_ON_Toronto.Pearson.Intl.AP.716240_CWEC2016.epw | 0.456 | 17.2118 | 54.2198 | 8.1375 | 15.0938 | FALSE | FALSE | FALSE | FALSE | 10.9315 | 8.3558 | 0 | 0 | 0 | 0 | 27.28 | 25.5708 | 0.2983 | 0.011666 | 109.03 | 0 | 0.456 | 159.83 | 149.17 | 2.5 | 2.5 |  | https://s3.console.aws.amazon.com/s3/buckets/834599497928?region=ca-central-1&prefix=phylroy.lopez/reference/reference/output/e1cb301c-b381-4c02-8562-f25483d76160/ | 1.0.002
63 |  | TRUE | 97 | 0 | 0 | 537.0649 |  |  |  | 0.1 | 2021-09-22 20:04:19 +0000 | 438c2ebff | 0.2.14 | :adv_dx_units: NECB_Default :airloop_economizer_type: NECB_Default :algorithm_type: parametric :analysis_id: reference :analysis_name: reference :boiler_eff: NECB_Default :btap_batch_version: 1.0.002 :building_type: SmallOffice :chiller_type: NECB_Default :compute_environment: aws_batch :datapoint_id: 5982c685-c241-49d2-ba8a-25d5365e5f23 :daylighting_type: NECB_Default :dcv_type: NECB_Default :door_construction_cond: NECB_Default :ecm_system_name: NECB_Default :electrical_loads_scale: NECB_Default :enable_costing: true :epw_file: CAN_AB_Edmonton.Intl.AP.711230_CWEC2016.epw :erv_package: NECB_Default :ext_floor_cond: NECB_Default :ext_roof_cond: NECB_Default :ext_wall_cond: NECB_Default :fdwr_set: NECB_Default :fixed_wind_solar_trans: NECB_Default :fixed_window_cond: NECB_Default :furnace_eff: NECB_Default :glass_door_cond: NECB_Default :glass_door_solar_trans: NECB_Default :ground_floor_cond: NECB_Default :ground_roof_cond: NECB_Default :ground_wall_cond: NECB_Default :image_name: btap_private_cli :infiltration_scale: NECB_Default :lights_scale: NECB_Default :lights_type: NECB_Default :nv_delta_temp_in_out: NECB_Default :nv_opening_fraction: NECB_Default :nv_temp_out_min: NECB_Default :nv_type: NECB_Default :oa_scale: NECB_Default :occupancy_loads_scale: NECB_Default :output_meters: [] :output_variables: [] :overhead_door_cond: NECB_Default :primary_heating_fuel: NaturalGas :pv_ground_azimuth_angle: NECB_Default :pv_ground_module_description: NECB_Default :pv_ground_tilt_angle: NECB_Default :pv_ground_total_area_pv_panels_m2: NECB_Default :pv_ground_type: NECB_Default :rotation_degrees: NECB_Default :run_annual_simulation: true :s3_bucket: '834599497928' :scale_x: NECB_Default :scale_y: NECB_Default :scale_z: NECB_Default :shw_eff: NECB_Default :skylight_cond: NECB_Default :skylight_solar_trans: NECB_Default :srr_set: NECB_Default :template: NECB2017 | reference | reference | 5982c685-c241-49d2-ba8a-25d5365e5f23 | NECB2017 | SmallOffice | NaturalGas | Natural Gas | CAN_AB_Edmonton.Intl.AP.711230_CWEC2016.epw | parametric |  | NECB_Default | NECB_Default | NECB_Default | NECB_Default | NECB_Default | NECB_Default | NECB_Default | NECB_Default | NECB_Default | NECB_Default | NECB_Default | NECB_Default | NECB_Default | NECB_Default | NECB_Default | NECB_Default | NECB_Default | NECB_Default | NECB_Default | NECB_Default | NECB_Default | NECB_Default | NECB_Default | NECB_Default | NECB_Default | NECB_Default | NECB_Default | NECB_Default | NECB_Default | NECB_Default | NECB_Default | NECB_Default | NECB_Default | NECB_Default | NECB_Default | NECB_Default | NECB_Default | NECB_Default | NECB_Default | NECB_Default | NECB_Default | NECB_Default | NECB_Default | NECB_Default | NECB_Default | aws_batch | 834599497928 | btap_private_cli |  | TRUE | TRUE |  |  | 75.3688 | 13.122 | 22.6446 | 74.8407 | 511.16 | 937.0967 | 32.5 | SmallOffice |  |  | 0 | SmallOffice | 1 |  | 1 | NECB2017 | 0.39751 | 2357.444 | 257.5723 | 98.8184 | 70.6804 | 18.3082 | 784.8361 | 339.4568 | EDMONTON | ALBERTA | 70.3204 | 8.0388 | 0 | 78.3591 | 6.6649 | 0.5735 | 0 | 7.2384 | 0 | 0.029462 | 0 | 0 | 0.32043 | 0.078899 | 0.01029 | 0.099538 | 0.099988 | 0.10003 | 0.1593 | 0.0017607 | 0.47973 | 0.059766 | 36.4882 | 78.8773 | 32.5 | 0.757 |  |  |  | 0.162 |  | 0.138 | 0.21 | 1.9 |  | 0 | Edmonton Intl AP | CAN | 23 | 5588 | 53.31 | -113.579 | 7a | 5120 | AB | CAN_AB_Edmonton.Intl.AP.711230_CWEC2016.epw | 0.47974 | 13.122 | 75.3688 | 4.3683 | 17.9076 | FALSE | FALSE | FALSE | FALSE | 8.8753 | 17.9072 | 0 | 0 | 0 | 0 | 30.55 | 25.5708 | 0.2983 | 0.011666 | 109.03 | 0 | 0.47973 | 25.67 | 19.5 | 0.5 | 0.5 |  | https://s3.console.aws.amazon.com/s3/buckets/834599497928?region=ca-central-1&prefix=phylroy.lopez/reference/reference/output/5982c685-c241-49d2-ba8a-25d5365e5f23/ | 1.0.002
64 |  | TRUE | 91 | 0 | 0 | 538.7997 |  |  |  | 0.1 | 2021-09-22 20:04:22 +0000 | 438c2ebff | 0.2.14 | :adv_dx_units: NECB_Default :airloop_economizer_type: NECB_Default :algorithm_type: parametric :analysis_id: reference :analysis_name: reference :boiler_eff: NECB_Default :btap_batch_version: 1.0.002 :building_type: SmallOffice :chiller_type: NECB_Default :compute_environment: aws_batch :datapoint_id: 36d52b63-8aa0-49af-b162-dc4e98057b08 :daylighting_type: NECB_Default :dcv_type: NECB_Default :door_construction_cond: NECB_Default :ecm_system_name: NECB_Default :electrical_loads_scale: NECB_Default :enable_costing: true :epw_file: CAN_ON_Toronto.Pearson.Intl.AP.716240_CWEC2016.epw :erv_package: NECB_Default :ext_floor_cond: NECB_Default :ext_roof_cond: NECB_Default :ext_wall_cond: NECB_Default :fdwr_set: NECB_Default :fixed_wind_solar_trans: NECB_Default :fixed_window_cond: NECB_Default :furnace_eff: NECB_Default :glass_door_cond: NECB_Default :glass_door_solar_trans: NECB_Default :ground_floor_cond: NECB_Default :ground_roof_cond: NECB_Default :ground_wall_cond: NECB_Default :image_name: btap_private_cli :infiltration_scale: NECB_Default :lights_scale: NECB_Default :lights_type: NECB_Default :nv_delta_temp_in_out: NECB_Default :nv_opening_fraction: NECB_Default :nv_temp_out_min: NECB_Default :nv_type: NECB_Default :oa_scale: NECB_Default :occupancy_loads_scale: NECB_Default :output_meters: [] :output_variables: [] :overhead_door_cond: NECB_Default :primary_heating_fuel: Electricity :pv_ground_azimuth_angle: NECB_Default :pv_ground_module_description: NECB_Default :pv_ground_tilt_angle: NECB_Default :pv_ground_total_area_pv_panels_m2: NECB_Default :pv_ground_type: NECB_Default :rotation_degrees: NECB_Default :run_annual_simulation: true :s3_bucket: '834599497928' :scale_x: NECB_Default :scale_y: NECB_Default :scale_z: NECB_Default :shw_eff: NECB_Default :skylight_cond: NECB_Default :skylight_solar_trans: NECB_Default :srr_set: NECB_Default :template: NECB2011 | reference | reference | 36d52b63-8aa0-49af-b162-dc4e98057b08 | NECB2011 | SmallOffice | Electricity | Electricity | CAN_ON_Toronto.Pearson.Intl.AP.716240_CWEC2016.epw | parametric |  | NECB_Default | NECB_Default | NECB_Default | NECB_Default | NECB_Default | NECB_Default | NECB_Default | NECB_Default | NECB_Default | NECB_Default | NECB_Default | NECB_Default | NECB_Default | NECB_Default | NECB_Default | NECB_Default | NECB_Default | NECB_Default | NECB_Default | NECB_Default | NECB_Default | NECB_Default | NECB_Default | NECB_Default | NECB_Default | NECB_Default | NECB_Default | NECB_Default | NECB_Default | NECB_Default | NECB_Default | NECB_Default | NECB_Default | NECB_Default | NECB_Default | NECB_Default | NECB_Default | NECB_Default | NECB_Default | NECB_Default | NECB_Default | NECB_Default | NECB_Default | NECB_Default | NECB_Default | aws_batch | 834599497928 | btap_private_cli |  | TRUE | TRUE |  |  | 55.7434 | 18.767 | 25.3726 | 74.4222 | 511.16 | 937.0967 | 40 | SmallOffice |  |  | 0 | SmallOffice | 1 |  | 1 | NECB2011 | 0.39751 | 2357.444 | 275.5214 | 15.519 | 71.3345 | 22.6949 | 729.1137 | 344.0441 | TORONTO | ONTARIO | 2.7415 | 0 | 0 | 2.7415 | 21.9645 | 0 | 0 | 21.9645 | 0 | 0.049182 | 0 | 0 | 0.49356 | 0.081892 | 0 | 0.091341 | 0.099949 | 0.12569 | 0 | 0 | 0.49356 | 0.045504 | 80.6077 | 0 | 40 | 0.757 |  |  |  | 0.183 |  | 0.183 | 0.278 | 2.2 |  | 0 | Toronto Pearson Intl AP | CAN | 382 | 3615 | 43.677 | -79.631 | 5 | 3890 | ON | CAN_ON_Toronto.Pearson.Intl.AP.716240_CWEC2016.epw | 0.49359 | 18.767 | 55.7434 | 8.1375 | 15.0935 | FALSE | FALSE | FALSE | FALSE | 10.9333 | 8.3581 | 0 | 0.063639 | 0.0024875 | 23.26 | 0 | 25.5836 | 0.30213 | 0.01181 | 110.43 | 0 | 0.49356 | 157.67 | 147.33 | 0 | 0 |  | https://s3.console.aws.amazon.com/s3/buckets/834599497928?region=ca-central-1&prefix=phylroy.lopez/reference/reference/output/36d52b63-8aa0-49af-b162-dc4e98057b08/ | 1.0.002
65 |  | TRUE | 99 | 0 | 0 | 538.4926 |  |  |  | 0.1 | 2021-09-22 20:04:16 +0000 | 438c2ebff | 0.2.14 | :adv_dx_units: NECB_Default :airloop_economizer_type: NECB_Default :algorithm_type: parametric :analysis_id: reference :analysis_name: reference :boiler_eff: NECB_Default :btap_batch_version: 1.0.002 :building_type: SmallOffice :chiller_type: NECB_Default :compute_environment: aws_batch :datapoint_id: cf72546d-0bf0-4ac9-a582-27dd0d3d727f :daylighting_type: NECB_Default :dcv_type: NECB_Default :door_construction_cond: NECB_Default :ecm_system_name: NECB_Default :electrical_loads_scale: NECB_Default :enable_costing: true :epw_file: CAN_NS_Halifax.Dockyard.713280_CWEC2016.epw :erv_package: NECB_Default :ext_floor_cond: NECB_Default :ext_roof_cond: NECB_Default :ext_wall_cond: NECB_Default :fdwr_set: NECB_Default :fixed_wind_solar_trans: NECB_Default :fixed_window_cond: NECB_Default :furnace_eff: NECB_Default :glass_door_cond: NECB_Default :glass_door_solar_trans: NECB_Default :ground_floor_cond: NECB_Default :ground_roof_cond: NECB_Default :ground_wall_cond: NECB_Default :image_name: btap_private_cli :infiltration_scale: NECB_Default :lights_scale: NECB_Default :lights_type: NECB_Default :nv_delta_temp_in_out: NECB_Default :nv_opening_fraction: NECB_Default :nv_temp_out_min: NECB_Default :nv_type: NECB_Default :oa_scale: NECB_Default :occupancy_loads_scale: NECB_Default :output_meters: [] :output_variables: [] :overhead_door_cond: NECB_Default :primary_heating_fuel: NaturalGas :pv_ground_azimuth_angle: NECB_Default :pv_ground_module_description: NECB_Default :pv_ground_tilt_angle: NECB_Default :pv_ground_total_area_pv_panels_m2: NECB_Default :pv_ground_type: NECB_Default :rotation_degrees: NECB_Default :run_annual_simulation: true :s3_bucket: '834599497928' :scale_x: NECB_Default :scale_y: NECB_Default :scale_z: NECB_Default :shw_eff: NECB_Default :skylight_cond: NECB_Default :skylight_solar_trans: NECB_Default :srr_set: NECB_Default :template: NECB2015 | reference | reference | cf72546d-0bf0-4ac9-a582-27dd0d3d727f | NECB2015 | SmallOffice | NaturalGas | Natural Gas | CAN_NS_Halifax.Dockyard.713280_CWEC2016.epw | parametric |  | NECB_Default | NECB_Default | NECB_Default | NECB_Default | NECB_Default | NECB_Default | NECB_Default | NECB_Default | NECB_Default | NECB_Default | NECB_Default | NECB_Default | NECB_Default | NECB_Default | NECB_Default | NECB_Default | NECB_Default | NECB_Default | NECB_Default | NECB_Default | NECB_Default | NECB_Default | NECB_Default | NECB_Default | NECB_Default | NECB_Default | NECB_Default | NECB_Default | NECB_Default | NECB_Default | NECB_Default | NECB_Default | NECB_Default | NECB_Default | NECB_Default | NECB_Default | NECB_Default | NECB_Default | NECB_Default | NECB_Default | NECB_Default | NECB_Default | NECB_Default | NECB_Default | NECB_Default | aws_batch | 834599497928 | btap_private_cli |  | TRUE | TRUE |  |  | 57.9534 | 13.446 | 19.2373 | 72.2648 | 511.16 | 937.0967 | 40 | SmallOffice |  |  | 0 | SmallOffice | 1 |  | 1 | NECB2015 | 0.39751 | 2357.444 | 234.4565 | 95.6899 | 68.9796 | 17.9797 | 729.0598 | 311.9541 | HALIFAX | NOVA SCOTIA | 68.866 | 6.9974 | 0 | 75.8633 | 13.5059 | 1.7662 | 0 | 15.2721 | 0 | 0.035586 | 0 | 0 | 0.3396 | 0.082694 | 0 | 0.086372 | 0.099988 | 0.12008 | 0.14062 | 0.0012521 | 0.48022 | 0.054249 | 37.8578 | 61.0692 | 40 | 0.757 |  |  |  | 0.183 |  | 0.183 | 0.247 | 2.2 |  | 0 | Halifax Dockyard | CAN | 112 | 3647 | 44.655 | -63.577 | 6 | 4000 | NS | CAN_NS_Halifax.Dockyard.713280_CWEC2016.epw | 0.48023 | 13.446 | 57.9534 | 5.5062 | 16.5468 | FALSE | FALSE | FALSE | FALSE | 5.6674 | 6.8357 | 0 | 0 | 0 | 0 | 27.73 | 25.5708 | 0.2983 | 0.011666 | 109.03 | 0 | 0.48022 | 25.17 | 19.67 | 2.67 | 2.67 |  | https://s3.console.aws.amazon.com/s3/buckets/834599497928?region=ca-central-1&prefix=phylroy.lopez/reference/reference/output/cf72546d-0bf0-4ac9-a582-27dd0d3d727f/ | 1.0.002
66 |  | TRUE | 99 | 0 | 0 | 537.0361 |  |  |  | 0.1 | 2021-09-22 20:04:29 +0000 | 438c2ebff | 0.2.14 | :adv_dx_units: NECB_Default :airloop_economizer_type: NECB_Default :algorithm_type: parametric :analysis_id: reference :analysis_name: reference :boiler_eff: NECB_Default :btap_batch_version: 1.0.002 :building_type: SmallOffice :chiller_type: NECB_Default :compute_environment: aws_batch :datapoint_id: a264f1a3-5261-441f-87ad-958691c780e7 :daylighting_type: NECB_Default :dcv_type: NECB_Default :door_construction_cond: NECB_Default :ecm_system_name: NECB_Default :electrical_loads_scale: NECB_Default :enable_costing: true :epw_file: CAN_AB_Calgary.Intl.AP.718770_CWEC2016.epw :erv_package: NECB_Default :ext_floor_cond: NECB_Default :ext_roof_cond: NECB_Default :ext_wall_cond: NECB_Default :fdwr_set: NECB_Default :fixed_wind_solar_trans: NECB_Default :fixed_window_cond: NECB_Default :furnace_eff: NECB_Default :glass_door_cond: NECB_Default :glass_door_solar_trans: NECB_Default :ground_floor_cond: NECB_Default :ground_roof_cond: NECB_Default :ground_wall_cond: NECB_Default :image_name: btap_private_cli :infiltration_scale: NECB_Default :lights_scale: NECB_Default :lights_type: NECB_Default :nv_delta_temp_in_out: NECB_Default :nv_opening_fraction: NECB_Default :nv_temp_out_min: NECB_Default :nv_type: NECB_Default :oa_scale: NECB_Default :occupancy_loads_scale: NECB_Default :output_meters: [] :output_variables: [] :overhead_door_cond: NECB_Default :primary_heating_fuel: NaturalGas :pv_ground_azimuth_angle: NECB_Default :pv_ground_module_description: NECB_Default :pv_ground_tilt_angle: NECB_Default :pv_ground_total_area_pv_panels_m2: NECB_Default :pv_ground_type: NECB_Default :rotation_degrees: NECB_Default :run_annual_simulation: true :s3_bucket: '834599497928' :scale_x: NECB_Default :scale_y: NECB_Default :scale_z: NECB_Default :shw_eff: NECB_Default :skylight_cond: NECB_Default :skylight_solar_trans: NECB_Default :srr_set: NECB_Default :template: NECB2017 | reference | reference | a264f1a3-5261-441f-87ad-958691c780e7 | NECB2017 | SmallOffice | NaturalGas | Natural Gas | CAN_AB_Calgary.Intl.AP.718770_CWEC2016.epw | parametric |  | NECB_Default | NECB_Default | NECB_Default | NECB_Default | NECB_Default | NECB_Default | NECB_Default | NECB_Default | NECB_Default | NECB_Default | NECB_Default | NECB_Default | NECB_Default | NECB_Default | NECB_Default | NECB_Default | NECB_Default | NECB_Default | NECB_Default | NECB_Default | NECB_Default | NECB_Default | NECB_Default | NECB_Default | NECB_Default | NECB_Default | NECB_Default | NECB_Default | NECB_Default | NECB_Default | NECB_Default | NECB_Default | NECB_Default | NECB_Default | NECB_Default | NECB_Default | NECB_Default | NECB_Default | NECB_Default | NECB_Default | NECB_Default | NECB_Default | NECB_Default | NECB_Default | NECB_Default | aws_batch | 834599497928 | btap_private_cli |  | TRUE | TRUE |  |  | 54.7431 | 13.4093 | 14.3356 | 66.2165 | 511.16 | 937.0967 | 33.3 | SmallOffice |  |  | 0 | SmallOffice | 1 |  | 1 | NECB2017 | 0.39751 | 2357.444 | 262.719 | 97.3725 | 68.0381 | 18.2992 | 799.2511 | 352.8223 | CALGARY | ALBERTA | 72.0549 | 6.0723 | 0 | 78.1271 | 6.8293 | 0.4332 | 0 | 7.2625 | 0 | 0.033395 | 0 | 0 | 0.32835 | 0.08332 | 0.01029 | 0.062622 | 0.099988 | 0.10003 | 0.12033 | 0.0013303 | 0.44869 | 0.057712 | 37.1376 | 55.9589 | 33.3 | 0.757 |  |  |  | 0.162 |  | 0.138 | 0.21 | 1.9 |  | 0 | Calgary Intl AP | CAN | 64 | 4781 | 51.114 | -114.02 | 7a | 5000 | AB | CAN_AB_Calgary.Intl.AP.718770_CWEC2016.epw | 0.44868 | 13.4093 | 54.7431 | 4.3905 | 18.6837 | FALSE | FALSE | TRUE | FALSE | 9.9295 | 15.7141 | 0 | 0 | 0 | 0 | 29.5 | 25.5708 | 0.2983 | 0.011666 | 109.03 | 0 | 0.44869 | 31 | 24.33 | 0.33 | 0.33 |  | https://s3.console.aws.amazon.com/s3/buckets/834599497928?region=ca-central-1&prefix=phylroy.lopez/reference/reference/output/a264f1a3-5261-441f-87ad-958691c780e7/ | 1.0.002
67 |  | TRUE | 100 | 0 | 0 | 537.0696 |  |  |  | 0.1 | 2021-09-22 20:04:06 +0000 | 438c2ebff | 0.2.14 | :adv_dx_units: NECB_Default :airloop_economizer_type: NECB_Default :algorithm_type: parametric :analysis_id: reference :analysis_name: reference :boiler_eff: NECB_Default :btap_batch_version: 1.0.002 :building_type: SmallOffice :chiller_type: NECB_Default :compute_environment: aws_batch :datapoint_id: 1024d2e5-7b2e-4845-b08e-cbb08f54859a :daylighting_type: NECB_Default :dcv_type: NECB_Default :door_construction_cond: NECB_Default :ecm_system_name: NECB_Default :electrical_loads_scale: NECB_Default :enable_costing: true :epw_file: CAN_YT_Whitehorse.Intl.AP.719640_CWEC2016.epw :erv_package: NECB_Default :ext_floor_cond: NECB_Default :ext_roof_cond: NECB_Default :ext_wall_cond: NECB_Default :fdwr_set: NECB_Default :fixed_wind_solar_trans: NECB_Default :fixed_window_cond: NECB_Default :furnace_eff: NECB_Default :glass_door_cond: NECB_Default :glass_door_solar_trans: NECB_Default :ground_floor_cond: NECB_Default :ground_roof_cond: NECB_Default :ground_wall_cond: NECB_Default :image_name: btap_private_cli :infiltration_scale: NECB_Default :lights_scale: NECB_Default :lights_type: NECB_Default :nv_delta_temp_in_out: NECB_Default :nv_opening_fraction: NECB_Default :nv_temp_out_min: NECB_Default :nv_type: NECB_Default :oa_scale: NECB_Default :occupancy_loads_scale: NECB_Default :output_meters: [] :output_variables: [] :overhead_door_cond: NECB_Default :primary_heating_fuel: Electricity :pv_ground_azimuth_angle: NECB_Default :pv_ground_module_description: NECB_Default :pv_ground_tilt_angle: NECB_Default :pv_ground_total_area_pv_panels_m2: NECB_Default :pv_ground_type: NECB_Default :rotation_degrees: NECB_Default :run_annual_simulation: true :s3_bucket: '834599497928' :scale_x: NECB_Default :scale_y: NECB_Default :scale_z: NECB_Default :shw_eff: NECB_Default :skylight_cond: NECB_Default :skylight_solar_trans: NECB_Default :srr_set: NECB_Default :template: NECB2017 | reference | reference | 1024d2e5-7b2e-4845-b08e-cbb08f54859a | NECB2017 | SmallOffice | Electricity | Electricity | CAN_YT_Whitehorse.Intl.AP.719640_CWEC2016.epw | parametric |  | NECB_Default | NECB_Default | NECB_Default | NECB_Default | NECB_Default | NECB_Default | NECB_Default | NECB_Default | NECB_Default | NECB_Default | NECB_Default | NECB_Default | NECB_Default | NECB_Default | NECB_Default | NECB_Default | NECB_Default | NECB_Default | NECB_Default | NECB_Default | NECB_Default | NECB_Default | NECB_Default | NECB_Default | NECB_Default | NECB_Default | NECB_Default | NECB_Default | NECB_Default | NECB_Default | NECB_Default | NECB_Default | NECB_Default | NECB_Default | NECB_Default | NECB_Default | NECB_Default | NECB_Default | NECB_Default | NECB_Default | NECB_Default | NECB_Default | NECB_Default | NECB_Default | NECB_Default | aws_batch | 834599497928 | btap_private_cli |  | TRUE | TRUE |  |  | 66.9105 | 10.2829 | 33.8609 | 71.2704 | 511.16 | 937.0967 | 22.8 | SmallOffice |  |  | 0 | SmallOffice | 1 |  | 1 | NECB2017 | 0.39751 | 2357.444 | 198.3197 | 11.9646 | 63.2386 | 21.7717 | 586.3675 | 291.073 | WHITEHORSE | YUKON | 7.262 | 0 | 0 | 7.262 | 16.6309 | 0 | 0 | 16.6309 | 0 | 0.017314 | 0 | 0 | 0.46688 | 0.065439 | 0.01029 | 0.1219 | 0.099988 | 0.10003 | 0 | 0 | 0.46688 | 0.051921 | 90.4376 | 0 | 22.8 | 0.757 |  |  |  | 0.162 |  | 0.138 | 0.21 | 1.9 |  | 0 | Whitehorse Intl AP | CAN | 5 | 6491 | 60.709 | -135.069 | 7b | 6580 | YT | CAN_YT_Whitehorse.Intl.AP.719640_CWEC2016.epw | 0.46689 | 10.2829 | 66.9105 | 5.362 | 14.7676 | TRUE | FALSE | FALSE | FALSE | 5.3246 | 19.8578 | 0 | 0.072613 | 0.0028397 | 26.54 | 0 | 25.5708 | 0.2983 | 0.011666 | 109.03 | 0 | 0.46688 | 24.83 | 19.5 | 0.83 | 0.83 |  | https://s3.console.aws.amazon.com/s3/buckets/834599497928?region=ca-central-1&prefix=phylroy.lopez/reference/reference/output/1024d2e5-7b2e-4845-b08e-cbb08f54859a/ | 1.0.002
68 |  | TRUE | 99 | 0 | 0 | 538.2327 |  |  |  | 0.1 | 2021-09-22 20:04:25 +0000 | 438c2ebff | 0.2.14 | :adv_dx_units: NECB_Default :airloop_economizer_type: NECB_Default :algorithm_type: parametric :analysis_id: reference :analysis_name: reference :boiler_eff: NECB_Default :btap_batch_version: 1.0.002 :building_type: SmallOffice :chiller_type: NECB_Default :compute_environment: aws_batch :datapoint_id: 05213758-9578-400f-8b32-4a2e762e23b8 :daylighting_type: NECB_Default :dcv_type: NECB_Default :door_construction_cond: NECB_Default :ecm_system_name: NECB_Default :electrical_loads_scale: NECB_Default :enable_costing: true :epw_file: CAN_NS_Halifax.Dockyard.713280_CWEC2016.epw :erv_package: NECB_Default :ext_floor_cond: NECB_Default :ext_roof_cond: NECB_Default :ext_wall_cond: NECB_Default :fdwr_set: NECB_Default :fixed_wind_solar_trans: NECB_Default :fixed_window_cond: NECB_Default :furnace_eff: NECB_Default :glass_door_cond: NECB_Default :glass_door_solar_trans: NECB_Default :ground_floor_cond: NECB_Default :ground_roof_cond: NECB_Default :ground_wall_cond: NECB_Default :image_name: btap_private_cli :infiltration_scale: NECB_Default :lights_scale: NECB_Default :lights_type: NECB_Default :nv_delta_temp_in_out: NECB_Default :nv_opening_fraction: NECB_Default :nv_temp_out_min: NECB_Default :nv_type: NECB_Default :oa_scale: NECB_Default :occupancy_loads_scale: NECB_Default :output_meters: [] :output_variables: [] :overhead_door_cond: NECB_Default :primary_heating_fuel: NaturalGas :pv_ground_azimuth_angle: NECB_Default :pv_ground_module_description: NECB_Default :pv_ground_tilt_angle: NECB_Default :pv_ground_total_area_pv_panels_m2: NECB_Default :pv_ground_type: NECB_Default :rotation_degrees: NECB_Default :run_annual_simulation: true :s3_bucket: '834599497928' :scale_x: NECB_Default :scale_y: NECB_Default :scale_z: NECB_Default :shw_eff: NECB_Default :skylight_cond: NECB_Default :skylight_solar_trans: NECB_Default :srr_set: NECB_Default :template: NECB2017 | reference | reference | 05213758-9578-400f-8b32-4a2e762e23b8 | NECB2017 | SmallOffice | NaturalGas | Natural Gas | CAN_NS_Halifax.Dockyard.713280_CWEC2016.epw | parametric |  | NECB_Default | NECB_Default | NECB_Default | NECB_Default | NECB_Default | NECB_Default | NECB_Default | NECB_Default | NECB_Default | NECB_Default | NECB_Default | NECB_Default | NECB_Default | NECB_Default | NECB_Default | NECB_Default | NECB_Default | NECB_Default | NECB_Default | NECB_Default | NECB_Default | NECB_Default | NECB_Default | NECB_Default | NECB_Default | NECB_Default | NECB_Default | NECB_Default | NECB_Default | NECB_Default | NECB_Default | NECB_Default | NECB_Default | NECB_Default | NECB_Default | NECB_Default | NECB_Default | NECB_Default | NECB_Default | NECB_Default | NECB_Default | NECB_Default | NECB_Default | NECB_Default | NECB_Default | aws_batch | 834599497928 | btap_private_cli |  | TRUE | TRUE |  |  | 45.0606 | 12.6463 | 9.8306 | 59.3693 | 511.16 | 937.0967 | 40 | SmallOffice |  |  | 0 | SmallOffice | 1 |  | 1 | NECB2017 | 0.39751 | 2357.444 | 239.7957 | 93.7273 | 68.9796 | 17.9797 | 752.2444 | 331.7621 | HALIFAX | NOVA SCOTIA | 66.1802 | 4.8606 | 0 | 71.0408 | 12.9792 | 1.2269 | 0 | 14.206 | 0 | 0.034764 | 0 | 0 | 0.32634 | 0.080249 | 0.01029 | 0.04345 | 0.099988 | 0.10003 | 0.097699 | 0.0010173 | 0.42404 | 0.054249 | 36.0472 | 46.9069 | 40 | 0.757 |  |  |  | 0.183 |  | 0.156 | 0.247 | 1.9 |  | 0 | Halifax Dockyard | CAN | 112 | 3647 | 44.655 | -63.577 | 6 | 4000 | NS | CAN_NS_Halifax.Dockyard.713280_CWEC2016.epw | 0.42404 | 12.6463 | 45.0606 | 5.5063 | 16.5464 | FALSE | FALSE | TRUE | FALSE | 5.6674 | 6.8356 | 0 | 0 | 0 | 0 | 27.73 | 25.5708 | 0.2983 | 0.011666 | 109.03 | 0 | 0.42404 | 28.67 | 22.67 | 2.5 | 2.5 |  | https://s3.console.aws.amazon.com/s3/buckets/834599497928?region=ca-central-1&prefix=phylroy.lopez/reference/reference/output/05213758-9578-400f-8b32-4a2e762e23b8/ | 1.0.002
69 |  | TRUE | 87 | 0 | 0 | 542.9454 |  |  |  | 0.1 | 2021-09-22 20:04:05 +0000 | 438c2ebff | 0.2.14 | :adv_dx_units: NECB_Default :airloop_economizer_type: NECB_Default :algorithm_type: parametric :analysis_id: reference :analysis_name: reference :boiler_eff: NECB_Default :btap_batch_version: 1.0.002 :building_type: SmallOffice :chiller_type: NECB_Default :compute_environment: aws_batch :datapoint_id: 6e0a3599-d4d1-4879-bd17-ca6de76fcc8e :daylighting_type: NECB_Default :dcv_type: NECB_Default :door_construction_cond: NECB_Default :ecm_system_name: NECB_Default :electrical_loads_scale: NECB_Default :enable_costing: true :epw_file: CAN_NS_Halifax.Dockyard.713280_CWEC2016.epw :erv_package: NECB_Default :ext_floor_cond: NECB_Default :ext_roof_cond: NECB_Default :ext_wall_cond: NECB_Default :fdwr_set: NECB_Default :fixed_wind_solar_trans: NECB_Default :fixed_window_cond: NECB_Default :furnace_eff: NECB_Default :glass_door_cond: NECB_Default :glass_door_solar_trans: NECB_Default :ground_floor_cond: NECB_Default :ground_roof_cond: NECB_Default :ground_wall_cond: NECB_Default :image_name: btap_private_cli :infiltration_scale: NECB_Default :lights_scale: NECB_Default :lights_type: NECB_Default :nv_delta_temp_in_out: NECB_Default :nv_opening_fraction: NECB_Default :nv_temp_out_min: NECB_Default :nv_type: NECB_Default :oa_scale: NECB_Default :occupancy_loads_scale: NECB_Default :output_meters: [] :output_variables: [] :overhead_door_cond: NECB_Default :primary_heating_fuel: Electricity :pv_ground_azimuth_angle: NECB_Default :pv_ground_module_description: NECB_Default :pv_ground_tilt_angle: NECB_Default :pv_ground_total_area_pv_panels_m2: NECB_Default :pv_ground_type: NECB_Default :rotation_degrees: NECB_Default :run_annual_simulation: true :s3_bucket: '834599497928' :scale_x: NECB_Default :scale_y: NECB_Default :scale_z: NECB_Default :shw_eff: NECB_Default :skylight_cond: NECB_Default :skylight_solar_trans: NECB_Default :srr_set: NECB_Default :template: BTAP1980TO2010 | reference | reference | 6e0a3599-d4d1-4879-bd17-ca6de76fcc8e | BTAP1980TO2010 | SmallOffice | Electricity | Electricity | CAN_NS_Halifax.Dockyard.713280_CWEC2016.epw | parametric |  | NECB_Default | NECB_Default | NECB_Default | NECB_Default | NECB_Default | NECB_Default | NECB_Default | NECB_Default | NECB_Default | NECB_Default | NECB_Default | NECB_Default | NECB_Default | NECB_Default | NECB_Default | NECB_Default | NECB_Default | NECB_Default | NECB_Default | NECB_Default | NECB_Default | NECB_Default | NECB_Default | NECB_Default | NECB_Default | NECB_Default | NECB_Default | NECB_Default | NECB_Default | NECB_Default | NECB_Default | NECB_Default | NECB_Default | NECB_Default | NECB_Default | NECB_Default | NECB_Default | NECB_Default | NECB_Default | NECB_Default | NECB_Default | NECB_Default | NECB_Default | NECB_Default | NECB_Default | aws_batch | 834599497928 | btap_private_cli |  | TRUE | TRUE |  |  | 61.7462 | 13.8086 | 52.9297 | 92.8118 | 511.16 | 937.0967 | 21.2 | SmallOffice |  |  | 0 | SmallOffice | 1 |  | 1 | BTAP1980TO2010 | 0.39751 | 2357.444 | 0.8691 | 17.3866 | 68.9796 | 22.2614 | 346.4268 | 236.9302 | HALIFAX | NOVA SCOTIA | 113.5124 | 0 | 0 | 113.5124 | 22.2619 | 0 | 0 | 22.2619 | 0 | 0.025882 | 0 | 0 | 0.55977 | 0.071465 | 0 | 0.19055 | 0.099949 | 0.12569 | 0 | 0 | 0.55977 | 0.046228 | 85.0211 | 0 | 21.2 | 0.678 |  |  | 2.95 | 3.822 |  | 0.267 | 0.426 | 2.95 |  | 0 | Halifax Dockyard | CAN | 112 | 3647 | 44.655 | -63.577 | 6 | 4000 | NS | CAN_NS_Halifax.Dockyard.713280_CWEC2016.epw | 0.55977 | 13.8086 | 61.7462 | 5.5062 | 16.5468 | FALSE | FALSE | FALSE | FALSE | 5.6686 | 6.8381 | 0 | 0.064651 | 0.0025271 | 23.63 | 0 | 25.5836 | 0.30213 | 0.01181 | 110.43 | 0 | 0.55977 | 2.67 | 0.17 | 0 | 0 |  | https://s3.console.aws.amazon.com/s3/buckets/834599497928?region=ca-central-1&prefix=phylroy.lopez/reference/reference/output/6e0a3599-d4d1-4879-bd17-ca6de76fcc8e/ | 1.0.002
70 |  | TRUE | 61 | 0 | 0 | 525.3761 |  |  |  | 0.1 | 2021-09-22 20:04:26 +0000 | 438c2ebff | 0.2.14 | :adv_dx_units: NECB_Default :airloop_economizer_type: NECB_Default :algorithm_type: parametric :analysis_id: reference :analysis_name: reference :boiler_eff: NECB_Default :btap_batch_version: 1.0.002 :building_type: Warehouse :chiller_type: NECB_Default :compute_environment: aws_batch :datapoint_id: ff9fc540-7e05-4540-8977-bfab755d98ac :daylighting_type: NECB_Default :dcv_type: NECB_Default :door_construction_cond: NECB_Default :ecm_system_name: NECB_Default :electrical_loads_scale: NECB_Default :enable_costing: true :epw_file: CAN_QC_Montreal-Trudeau.Intl.AP.716270_CWEC2016.epw :erv_package: NECB_Default :ext_floor_cond: NECB_Default :ext_roof_cond: NECB_Default :ext_wall_cond: NECB_Default :fdwr_set: NECB_Default :fixed_wind_solar_trans: NECB_Default :fixed_window_cond: NECB_Default :furnace_eff: NECB_Default :glass_door_cond: NECB_Default :glass_door_solar_trans: NECB_Default :ground_floor_cond: NECB_Default :ground_roof_cond: NECB_Default :ground_wall_cond: NECB_Default :image_name: btap_private_cli :infiltration_scale: NECB_Default :lights_scale: NECB_Default :lights_type: NECB_Default :nv_delta_temp_in_out: NECB_Default :nv_opening_fraction: NECB_Default :nv_temp_out_min: NECB_Default :nv_type: NECB_Default :oa_scale: NECB_Default :occupancy_loads_scale: NECB_Default :output_meters: [] :output_variables: [] :overhead_door_cond: NECB_Default :primary_heating_fuel: NaturalGas :pv_ground_azimuth_angle: NECB_Default :pv_ground_module_description: NECB_Default :pv_ground_tilt_angle: NECB_Default :pv_ground_total_area_pv_panels_m2: NECB_Default :pv_ground_type: NECB_Default :rotation_degrees: NECB_Default :run_annual_simulation: true :s3_bucket: '834599497928' :scale_x: NECB_Default :scale_y: NECB_Default :scale_z: NECB_Default :shw_eff: NECB_Default :skylight_cond: NECB_Default :skylight_solar_trans: NECB_Default :srr_set: NECB_Default :template: BTAPPRE1980 | reference | reference | ff9fc540-7e05-4540-8977-bfab755d98ac | BTAPPRE1980 | Warehouse | NaturalGas | Natural Gas | CAN_QC_Montreal-Trudeau.Intl.AP.716270_CWEC2016.epw | parametric |  | NECB_Default | NECB_Default | NECB_Default | NECB_Default | NECB_Default | NECB_Default | NECB_Default | NECB_Default | NECB_Default | NECB_Default | NECB_Default | NECB_Default | NECB_Default | NECB_Default | NECB_Default | NECB_Default | NECB_Default | NECB_Default | NECB_Default | NECB_Default | NECB_Default | NECB_Default | NECB_Default | NECB_Default | NECB_Default | NECB_Default | NECB_Default | NECB_Default | NECB_Default | NECB_Default | NECB_Default | NECB_Default | NECB_Default | NECB_Default | NECB_Default | NECB_Default | NECB_Default | NECB_Default | NECB_Default | NECB_Default | NECB_Default | NECB_Default | NECB_Default | NECB_Default | NECB_Default | aws_batch | 834599497928 | btap_private_cli |  | TRUE | TRUE |  |  | 176.9455 | 3.475 | 190.5884 | 255.1023 | 4835.13 | 7095.2421 | 3.4 | Warehouse |  |  | 1.5 | Warehouse | 1 |  | 1 | BTAPPRE1980 | 0.18734 | 37873.9042 | 0.14049 | 59.32 | 60.9991 | 2.9649 | 151.7634 | 28.3389 | MONTREAL | QUEBEC | 0.04686 | 44.3302 | 0 | 44.377 | 2.9845 | 11.6119 | 0 | 14.5964 | 0 | 0.0075717 | 0 | 0 | 0.12058 | 0.012326 | 0 | 0.88461 | 0.017571 | 0.082012 | 0.89737 | 0.0011023 | 1.018 | 0.012759 | 12.4826 | 177.2383 | 3.4 | 0.678 |  |  | 2.95 |  |  | 0.267 | 0.823 | 2.95 | 2.95 | 1.5 | Montreal-Trudeau Intl AP | CAN | 323 | 4090 | 45.471 | -73.741 | 6 | 4400 | QC | CAN_QC_Montreal-Trudeau.Intl.AP.716270_CWEC2016.epw | 1.018 | 3.475 | 176.9455 | 8.1646 | 17.6094 | TRUE | TRUE | FALSE | FALSE | 8.9901 | 10.3097 | 0 | 0 | 0 | 0 | 61.69 | 71.8324 | 0.65218 | 0.0090791 | 238.37 | 0 | 1.018 | 791.83 | 787.17 | 36 | 25.83 |  | https://s3.console.aws.amazon.com/s3/buckets/834599497928?region=ca-central-1&prefix=phylroy.lopez/reference/reference/output/ff9fc540-7e05-4540-8977-bfab755d98ac/ | 1.0.002
71 |  | TRUE | 60 | 0 | 0 | 526.2145 |  |  |  | 0.1 | 2021-09-22 20:04:01 +0000 | 438c2ebff | 0.2.14 | :adv_dx_units: NECB_Default :airloop_economizer_type: NECB_Default :algorithm_type: parametric :analysis_id: reference :analysis_name: reference :boiler_eff: NECB_Default :btap_batch_version: 1.0.002 :building_type: Warehouse :chiller_type: NECB_Default :compute_environment: aws_batch :datapoint_id: bc58e67f-dc4f-4316-a42c-f7eb53d6348f :daylighting_type: NECB_Default :dcv_type: NECB_Default :door_construction_cond: NECB_Default :ecm_system_name: NECB_Default :electrical_loads_scale: NECB_Default :enable_costing: true :epw_file: CAN_BC_Vancouver.Intl.AP.718920_CWEC2016.epw :erv_package: NECB_Default :ext_floor_cond: NECB_Default :ext_roof_cond: NECB_Default :ext_wall_cond: NECB_Default :fdwr_set: NECB_Default :fixed_wind_solar_trans: NECB_Default :fixed_window_cond: NECB_Default :furnace_eff: NECB_Default :glass_door_cond: NECB_Default :glass_door_solar_trans: NECB_Default :ground_floor_cond: NECB_Default :ground_roof_cond: NECB_Default :ground_wall_cond: NECB_Default :image_name: btap_private_cli :infiltration_scale: NECB_Default :lights_scale: NECB_Default :lights_type: NECB_Default :nv_delta_temp_in_out: NECB_Default :nv_opening_fraction: NECB_Default :nv_temp_out_min: NECB_Default :nv_type: NECB_Default :oa_scale: NECB_Default :occupancy_loads_scale: NECB_Default :output_meters: [] :output_variables: [] :overhead_door_cond: NECB_Default :primary_heating_fuel: Electricity :pv_ground_azimuth_angle: NECB_Default :pv_ground_module_description: NECB_Default :pv_ground_tilt_angle: NECB_Default :pv_ground_total_area_pv_panels_m2: NECB_Default :pv_ground_type: NECB_Default :rotation_degrees: NECB_Default :run_annual_simulation: true :s3_bucket: '834599497928' :scale_x: NECB_Default :scale_y: NECB_Default :scale_z: NECB_Default :shw_eff: NECB_Default :skylight_cond: NECB_Default :skylight_solar_trans: NECB_Default :srr_set: NECB_Default :template: BTAPPRE1980 | reference | reference | bc58e67f-dc4f-4316-a42c-f7eb53d6348f | BTAPPRE1980 | Warehouse | Electricity | Electricity | CAN_BC_Vancouver.Intl.AP.718920_CWEC2016.epw | parametric |  | NECB_Default | NECB_Default | NECB_Default | NECB_Default | NECB_Default | NECB_Default | NECB_Default | NECB_Default | NECB_Default | NECB_Default | NECB_Default | NECB_Default | NECB_Default | NECB_Default | NECB_Default | NECB_Default | NECB_Default | NECB_Default | NECB_Default | NECB_Default | NECB_Default | NECB_Default | NECB_Default | NECB_Default | NECB_Default | NECB_Default | NECB_Default | NECB_Default | NECB_Default | NECB_Default | NECB_Default | NECB_Default | NECB_Default | NECB_Default | NECB_Default | NECB_Default | NECB_Default | NECB_Default | NECB_Default | NECB_Default | NECB_Default | NECB_Default | NECB_Default | NECB_Default | NECB_Default | aws_batch | 834599497928 | btap_private_cli |  | TRUE | TRUE |  |  | 79.0645 | 2.2596 | 104.5927 | 111.3902 | 4835.13 | 7095.2421 | 3.4 | Warehouse |  |  | 1.5 | Warehouse | 1 |  | 1 | BTAPPRE1980 | 0.18734 | 37873.9042 | 0.15334 | 13.8244 | 59.1758 | 2.7362 | 101.7314 | 25.8416 | VANCOUVER | BRITISH COLUMBIA | 1.4187 | 0 | 0 | 1.4187 | 14.1667 | 0 | 0 | 14.1667 | 0 | 0.0036607 | 0 | 0 | 0.50059 | 0.011023 | 0 | 0.37653 | 0.017571 | 0.082012 | 0 | 2.0682e-06 | 0.50059 | 0.0097846 | 86.1169 | 0 | 3.4 | 0.678 |  |  | 4.09 |  |  | 0.363 | 0.994 | 4.09 | 4.09 | 1.5 | Vancouver Intl AP | CAN | 42 | 2797 | 49.195 | -123.184 | 4 | 2800 | BC | CAN_BC_Vancouver.Intl.AP.718920_CWEC2016.epw | 0.50059 | 2.2596 | 79.0645 | 5.7542 | 17.8779 | TRUE | TRUE | FALSE | FALSE | 7.1912 | 3.8575 | 0 | 0.12944 | 0.001802 | 47.31 | 0 | 71.8324 | 0.65218 | 0.0090791 | 238.37 | 0 | 0.50059 | 488.17 | 488 | 15.33 | 12.83 |  | https://s3.console.aws.amazon.com/s3/buckets/834599497928?region=ca-central-1&prefix=phylroy.lopez/reference/reference/output/bc58e67f-dc4f-4316-a42c-f7eb53d6348f/ | 1.0.002
72 |  | TRUE | 60 | 0 | 0 | 526.4883 |  |  |  | 0.1 | 2021-09-22 20:04:13 +0000 | 438c2ebff | 0.2.14 | :adv_dx_units: NECB_Default :airloop_economizer_type: NECB_Default :algorithm_type: parametric :analysis_id: reference :analysis_name: reference :boiler_eff: NECB_Default :btap_batch_version: 1.0.002 :building_type: Warehouse :chiller_type: NECB_Default :compute_environment: aws_batch :datapoint_id: a3802e55-ded1-4c09-90d0-7a322f5f1da9 :daylighting_type: NECB_Default :dcv_type: NECB_Default :door_construction_cond: NECB_Default :ecm_system_name: NECB_Default :electrical_loads_scale: NECB_Default :enable_costing: true :epw_file: CAN_AB_Edmonton.Intl.AP.711230_CWEC2016.epw :erv_package: NECB_Default :ext_floor_cond: NECB_Default :ext_roof_cond: NECB_Default :ext_wall_cond: NECB_Default :fdwr_set: NECB_Default :fixed_wind_solar_trans: NECB_Default :fixed_window_cond: NECB_Default :furnace_eff: NECB_Default :glass_door_cond: NECB_Default :glass_door_solar_trans: NECB_Default :ground_floor_cond: NECB_Default :ground_roof_cond: NECB_Default :ground_wall_cond: NECB_Default :image_name: btap_private_cli :infiltration_scale: NECB_Default :lights_scale: NECB_Default :lights_type: NECB_Default :nv_delta_temp_in_out: NECB_Default :nv_opening_fraction: NECB_Default :nv_temp_out_min: NECB_Default :nv_type: NECB_Default :oa_scale: NECB_Default :occupancy_loads_scale: NECB_Default :output_meters: [] :output_variables: [] :overhead_door_cond: NECB_Default :primary_heating_fuel: Electricity :pv_ground_azimuth_angle: NECB_Default :pv_ground_module_description: NECB_Default :pv_ground_tilt_angle: NECB_Default :pv_ground_total_area_pv_panels_m2: NECB_Default :pv_ground_type: NECB_Default :rotation_degrees: NECB_Default :run_annual_simulation: true :s3_bucket: '834599497928' :scale_x: NECB_Default :scale_y: NECB_Default :scale_z: NECB_Default :shw_eff: NECB_Default :skylight_cond: NECB_Default :skylight_solar_trans: NECB_Default :srr_set: NECB_Default :template: BTAPPRE1980 | reference | reference | a3802e55-ded1-4c09-90d0-7a322f5f1da9 | BTAPPRE1980 | Warehouse | Electricity | Electricity | CAN_AB_Edmonton.Intl.AP.711230_CWEC2016.epw | parametric |  | NECB_Default | NECB_Default | NECB_Default | NECB_Default | NECB_Default | NECB_Default | NECB_Default | NECB_Default | NECB_Default | NECB_Default | NECB_Default | NECB_Default | NECB_Default | NECB_Default | NECB_Default | NECB_Default | NECB_Default | NECB_Default | NECB_Default | NECB_Default | NECB_Default | NECB_Default | NECB_Default | NECB_Default | NECB_Default | NECB_Default | NECB_Default | NECB_Default | NECB_Default | NECB_Default | NECB_Default | NECB_Default | NECB_Default | NECB_Default | NECB_Default | NECB_Default | NECB_Default | NECB_Default | NECB_Default | NECB_Default | NECB_Default | NECB_Default | NECB_Default | NECB_Default | NECB_Default | aws_batch | 834599497928 | btap_private_cli |  | TRUE | TRUE |  |  | 108.9353 | 2.5486 | 183.3543 | 190.7848 | 4835.13 | 7095.2421 | 3.4 | Warehouse |  |  | 1.5 | Warehouse | 1 |  | 1 | BTAPPRE1980 | 0.18734 | 37873.9042 | 0.14511 | 18.5463 | 66.5982 | 2.8023 | 117.6565 | 29.5646 | EDMONTON | ALBERTA | 172.583 | 0 | 0 | 172.583 | 16.3573 | 0 | 0 | 16.3573 | 0 | 0.0033339 | 0 | 0 | 0.78641 | 0.012115 | 0 | 0.66008 | 0.017571 | 0.082012 | 0 | 2.0682e-06 | 0.78641 | 0.011299 | 118.5659 | 0 | 3.4 | 0.678 |  |  | 2.95 |  |  | 0.227 | 0.772 | 2.95 | 2.95 | 1.5 | Edmonton Intl AP | CAN | 23 | 5588 | 53.31 | -113.579 | 7a | 5120 | AB | CAN_AB_Edmonton.Intl.AP.711230_CWEC2016.epw | 0.78641 | 2.5486 | 108.9353 | 6.0844 | 16.4382 | TRUE | TRUE | FALSE | FALSE | 7.6304 | 13.4944 | 0 | 0.14947 | 0.0020808 | 54.63 | 0 | 71.8324 | 0.65218 | 0.0090791 | 238.37 | 0 | 0.78641 | 494 | 494 | 49 | 27.83 |  | https://s3.console.aws.amazon.com/s3/buckets/834599497928?region=ca-central-1&prefix=phylroy.lopez/reference/reference/output/a3802e55-ded1-4c09-90d0-7a322f5f1da9/ | 1.0.002
73 |  | TRUE | 61 | 0 | 0 | 526.1817 |  |  |  | 0.1 | 2021-09-22 20:04:24 +0000 | 438c2ebff | 0.2.14 | :adv_dx_units: NECB_Default :airloop_economizer_type: NECB_Default :algorithm_type: parametric :analysis_id: reference :analysis_name: reference :boiler_eff: NECB_Default :btap_batch_version: 1.0.002 :building_type: Warehouse :chiller_type: NECB_Default :compute_environment: aws_batch :datapoint_id: 9234cc64-085a-4bbc-bf0d-1e4194f6eca4 :daylighting_type: NECB_Default :dcv_type: NECB_Default :door_construction_cond: NECB_Default :ecm_system_name: NECB_Default :electrical_loads_scale: NECB_Default :enable_costing: true :epw_file: CAN_AB_Calgary.Intl.AP.718770_CWEC2016.epw :erv_package: NECB_Default :ext_floor_cond: NECB_Default :ext_roof_cond: NECB_Default :ext_wall_cond: NECB_Default :fdwr_set: NECB_Default :fixed_wind_solar_trans: NECB_Default :fixed_window_cond: NECB_Default :furnace_eff: NECB_Default :glass_door_cond: NECB_Default :glass_door_solar_trans: NECB_Default :ground_floor_cond: NECB_Default :ground_roof_cond: NECB_Default :ground_wall_cond: NECB_Default :image_name: btap_private_cli :infiltration_scale: NECB_Default :lights_scale: NECB_Default :lights_type: NECB_Default :nv_delta_temp_in_out: NECB_Default :nv_opening_fraction: NECB_Default :nv_temp_out_min: NECB_Default :nv_type: NECB_Default :oa_scale: NECB_Default :occupancy_loads_scale: NECB_Default :output_meters: [] :output_variables: [] :overhead_door_cond: NECB_Default :primary_heating_fuel: NaturalGas :pv_ground_azimuth_angle: NECB_Default :pv_ground_module_description: NECB_Default :pv_ground_tilt_angle: NECB_Default :pv_ground_total_area_pv_panels_m2: NECB_Default :pv_ground_type: NECB_Default :rotation_degrees: NECB_Default :run_annual_simulation: true :s3_bucket: '834599497928' :scale_x: NECB_Default :scale_y: NECB_Default :scale_z: NECB_Default :shw_eff: NECB_Default :skylight_cond: NECB_Default :skylight_solar_trans: NECB_Default :srr_set: NECB_Default :template: BTAPPRE1980 | reference | reference | 9234cc64-085a-4bbc-bf0d-1e4194f6eca4 | BTAPPRE1980 | Warehouse | NaturalGas | Natural Gas | CAN_AB_Calgary.Intl.AP.718770_CWEC2016.epw | parametric |  | NECB_Default | NECB_Default | NECB_Default | NECB_Default | NECB_Default | NECB_Default | NECB_Default | NECB_Default | NECB_Default | NECB_Default | NECB_Default | NECB_Default | NECB_Default | NECB_Default | NECB_Default | NECB_Default | NECB_Default | NECB_Default | NECB_Default | NECB_Default | NECB_Default | NECB_Default | NECB_Default | NECB_Default | NECB_Default | NECB_Default | NECB_Default | NECB_Default | NECB_Default | NECB_Default | NECB_Default | NECB_Default | NECB_Default | NECB_Default | NECB_Default | NECB_Default | NECB_Default | NECB_Default | NECB_Default | NECB_Default | NECB_Default | NECB_Default | NECB_Default | NECB_Default | NECB_Default | aws_batch | 834599497928 | btap_private_cli |  | TRUE | TRUE |  |  | 144.7167 | 2.4467 | 164.7836 | 222.4409 | 4835.13 | 7095.2421 | 3.4 | Warehouse |  |  | 1.5 | Warehouse | 1 |  | 1 | BTAPPRE1980 | 0.18734 | 37873.9042 | 0.14561 | 54.7248 | 64.4203 | 3.0726 | 150.7425 | 28.3792 | CALGARY | ALBERTA | 25.5531 | 39.5587 | 0 | 65.1117 | 2.4219 | 2.8222 | 0 | 5.2441 | 0 | 0.003549 | 0 | 0 | 0.11644 | 0.012409 | 0 | 0.77053 | 0.017571 | 0.082012 | 0.78393 | 0.00089553 | 0.90037 | 0.0134 | 11.4663 | 144.7212 | 3.4 | 0.678 |  |  | 2.95 |  |  | 0.227 | 0.772 | 2.95 | 2.95 | 1.5 | Calgary Intl AP | CAN | 64 | 4781 | 51.114 | -114.02 | 7a | 5000 | AB | CAN_AB_Calgary.Intl.AP.718770_CWEC2016.epw | 0.90037 | 2.4467 | 144.7167 | 6.0278 | 17.6014 | TRUE | TRUE | FALSE | FALSE | 8.5527 | 11.495 | 0 | 0 | 0 | 0 | 64.79 | 71.8324 | 0.65218 | 0.0090791 | 238.37 | 0 | 0.90037 | 569.5 | 569.17 | 34.83 | 25.33 |  | https://s3.console.aws.amazon.com/s3/buckets/834599497928?region=ca-central-1&prefix=phylroy.lopez/reference/reference/output/9234cc64-085a-4bbc-bf0d-1e4194f6eca4/ | 1.0.002
74 |  | TRUE | 62 | 0 | 0 | 526.8599 |  |  |  | 0.1 | 2021-09-22 20:04:11 +0000 | 438c2ebff | 0.2.14 | :adv_dx_units: NECB_Default :airloop_economizer_type: NECB_Default :algorithm_type: parametric :analysis_id: reference :analysis_name: reference :boiler_eff: NECB_Default :btap_batch_version: 1.0.002 :building_type: Warehouse :chiller_type: NECB_Default :compute_environment: aws_batch :datapoint_id: f5310c8b-eaf2-4288-8e29-56586f7d1a36 :daylighting_type: NECB_Default :dcv_type: NECB_Default :door_construction_cond: NECB_Default :ecm_system_name: NECB_Default :electrical_loads_scale: NECB_Default :enable_costing: true :epw_file: CAN_QC_Montreal-Trudeau.Intl.AP.716270_CWEC2016.epw :erv_package: NECB_Default :ext_floor_cond: NECB_Default :ext_roof_cond: NECB_Default :ext_wall_cond: NECB_Default :fdwr_set: NECB_Default :fixed_wind_solar_trans: NECB_Default :fixed_window_cond: NECB_Default :furnace_eff: NECB_Default :glass_door_cond: NECB_Default :glass_door_solar_trans: NECB_Default :ground_floor_cond: NECB_Default :ground_roof_cond: NECB_Default :ground_wall_cond: NECB_Default :image_name: btap_private_cli :infiltration_scale: NECB_Default :lights_scale: NECB_Default :lights_type: NECB_Default :nv_delta_temp_in_out: NECB_Default :nv_opening_fraction: NECB_Default :nv_temp_out_min: NECB_Default :nv_type: NECB_Default :oa_scale: NECB_Default :occupancy_loads_scale: NECB_Default :output_meters: [] :output_variables: [] :overhead_door_cond: NECB_Default :primary_heating_fuel: Electricity :pv_ground_azimuth_angle: NECB_Default :pv_ground_module_description: NECB_Default :pv_ground_tilt_angle: NECB_Default :pv_ground_total_area_pv_panels_m2: NECB_Default :pv_ground_type: NECB_Default :rotation_degrees: NECB_Default :run_annual_simulation: true :s3_bucket: '834599497928' :scale_x: NECB_Default :scale_y: NECB_Default :scale_z: NECB_Default :shw_eff: NECB_Default :skylight_cond: NECB_Default :skylight_solar_trans: NECB_Default :srr_set: NECB_Default :template: BTAPPRE1980 | reference | reference | f5310c8b-eaf2-4288-8e29-56586f7d1a36 | BTAPPRE1980 | Warehouse | Electricity | Electricity | CAN_QC_Montreal-Trudeau.Intl.AP.716270_CWEC2016.epw | parametric |  | NECB_Default | NECB_Default | NECB_Default | NECB_Default | NECB_Default | NECB_Default | NECB_Default | NECB_Default | NECB_Default | NECB_Default | NECB_Default | NECB_Default | NECB_Default | NECB_Default | NECB_Default | NECB_Default | NECB_Default | NECB_Default | NECB_Default | NECB_Default | NECB_Default | NECB_Default | NECB_Default | NECB_Default | NECB_Default | NECB_Default | NECB_Default | NECB_Default | NECB_Default | NECB_Default | NECB_Default | NECB_Default | NECB_Default | NECB_Default | NECB_Default | NECB_Default | NECB_Default | NECB_Default | NECB_Default | NECB_Default | NECB_Default | NECB_Default | NECB_Default | NECB_Default | NECB_Default | aws_batch | 834599497928 | btap_private_cli |  | TRUE | TRUE |  |  | 135.6121 | 3.475 | 190.3155 | 198.6698 | 4835.13 | 7095.2421 | 3.4 | Warehouse |  |  | 1.5 | Warehouse | 1 |  | 1 | BTAPPRE1980 | 0.18734 | 37873.9042 | 0.14049 | 22.006 | 60.9991 | 2.7401 | 117.4617 | 31.576 | MONTREAL | QUEBEC | 0.31663 | 0 | 0 | 0.31663 | 20.1662 | 0 | 0 | 20.1662 | 0 | 0.0075717 | 0 | 0 | 0.8148 | 0.012136 | 0 | 0.68513 | 0.017571 | 0.082012 | 0 | 2.0682e-06 | 0.8148 | 0.010368 | 145.7673 | 0 | 3.4 | 0.678 |  |  | 2.95 |  |  | 0.267 | 0.823 | 2.95 | 2.95 | 1.5 | Montreal-Trudeau Intl AP | CAN | 323 | 4090 | 45.471 | -73.741 | 6 | 4400 | QC | CAN_QC_Montreal-Trudeau.Intl.AP.716270_CWEC2016.epw | 0.8148 | 3.475 | 135.6121 | 8.1646 | 17.6094 | TRUE | TRUE | FALSE | FALSE | 8.9901 | 10.3097 | 0 | 0.13715 | 0.0019094 | 50.13 | 0 | 71.8324 | 0.65218 | 0.0090791 | 238.37 | 0 | 0.8148 | 791.83 | 787.17 | 4.33 | 3 |  | https://s3.console.aws.amazon.com/s3/buckets/834599497928?region=ca-central-1&prefix=phylroy.lopez/reference/reference/output/f5310c8b-eaf2-4288-8e29-56586f7d1a36/ | 1.0.002
75 |  | TRUE | 59 | 0 | 0 | 526.5931 |  |  |  | 0.1 | 2021-09-22 20:04:16 +0000 | 438c2ebff | 0.2.14 | :adv_dx_units: NECB_Default :airloop_economizer_type: NECB_Default :algorithm_type: parametric :analysis_id: reference :analysis_name: reference :boiler_eff: NECB_Default :btap_batch_version: 1.0.002 :building_type: Warehouse :chiller_type: NECB_Default :compute_environment: aws_batch :datapoint_id: cd70ad02-c198-4b05-bebd-26117314f704 :daylighting_type: NECB_Default :dcv_type: NECB_Default :door_construction_cond: NECB_Default :ecm_system_name: NECB_Default :electrical_loads_scale: NECB_Default :enable_costing: true :epw_file: CAN_AB_Edmonton.Intl.AP.711230_CWEC2016.epw :erv_package: NECB_Default :ext_floor_cond: NECB_Default :ext_roof_cond: NECB_Default :ext_wall_cond: NECB_Default :fdwr_set: NECB_Default :fixed_wind_solar_trans: NECB_Default :fixed_window_cond: NECB_Default :furnace_eff: NECB_Default :glass_door_cond: NECB_Default :glass_door_solar_trans: NECB_Default :ground_floor_cond: NECB_Default :ground_roof_cond: NECB_Default :ground_wall_cond: NECB_Default :image_name: btap_private_cli :infiltration_scale: NECB_Default :lights_scale: NECB_Default :lights_type: NECB_Default :nv_delta_temp_in_out: NECB_Default :nv_opening_fraction: NECB_Default :nv_temp_out_min: NECB_Default :nv_type: NECB_Default :oa_scale: NECB_Default :occupancy_loads_scale: NECB_Default :output_meters: [] :output_variables: [] :overhead_door_cond: NECB_Default :primary_heating_fuel: NaturalGas :pv_ground_azimuth_angle: NECB_Default :pv_ground_module_description: NECB_Default :pv_ground_tilt_angle: NECB_Default :pv_ground_total_area_pv_panels_m2: NECB_Default :pv_ground_type: NECB_Default :rotation_degrees: NECB_Default :run_annual_simulation: true :s3_bucket: '834599497928' :scale_x: NECB_Default :scale_y: NECB_Default :scale_z: NECB_Default :shw_eff: NECB_Default :skylight_cond: NECB_Default :skylight_solar_trans: NECB_Default :srr_set: NECB_Default :template: BTAPPRE1980 | reference | reference | cd70ad02-c198-4b05-bebd-26117314f704 | BTAPPRE1980 | Warehouse | NaturalGas | Natural Gas | CAN_AB_Edmonton.Intl.AP.711230_CWEC2016.epw | parametric |  | NECB_Default | NECB_Default | NECB_Default | NECB_Default | NECB_Default | NECB_Default | NECB_Default | NECB_Default | NECB_Default | NECB_Default | NECB_Default | NECB_Default | NECB_Default | NECB_Default | NECB_Default | NECB_Default | NECB_Default | NECB_Default | NECB_Default | NECB_Default | NECB_Default | NECB_Default | NECB_Default | NECB_Default | NECB_Default | NECB_Default | NECB_Default | NECB_Default | NECB_Default | NECB_Default | NECB_Default | NECB_Default | NECB_Default | NECB_Default | NECB_Default | NECB_Default | NECB_Default | NECB_Default | NECB_Default | NECB_Default | NECB_Default | NECB_Default | NECB_Default | NECB_Default | NECB_Default | aws_batch | 834599497928 | btap_private_cli |  | TRUE | TRUE |  |  | 138.7811 | 2.5486 | 183.6277 | 244.7297 | 4835.13 | 7095.2421 | 3.4 | Warehouse |  |  | 1.5 | Warehouse | 1 |  | 1 | BTAPPRE1980 | 0.18734 | 37873.9042 | 0.14511 | 50.4401 | 66.5982 | 3.0851 | 147.2087 | 26.9402 | EDMONTON | ALBERTA | 25.5077 | 43.6182 | 0 | 69.1258 | 2.4176 | 3.1118 | 0 | 5.5294 | 0 | 0.0033298 | 0 | 0 | 0.11623 | 0.012302 | 0 | 0.8505 | 0.017571 | 0.082012 | 0.86438 | 0.0010176 | 0.98061 | 0.013878 | 11.5518 | 139.1586 | 3.4 | 0.678 |  |  | 2.95 |  |  | 0.227 | 0.772 | 2.95 | 2.95 | 1.5 | Edmonton Intl AP | CAN | 23 | 5588 | 53.31 | -113.579 | 7a | 5120 | AB | CAN_AB_Edmonton.Intl.AP.711230_CWEC2016.epw | 0.98061 | 2.5486 | 138.7811 | 6.0844 | 16.4382 | TRUE | TRUE | FALSE | FALSE | 7.6304 | 13.4944 | 0 | 0 | 0 | 0 | 67.1 | 71.8324 | 0.65218 | 0.0090791 | 238.37 | 0 | 0.98061 | 493.83 | 493.83 | 94.5 | 62.17 |  | https://s3.console.aws.amazon.com/s3/buckets/834599497928?region=ca-central-1&prefix=phylroy.lopez/reference/reference/output/cd70ad02-c198-4b05-bebd-26117314f704/ | 1.0.002
76 |  | TRUE | 58 | 0 | 0 | 526.5477 |  |  |  | 0.1 | 2021-09-22 20:04:08 +0000 | 438c2ebff | 0.2.14 | :adv_dx_units: NECB_Default :airloop_economizer_type: NECB_Default :algorithm_type: parametric :analysis_id: reference :analysis_name: reference :boiler_eff: NECB_Default :btap_batch_version: 1.0.002 :building_type: Warehouse :chiller_type: NECB_Default :compute_environment: aws_batch :datapoint_id: c3897795-615b-4000-ada2-a4a42d142f42 :daylighting_type: NECB_Default :dcv_type: NECB_Default :door_construction_cond: NECB_Default :ecm_system_name: NECB_Default :electrical_loads_scale: NECB_Default :enable_costing: true :epw_file: CAN_BC_Vancouver.Intl.AP.718920_CWEC2016.epw :erv_package: NECB_Default :ext_floor_cond: NECB_Default :ext_roof_cond: NECB_Default :ext_wall_cond: NECB_Default :fdwr_set: NECB_Default :fixed_wind_solar_trans: NECB_Default :fixed_window_cond: NECB_Default :furnace_eff: NECB_Default :glass_door_cond: NECB_Default :glass_door_solar_trans: NECB_Default :ground_floor_cond: NECB_Default :ground_roof_cond: NECB_Default :ground_wall_cond: NECB_Default :image_name: btap_private_cli :infiltration_scale: NECB_Default :lights_scale: NECB_Default :lights_type: NECB_Default :nv_delta_temp_in_out: NECB_Default :nv_opening_fraction: NECB_Default :nv_temp_out_min: NECB_Default :nv_type: NECB_Default :oa_scale: NECB_Default :occupancy_loads_scale: NECB_Default :output_meters: [] :output_variables: [] :overhead_door_cond: NECB_Default :primary_heating_fuel: NaturalGas :pv_ground_azimuth_angle: NECB_Default :pv_ground_module_description: NECB_Default :pv_ground_tilt_angle: NECB_Default :pv_ground_total_area_pv_panels_m2: NECB_Default :pv_ground_type: NECB_Default :rotation_degrees: NECB_Default :run_annual_simulation: true :s3_bucket: '834599497928' :scale_x: NECB_Default :scale_y: NECB_Default :scale_z: NECB_Default :shw_eff: NECB_Default :skylight_cond: NECB_Default :skylight_solar_trans: NECB_Default :srr_set: NECB_Default :template: BTAPPRE1980 | reference | reference | c3897795-615b-4000-ada2-a4a42d142f42 | BTAPPRE1980 | Warehouse | NaturalGas | Natural Gas | CAN_BC_Vancouver.Intl.AP.718920_CWEC2016.epw | parametric |  | NECB_Default | NECB_Default | NECB_Default | NECB_Default | NECB_Default | NECB_Default | NECB_Default | NECB_Default | NECB_Default | NECB_Default | NECB_Default | NECB_Default | NECB_Default | NECB_Default | NECB_Default | NECB_Default | NECB_Default | NECB_Default | NECB_Default | NECB_Default | NECB_Default | NECB_Default | NECB_Default | NECB_Default | NECB_Default | NECB_Default | NECB_Default | NECB_Default | NECB_Default | NECB_Default | NECB_Default | NECB_Default | NECB_Default | NECB_Default | NECB_Default | NECB_Default | NECB_Default | NECB_Default | NECB_Default | NECB_Default | NECB_Default | NECB_Default | NECB_Default | NECB_Default | NECB_Default | aws_batch | 834599497928 | btap_private_cli |  | TRUE | TRUE |  |  | 74.1536 | 2.2596 | 104.7536 | 139.6165 | 4835.13 | 7095.2421 | 3.4 | Warehouse |  |  | 1.5 | Warehouse | 1 |  | 1 | BTAPPRE1980 | 0.18734 | 37873.9042 | 0.15334 | 38.6868 | 59.1758 | 2.9994 | 124.6194 | 23.6041 | VANCOUVER | BRITISH COLUMBIA | 0.34021 | 24.3074 | 0 | 24.6476 | 3.3974 | 5.4531 | 0 | 8.8505 | 0 | 0.0036607 | 0 | 0 | 0.12005 | 0.011127 | 0 | 0.47009 | 0.017571 | 0.082012 | 0.48215 | 0.0056793 | 0.6022 | 0.012058 | 11.1666 | 74.3008 | 3.4 | 0.678 |  |  | 4.09 |  |  | 0.363 | 0.994 | 4.09 | 4.09 | 1.5 | Vancouver Intl AP | CAN | 42 | 2797 | 49.195 | -123.184 | 4 | 2800 | BC | CAN_BC_Vancouver.Intl.AP.718920_CWEC2016.epw | 0.6022 | 2.2596 | 74.1536 | 5.7542 | 17.8779 | TRUE | TRUE | FALSE | FALSE | 7.1912 | 3.8575 | 0 | 0 | 0 | 0 | 58.3 | 71.8324 | 0.65218 | 0.0090791 | 238.37 | 0 | 0.6022 | 488.17 | 488 | 92.33 | 60.33 |  | https://s3.console.aws.amazon.com/s3/buckets/834599497928?region=ca-central-1&prefix=phylroy.lopez/reference/reference/output/c3897795-615b-4000-ada2-a4a42d142f42/ | 1.0.002
77 |  | TRUE | 61 | 0 | 0 | 527.4307 |  |  |  | 0.1 | 2021-09-22 20:04:23 +0000 | 438c2ebff | 0.2.14 | :adv_dx_units: NECB_Default :airloop_economizer_type: NECB_Default :algorithm_type: parametric :analysis_id: reference :analysis_name: reference :boiler_eff: NECB_Default :btap_batch_version: 1.0.002 :building_type: Warehouse :chiller_type: NECB_Default :compute_environment: aws_batch :datapoint_id: cd242166-e584-4cbe-a502-1b544dde191b :daylighting_type: NECB_Default :dcv_type: NECB_Default :door_construction_cond: NECB_Default :ecm_system_name: NECB_Default :electrical_loads_scale: NECB_Default :enable_costing: true :epw_file: CAN_NS_Halifax.Dockyard.713280_CWEC2016.epw :erv_package: NECB_Default :ext_floor_cond: NECB_Default :ext_roof_cond: NECB_Default :ext_wall_cond: NECB_Default :fdwr_set: NECB_Default :fixed_wind_solar_trans: NECB_Default :fixed_window_cond: NECB_Default :furnace_eff: NECB_Default :glass_door_cond: NECB_Default :glass_door_solar_trans: NECB_Default :ground_floor_cond: NECB_Default :ground_roof_cond: NECB_Default :ground_wall_cond: NECB_Default :image_name: btap_private_cli :infiltration_scale: NECB_Default :lights_scale: NECB_Default :lights_type: NECB_Default :nv_delta_temp_in_out: NECB_Default :nv_opening_fraction: NECB_Default :nv_temp_out_min: NECB_Default :nv_type: NECB_Default :oa_scale: NECB_Default :occupancy_loads_scale: NECB_Default :output_meters: [] :output_variables: [] :overhead_door_cond: NECB_Default :primary_heating_fuel: NaturalGas :pv_ground_azimuth_angle: NECB_Default :pv_ground_module_description: NECB_Default :pv_ground_tilt_angle: NECB_Default :pv_ground_total_area_pv_panels_m2: NECB_Default :pv_ground_type: NECB_Default :rotation_degrees: NECB_Default :run_annual_simulation: true :s3_bucket: '834599497928' :scale_x: NECB_Default :scale_y: NECB_Default :scale_z: NECB_Default :shw_eff: NECB_Default :skylight_cond: NECB_Default :skylight_solar_trans: NECB_Default :srr_set: NECB_Default :template: BTAPPRE1980 | reference | reference | cd242166-e584-4cbe-a502-1b544dde191b | BTAPPRE1980 | Warehouse | NaturalGas | Natural Gas | CAN_NS_Halifax.Dockyard.713280_CWEC2016.epw | parametric |  | NECB_Default | NECB_Default | NECB_Default | NECB_Default | NECB_Default | NECB_Default | NECB_Default | NECB_Default | NECB_Default | NECB_Default | NECB_Default | NECB_Default | NECB_Default | NECB_Default | NECB_Default | NECB_Default | NECB_Default | NECB_Default | NECB_Default | NECB_Default | NECB_Default | NECB_Default | NECB_Default | NECB_Default | NECB_Default | NECB_Default | NECB_Default | NECB_Default | NECB_Default | NECB_Default | NECB_Default | NECB_Default | NECB_Default | NECB_Default | NECB_Default | NECB_Default | NECB_Default | NECB_Default | NECB_Default | NECB_Default | NECB_Default | NECB_Default | NECB_Default | NECB_Default | NECB_Default | aws_batch | 834599497928 | btap_private_cli |  | TRUE | TRUE |  |  | 143.8742 | 2.5477 | 143.2358 | 194.7782 | 4835.13 | 7095.2421 | 3.4 | Warehouse |  |  | 1.5 | Warehouse | 1 |  | 1 | BTAPPRE1980 | 0.18734 | 37873.9042 | 0.14172 | 53.2658 | 64.9033 | 3.0035 | 146.3424 | 25.0281 | HALIFAX | NOVA SCOTIA | 23.5921 | 34.0583 | 0 | 57.6504 | 4.6268 | 8.5966 | 0 | 13.2235 | 0 | 0.0042667 | 0 | 0 | 0.11634 | 0.011594 | 0 | 0.67185 | 0.017571 | 0.082012 | 0.68444 | 0.00089553 | 0.80079 | 0.012595 | 11.4969 | 143.8787 | 3.4 | 0.678 |  |  | 2.95 |  |  | 0.267 | 0.823 | 2.95 | 2.95 | 1.5 | Halifax Dockyard | CAN | 112 | 3647 | 44.655 | -63.577 | 6 | 4000 | NS | CAN_NS_Halifax.Dockyard.713280_CWEC2016.epw | 0.80078 | 2.5477 | 143.8742 | 7.1132 | 16.3126 | TRUE | TRUE | FALSE | FALSE | 4.502 | 3.3115 | 0 | 0 | 0 | 0 | 60.9 | 71.8324 | 0.65218 | 0.0090791 | 238.37 | 0 | 0.80079 | 539.17 | 538.33 | 58.17 | 46.17 |  | https://s3.console.aws.amazon.com/s3/buckets/834599497928?region=ca-central-1&prefix=phylroy.lopez/reference/reference/output/cd242166-e584-4cbe-a502-1b544dde191b/ | 1.0.002
78 |  | TRUE | 62 | 0 | 0 | 527.7723 |  |  |  | 0.1 | 2021-09-22 20:04:15 +0000 | 438c2ebff | 0.2.14 | :adv_dx_units: NECB_Default :airloop_economizer_type: NECB_Default :algorithm_type: parametric :analysis_id: reference :analysis_name: reference :boiler_eff: NECB_Default :btap_batch_version: 1.0.002 :building_type: Warehouse :chiller_type: NECB_Default :compute_environment: aws_batch :datapoint_id: 3080bb13-a799-48aa-95a8-a132c31b5356 :daylighting_type: NECB_Default :dcv_type: NECB_Default :door_construction_cond: NECB_Default :ecm_system_name: NECB_Default :electrical_loads_scale: NECB_Default :enable_costing: true :epw_file: CAN_NS_Halifax.Dockyard.713280_CWEC2016.epw :erv_package: NECB_Default :ext_floor_cond: NECB_Default :ext_roof_cond: NECB_Default :ext_wall_cond: NECB_Default :fdwr_set: NECB_Default :fixed_wind_solar_trans: NECB_Default :fixed_window_cond: NECB_Default :furnace_eff: NECB_Default :glass_door_cond: NECB_Default :glass_door_solar_trans: NECB_Default :ground_floor_cond: NECB_Default :ground_roof_cond: NECB_Default :ground_wall_cond: NECB_Default :image_name: btap_private_cli :infiltration_scale: NECB_Default :lights_scale: NECB_Default :lights_type: NECB_Default :nv_delta_temp_in_out: NECB_Default :nv_opening_fraction: NECB_Default :nv_temp_out_min: NECB_Default :nv_type: NECB_Default :oa_scale: NECB_Default :occupancy_loads_scale: NECB_Default :output_meters: [] :output_variables: [] :overhead_door_cond: NECB_Default :primary_heating_fuel: Electricity :pv_ground_azimuth_angle: NECB_Default :pv_ground_module_description: NECB_Default :pv_ground_tilt_angle: NECB_Default :pv_ground_total_area_pv_panels_m2: NECB_Default :pv_ground_type: NECB_Default :rotation_degrees: NECB_Default :run_annual_simulation: true :s3_bucket: '834599497928' :scale_x: NECB_Default :scale_y: NECB_Default :scale_z: NECB_Default :shw_eff: NECB_Default :skylight_cond: NECB_Default :skylight_solar_trans: NECB_Default :srr_set: NECB_Default :template: BTAPPRE1980 | reference | reference | 3080bb13-a799-48aa-95a8-a132c31b5356 | BTAPPRE1980 | Warehouse | Electricity | Electricity | CAN_NS_Halifax.Dockyard.713280_CWEC2016.epw | parametric |  | NECB_Default | NECB_Default | NECB_Default | NECB_Default | NECB_Default | NECB_Default | NECB_Default | NECB_Default | NECB_Default | NECB_Default | NECB_Default | NECB_Default | NECB_Default | NECB_Default | NECB_Default | NECB_Default | NECB_Default | NECB_Default | NECB_Default | NECB_Default | NECB_Default | NECB_Default | NECB_Default | NECB_Default | NECB_Default | NECB_Default | NECB_Default | NECB_Default | NECB_Default | NECB_Default | NECB_Default | NECB_Default | NECB_Default | NECB_Default | NECB_Default | NECB_Default | NECB_Default | NECB_Default | NECB_Default | NECB_Default | NECB_Default | NECB_Default | NECB_Default | NECB_Default | NECB_Default | aws_batch | 834599497928 | btap_private_cli |  | TRUE | TRUE |  |  | 112.8899 | 2.5477 | 143.0646 | 150.266 | 4835.13 | 7095.2421 | 3.4 | Warehouse |  |  | 1.5 | Warehouse | 1 |  | 1 | BTAPPRE1980 | 0.18734 | 37873.9042 | 0.14172 | 18.7242 | 64.9033 | 2.7713 | 114.3235 | 27.783 | HALIFAX | NOVA SCOTIA | 129.892 | 0 | 0 | 129.892 | 25.4742 | 0 | 0 | 25.4742 | 0 | 0.0042708 | 0 | 0 | 0.64054 | 0.011419 | 0 | 0.51503 | 0.017571 | 0.082012 | 0 | 2.0682e-06 | 0.64054 | 0.010233 | 120.7393 | 0 | 3.4 | 0.678 |  |  | 2.95 |  |  | 0.267 | 0.823 | 2.95 | 2.95 | 1.5 | Halifax Dockyard | CAN | 112 | 3647 | 44.655 | -63.577 | 6 | 4000 | NS | CAN_NS_Halifax.Dockyard.713280_CWEC2016.epw | 0.64054 | 2.5477 | 112.8899 | 7.1132 | 16.3126 | TRUE | TRUE | FALSE | FALSE | 4.502 | 3.3115 | 0 | 0.13538 | 0.0018846 | 49.48 | 0 | 71.8324 | 0.65218 | 0.0090791 | 238.37 | 0 | 0.64054 | 539.83 | 539 | 5.33 | 3.83 |  | https://s3.console.aws.amazon.com/s3/buckets/834599497928?region=ca-central-1&prefix=phylroy.lopez/reference/reference/output/3080bb13-a799-48aa-95a8-a132c31b5356/ | 1.0.002
79 |  | TRUE | 187 | 0 | 0 | 598.4433 |  |  |  | 0.1 | 2021-09-22 20:05:40 +0000 | 438c2ebff | 0.2.14 | :adv_dx_units: NECB_Default :airloop_economizer_type: NECB_Default :algorithm_type: parametric :analysis_id: reference :analysis_name: reference :boiler_eff: NECB_Default :btap_batch_version: 1.0.002 :building_type: MediumOffice :chiller_type: NECB_Default :compute_environment: aws_batch :datapoint_id: a4b1b03b-7d9c-46d0-9c45-abee22fe9e56 :daylighting_type: NECB_Default :dcv_type: NECB_Default :door_construction_cond: NECB_Default :ecm_system_name: NECB_Default :electrical_loads_scale: NECB_Default :enable_costing: true :epw_file: CAN_BC_Vancouver.Intl.AP.718920_CWEC2016.epw :erv_package: NECB_Default :ext_floor_cond: NECB_Default :ext_roof_cond: NECB_Default :ext_wall_cond: NECB_Default :fdwr_set: NECB_Default :fixed_wind_solar_trans: NECB_Default :fixed_window_cond: NECB_Default :furnace_eff: NECB_Default :glass_door_cond: NECB_Default :glass_door_solar_trans: NECB_Default :ground_floor_cond: NECB_Default :ground_roof_cond: NECB_Default :ground_wall_cond: NECB_Default :image_name: btap_private_cli :infiltration_scale: NECB_Default :lights_scale: NECB_Default :lights_type: NECB_Default :nv_delta_temp_in_out: NECB_Default :nv_opening_fraction: NECB_Default :nv_temp_out_min: NECB_Default :nv_type: NECB_Default :oa_scale: NECB_Default :occupancy_loads_scale: NECB_Default :output_meters: [] :output_variables: [] :overhead_door_cond: NECB_Default :primary_heating_fuel: Electricity :pv_ground_azimuth_angle: NECB_Default :pv_ground_module_description: NECB_Default :pv_ground_tilt_angle: NECB_Default :pv_ground_total_area_pv_panels_m2: NECB_Default :pv_ground_type: NECB_Default :rotation_degrees: NECB_Default :run_annual_simulation: true :s3_bucket: '834599497928' :scale_x: NECB_Default :scale_y: NECB_Default :scale_z: NECB_Default :shw_eff: NECB_Default :skylight_cond: NECB_Default :skylight_solar_trans: NECB_Default :srr_set: NECB_Default :template: BTAP1980TO2010 | reference | reference | a4b1b03b-7d9c-46d0-9c45-abee22fe9e56 | BTAP1980TO2010 | MediumOffice | Electricity | Electricity | CAN_BC_Vancouver.Intl.AP.718920_CWEC2016.epw | parametric |  | NECB_Default | NECB_Default | NECB_Default | NECB_Default | NECB_Default | NECB_Default | NECB_Default | NECB_Default | NECB_Default | NECB_Default | NECB_Default | NECB_Default | NECB_Default | NECB_Default | NECB_Default | NECB_Default | NECB_Default | NECB_Default | NECB_Default | NECB_Default | NECB_Default | NECB_Default | NECB_Default | NECB_Default | NECB_Default | NECB_Default | NECB_Default | NECB_Default | NECB_Default | NECB_Default | NECB_Default | NECB_Default | NECB_Default | NECB_Default | NECB_Default | NECB_Default | NECB_Default | NECB_Default | NECB_Default | NECB_Default | NECB_Default | NECB_Default | NECB_Default | NECB_Default | NECB_Default | aws_batch | 834599497928 | btap_private_cli |  | TRUE | TRUE |  |  | 31.5741 | 11.2866 | 24.2062 | 50.0544 | 4982.19 | 3638.3973 | 33 | MediumOffice |  |  | 0 | MediumOffice | 3 |  | 3 | BTAP1980TO2010 | 0.1843 | 19741.4134 | 1.1291 | 47.5537 | 63.3241 | 11.8007 | 270.2868 | 146.4792 | VANCOUVER | BRITISH COLUMBIA | 1.1245 | 0 | 0 | 1.1245 | 11.2293 | 0 | 0 | 11.2293 | 0 | 0.0086006 | 0 | 0 | 0.3968 | 0.038989 | 0 | 0.087142 | 0.099954 | 0.11619 | 0 | 0.0037273 | 0.3968 | 0.041737 | 51.7559 | 0 | 33 | 0.678 | [5 empty] | 0.363 | 0.568 | 4.09 |  | 0 | Vancouver Intl AP | CAN | 42 | 2797 | 49.195 | -123.184 | 4 | 2800 | BC | CAN_BC_Vancouver.Intl.AP.718920_CWEC2016.epw | 0.39679 | 11.2866 | 31.5741 | 13.4657 | 20.9238 | TRUE | FALSE | FALSE | FALSE | 10.3793 | 7.5719 | 0 | 0.56892 | 0.0022815 | 207.94 | 0 | 249.3589 | 2.9448 | 0.011809 | 1076.31 | 0.00045964 | 0.3968 | 11.83 | 9.67 | 0 | 0 |  | https://s3.console.aws.amazon.com/s3/buckets/834599497928?region=ca-central-1&prefix=phylroy.lopez/reference/reference/output/a4b1b03b-7d9c-46d0-9c45-abee22fe9e56/ | 1.0.002
80 |  | TRUE | 182 | 0 | 0 | 598.7959 |  |  |  | 0.1 | 2021-09-22 20:05:30 +0000 | 438c2ebff | 0.2.14 | :adv_dx_units: NECB_Default :airloop_economizer_type: NECB_Default :algorithm_type: parametric :analysis_id: reference :analysis_name: reference :boiler_eff: NECB_Default :btap_batch_version: 1.0.002 :building_type: MediumOffice :chiller_type: NECB_Default :compute_environment: aws_batch :datapoint_id: c0609be9-c253-4d81-8233-6a61089984c1 :daylighting_type: NECB_Default :dcv_type: NECB_Default :door_construction_cond: NECB_Default :ecm_system_name: NECB_Default :electrical_loads_scale: NECB_Default :enable_costing: true :epw_file: CAN_AB_Edmonton.Intl.AP.711230_CWEC2016.epw :erv_package: NECB_Default :ext_floor_cond: NECB_Default :ext_roof_cond: NECB_Default :ext_wall_cond: NECB_Default :fdwr_set: NECB_Default :fixed_wind_solar_trans: NECB_Default :fixed_window_cond: NECB_Default :furnace_eff: NECB_Default :glass_door_cond: NECB_Default :glass_door_solar_trans: NECB_Default :ground_floor_cond: NECB_Default :ground_roof_cond: NECB_Default :ground_wall_cond: NECB_Default :image_name: btap_private_cli :infiltration_scale: NECB_Default :lights_scale: NECB_Default :lights_type: NECB_Default :nv_delta_temp_in_out: NECB_Default :nv_opening_fraction: NECB_Default :nv_temp_out_min: NECB_Default :nv_type: NECB_Default :oa_scale: NECB_Default :occupancy_loads_scale: NECB_Default :output_meters: [] :output_variables: [] :overhead_door_cond: NECB_Default :primary_heating_fuel: Electricity :pv_ground_azimuth_angle: NECB_Default :pv_ground_module_description: NECB_Default :pv_ground_tilt_angle: NECB_Default :pv_ground_total_area_pv_panels_m2: NECB_Default :pv_ground_type: NECB_Default :rotation_degrees: NECB_Default :run_annual_simulation: true :s3_bucket: '834599497928' :scale_x: NECB_Default :scale_y: NECB_Default :scale_z: NECB_Default :shw_eff: NECB_Default :skylight_cond: NECB_Default :skylight_solar_trans: NECB_Default :srr_set: NECB_Default :template: NECB2011 | reference | reference | c0609be9-c253-4d81-8233-6a61089984c1 | NECB2011 | MediumOffice | Electricity | Electricity | CAN_AB_Edmonton.Intl.AP.711230_CWEC2016.epw | parametric |  | NECB_Default | NECB_Default | NECB_Default | NECB_Default | NECB_Default | NECB_Default | NECB_Default | NECB_Default | NECB_Default | NECB_Default | NECB_Default | NECB_Default | NECB_Default | NECB_Default | NECB_Default | NECB_Default | NECB_Default | NECB_Default | NECB_Default | NECB_Default | NECB_Default | NECB_Default | NECB_Default | NECB_Default | NECB_Default | NECB_Default | NECB_Default | NECB_Default | NECB_Default | NECB_Default | NECB_Default | NECB_Default | NECB_Default | NECB_Default | NECB_Default | NECB_Default | NECB_Default | NECB_Default | NECB_Default | NECB_Default | NECB_Default | NECB_Default | NECB_Default | NECB_Default | NECB_Default | aws_batch | 834599497928 | btap_private_cli |  | TRUE | TRUE |  |  | 48.9444 | 11.8648 | 40.923 | 82.7046 | 4982.19 | 3638.3973 | 32.5 | MediumOffice |  |  | 0 | MediumOffice | 3 |  | 3 | NECB2011 | 0.1843 | 19741.4134 | 87.5729 | 49.2922 | 70.6807 | 11.8015 | 396.2141 | 176.8668 | EDMONTON | ALBERTA | 113.0265 | 0 | 0 | 113.0265 | 10.7126 | 0 | 0 | 10.7126 | 0 | 0.019495 | 0 | 0 | 0.51503 | 0.076031 | 0 | 0.14732 | 0.099954 | 0.11619 | 0 | 0.006455 | 0.51503 | 0.048433 | 69.7525 | 0 | 32.5 | 0.757 | [5 empty] | 0.162 | 0.21 | 2.2 |  | 0 | Edmonton Intl AP | CAN | 23 | 5588 | 53.31 | -113.579 | 7a | 5120 | AB | CAN_AB_Edmonton.Intl.AP.711230_CWEC2016.epw | 0.51503 | 11.8648 | 48.9444 | 13.6016 | 16.5427 | TRUE | FALSE | FALSE | FALSE | 11.0857 | 15.6741 | 0 | 0.66019 | 0.0026476 | 241.3 | 0 | 249.3589 | 2.9448 | 0.011809 | 1076.31 | 0.0011521 | 0.51503 | 12.67 | 10.17 | 15.33 | 15.33 |  | https://s3.console.aws.amazon.com/s3/buckets/834599497928?region=ca-central-1&prefix=phylroy.lopez/reference/reference/output/c0609be9-c253-4d81-8233-6a61089984c1/ | 1.0.002
81 |  | TRUE | 187 | 0 | 0 | 599.5979 |  |  |  | 0.1 | 2021-09-22 20:05:36 +0000 | 438c2ebff | 0.2.14 | :adv_dx_units: NECB_Default :airloop_economizer_type: NECB_Default :algorithm_type: parametric :analysis_id: reference :analysis_name: reference :boiler_eff: NECB_Default :btap_batch_version: 1.0.002 :building_type: MediumOffice :chiller_type: NECB_Default :compute_environment: aws_batch :datapoint_id: 7681b4ff-bbf9-4a4e-abda-d5db57ac4bc0 :daylighting_type: NECB_Default :dcv_type: NECB_Default :door_construction_cond: NECB_Default :ecm_system_name: NECB_Default :electrical_loads_scale: NECB_Default :enable_costing: true :epw_file: CAN_QC_Montreal-Trudeau.Intl.AP.716270_CWEC2016.epw :erv_package: NECB_Default :ext_floor_cond: NECB_Default :ext_roof_cond: NECB_Default :ext_wall_cond: NECB_Default :fdwr_set: NECB_Default :fixed_wind_solar_trans: NECB_Default :fixed_window_cond: NECB_Default :furnace_eff: NECB_Default :glass_door_cond: NECB_Default :glass_door_solar_trans: NECB_Default :ground_floor_cond: NECB_Default :ground_roof_cond: NECB_Default :ground_wall_cond: NECB_Default :image_name: btap_private_cli :infiltration_scale: NECB_Default :lights_scale: NECB_Default :lights_type: NECB_Default :nv_delta_temp_in_out: NECB_Default :nv_opening_fraction: NECB_Default :nv_temp_out_min: NECB_Default :nv_type: NECB_Default :oa_scale: NECB_Default :occupancy_loads_scale: NECB_Default :output_meters: [] :output_variables: [] :overhead_door_cond: NECB_Default :primary_heating_fuel: Electricity :pv_ground_azimuth_angle: NECB_Default :pv_ground_module_description: NECB_Default :pv_ground_tilt_angle: NECB_Default :pv_ground_total_area_pv_panels_m2: NECB_Default :pv_ground_type: NECB_Default :rotation_degrees: NECB_Default :run_annual_simulation: true :s3_bucket: '834599497928' :scale_x: NECB_Default :scale_y: NECB_Default :scale_z: NECB_Default :shw_eff: NECB_Default :skylight_cond: NECB_Default :skylight_solar_trans: NECB_Default :srr_set: NECB_Default :template: NECB2011 | reference | reference | 7681b4ff-bbf9-4a4e-abda-d5db57ac4bc0 | NECB2011 | MediumOffice | Electricity | Electricity | CAN_QC_Montreal-Trudeau.Intl.AP.716270_CWEC2016.epw | parametric |  | NECB_Default | NECB_Default | NECB_Default | NECB_Default | NECB_Default | NECB_Default | NECB_Default | NECB_Default | NECB_Default | NECB_Default | NECB_Default | NECB_Default | NECB_Default | NECB_Default | NECB_Default | NECB_Default | NECB_Default | NECB_Default | NECB_Default | NECB_Default | NECB_Default | NECB_Default | NECB_Default | NECB_Default | NECB_Default | NECB_Default | NECB_Default | NECB_Default | NECB_Default | NECB_Default | NECB_Default | NECB_Default | NECB_Default | NECB_Default | NECB_Default | NECB_Default | NECB_Default | NECB_Default | NECB_Default | NECB_Default | NECB_Default | NECB_Default | NECB_Default | NECB_Default | NECB_Default | aws_batch | 834599497928 | btap_private_cli |  | TRUE | TRUE |  |  | 57.39 | 15.1824 | 38.3444 | 80.1131 | 4982.19 | 3638.3973 | 37.3 | MediumOffice |  |  | 0 | MediumOffice | 3 |  | 3 | NECB2011 | 0.1843 | 19741.4134 | 85.5765 | 58.0292 | 64.9436 | 11.7818 | 387.4913 | 167.1602 | MONTREAL | QUEBEC | 0.19719 | 0 | 0 | 0.19719 | 12.5587 | 0 | 0 | 12.5587 | 0 | 0.037903 | 0 | 0 | 0.50742 | 0.058013 | 0 | 0.13804 | 0.099954 | 0.11619 | 0 | 0.010134 | 0.50742 | 0.044316 | 78.654 | 0 | 37.3 | 0.757 | [5 empty] | 0.183 | 0.247 | 2.2 |  | 0 | Montreal-Trudeau Intl AP | CAN | 323 | 4090 | 45.471 | -73.741 | 6 | 4400 | QC | CAN_QC_Montreal-Trudeau.Intl.AP.716270_CWEC2016.epw | 0.50742 | 15.1824 | 57.39 | 15.432 | 19.2902 | TRUE | FALSE | FALSE | FALSE | 12.5228 | 13.0396 | 0 | 0.60408 | 0.0024225 | 220.79 | 0 | 249.3589 | 2.9448 | 0.011809 | 1076.31 | 0.0028742 | 0.50742 | 105.5 | 96.83 | 12.33 | 12.33 |  | https://s3.console.aws.amazon.com/s3/buckets/834599497928?region=ca-central-1&prefix=phylroy.lopez/reference/reference/output/7681b4ff-bbf9-4a4e-abda-d5db57ac4bc0/ | 1.0.002
82 |  | TRUE | 184 | 0 | 0 | 600.1269 |  |  |  | 0.1 | 2021-09-22 20:05:09 +0000 | 438c2ebff | 0.2.14 | :adv_dx_units: NECB_Default :airloop_economizer_type: NECB_Default :algorithm_type: parametric :analysis_id: reference :analysis_name: reference :boiler_eff: NECB_Default :btap_batch_version: 1.0.002 :building_type: MediumOffice :chiller_type: NECB_Default :compute_environment: aws_batch :datapoint_id: c93b6142-24db-4ec5-a2da-36ff00f9bd47 :daylighting_type: NECB_Default :dcv_type: NECB_Default :door_construction_cond: NECB_Default :ecm_system_name: NECB_Default :electrical_loads_scale: NECB_Default :enable_costing: true :epw_file: CAN_AB_Calgary.Intl.AP.718770_CWEC2016.epw :erv_package: NECB_Default :ext_floor_cond: NECB_Default :ext_roof_cond: NECB_Default :ext_wall_cond: NECB_Default :fdwr_set: NECB_Default :fixed_wind_solar_trans: NECB_Default :fixed_window_cond: NECB_Default :furnace_eff: NECB_Default :glass_door_cond: NECB_Default :glass_door_solar_trans: NECB_Default :ground_floor_cond: NECB_Default :ground_roof_cond: NECB_Default :ground_wall_cond: NECB_Default :image_name: btap_private_cli :infiltration_scale: NECB_Default :lights_scale: NECB_Default :lights_type: NECB_Default :nv_delta_temp_in_out: NECB_Default :nv_opening_fraction: NECB_Default :nv_temp_out_min: NECB_Default :nv_type: NECB_Default :oa_scale: NECB_Default :occupancy_loads_scale: NECB_Default :output_meters: [] :output_variables: [] :overhead_door_cond: NECB_Default :primary_heating_fuel: Electricity :pv_ground_azimuth_angle: NECB_Default :pv_ground_module_description: NECB_Default :pv_ground_tilt_angle: NECB_Default :pv_ground_total_area_pv_panels_m2: NECB_Default :pv_ground_type: NECB_Default :rotation_degrees: NECB_Default :run_annual_simulation: true :s3_bucket: '834599497928' :scale_x: NECB_Default :scale_y: NECB_Default :scale_z: NECB_Default :shw_eff: NECB_Default :skylight_cond: NECB_Default :skylight_solar_trans: NECB_Default :srr_set: NECB_Default :template: NECB2011 | reference | reference | c93b6142-24db-4ec5-a2da-36ff00f9bd47 | NECB2011 | MediumOffice | Electricity | Electricity | CAN_AB_Calgary.Intl.AP.718770_CWEC2016.epw | parametric |  | NECB_Default | NECB_Default | NECB_Default | NECB_Default | NECB_Default | NECB_Default | NECB_Default | NECB_Default | NECB_Default | NECB_Default | NECB_Default | NECB_Default | NECB_Default | NECB_Default | NECB_Default | NECB_Default | NECB_Default | NECB_Default | NECB_Default | NECB_Default | NECB_Default | NECB_Default | NECB_Default | NECB_Default | NECB_Default | NECB_Default | NECB_Default | NECB_Default | NECB_Default | NECB_Default | NECB_Default | NECB_Default | NECB_Default | NECB_Default | NECB_Default | NECB_Default | NECB_Default | NECB_Default | NECB_Default | NECB_Default | NECB_Default | NECB_Default | NECB_Default | NECB_Default | NECB_Default | aws_batch | 834599497928 | btap_private_cli |  | TRUE | TRUE |  |  | 48.8222 | 11.3951 | 35.8243 | 79.085 | 4982.19 | 3638.3973 | 33.3 | MediumOffice |  |  | 0 | MediumOffice | 3 |  | 3 | NECB2011 | 0.1843 | 19741.4134 | 89.3201 | 48.8521 | 68.0384 | 11.8171 | 397.4824 | 179.4547 | CALGARY | ALBERTA | 110.1836 | 0 | 0 | 110.1836 | 10.4431 | 0 | 0 | 10.4431 | 0 | 0.021727 | 0 | 0 | 0.50208 | 0.080703 | 0 | 0.12897 | 0.099954 | 0.11619 | 0 | 0.0066356 | 0.50208 | 0.046672 | 66.0393 | 0 | 33.3 | 0.757 | [5 empty] | 0.162 | 0.21 | 2.2 |  | 0 | Calgary Intl AP | CAN | 64 | 4781 | 51.114 | -114.02 | 7a | 5000 | AB | CAN_AB_Calgary.Intl.AP.718770_CWEC2016.epw | 0.50207 | 11.3951 | 48.8222 | 13.373 | 18.4865 | TRUE | TRUE | FALSE | FALSE | 12.0573 | 13.9121 | 0 | 0.6362 | 0.0025513 | 232.53 | 0 | 249.3589 | 2.9448 | 0.011809 | 1076.31 | 0.0012304 | 0.50208 | 50.17 | 47.67 | 12.5 | 12.5 |  | https://s3.console.aws.amazon.com/s3/buckets/834599497928?region=ca-central-1&prefix=phylroy.lopez/reference/reference/output/c93b6142-24db-4ec5-a2da-36ff00f9bd47/ | 1.0.002
83 |  | TRUE | 185 | 0 | 0 | 600.9844 |  |  |  | 0.1 | 2021-09-22 20:05:35 +0000 | 438c2ebff | 0.2.14 | :adv_dx_units: NECB_Default :airloop_economizer_type: NECB_Default :algorithm_type: parametric :analysis_id: reference :analysis_name: reference :boiler_eff: NECB_Default :btap_batch_version: 1.0.002 :building_type: MediumOffice :chiller_type: NECB_Default :compute_environment: aws_batch :datapoint_id: d2bc7810-403b-43a4-adeb-c4aae34a25f4 :daylighting_type: NECB_Default :dcv_type: NECB_Default :door_construction_cond: NECB_Default :ecm_system_name: NECB_Default :electrical_loads_scale: NECB_Default :enable_costing: true :epw_file: CAN_YT_Whitehorse.Intl.AP.719640_CWEC2016.epw :erv_package: NECB_Default :ext_floor_cond: NECB_Default :ext_roof_cond: NECB_Default :ext_wall_cond: NECB_Default :fdwr_set: NECB_Default :fixed_wind_solar_trans: NECB_Default :fixed_window_cond: NECB_Default :furnace_eff: NECB_Default :glass_door_cond: NECB_Default :glass_door_solar_trans: NECB_Default :ground_floor_cond: NECB_Default :ground_roof_cond: NECB_Default :ground_wall_cond: NECB_Default :image_name: btap_private_cli :infiltration_scale: NECB_Default :lights_scale: NECB_Default :lights_type: NECB_Default :nv_delta_temp_in_out: NECB_Default :nv_opening_fraction: NECB_Default :nv_temp_out_min: NECB_Default :nv_type: NECB_Default :oa_scale: NECB_Default :occupancy_loads_scale: NECB_Default :output_meters: [] :output_variables: [] :overhead_door_cond: NECB_Default :primary_heating_fuel: Electricity :pv_ground_azimuth_angle: NECB_Default :pv_ground_module_description: NECB_Default :pv_ground_tilt_angle: NECB_Default :pv_ground_total_area_pv_panels_m2: NECB_Default :pv_ground_type: NECB_Default :rotation_degrees: NECB_Default :run_annual_simulation: true :s3_bucket: '834599497928' :scale_x: NECB_Default :scale_y: NECB_Default :scale_z: NECB_Default :shw_eff: NECB_Default :skylight_cond: NECB_Default :skylight_solar_trans: NECB_Default :srr_set: NECB_Default :template: NECB2011 | reference | reference | d2bc7810-403b-43a4-adeb-c4aae34a25f4 | NECB2011 | MediumOffice | Electricity | Electricity | CAN_YT_Whitehorse.Intl.AP.719640_CWEC2016.epw | parametric |  | NECB_Default | NECB_Default | NECB_Default | NECB_Default | NECB_Default | NECB_Default | NECB_Default | NECB_Default | NECB_Default | NECB_Default | NECB_Default | NECB_Default | NECB_Default | NECB_Default | NECB_Default | NECB_Default | NECB_Default | NECB_Default | NECB_Default | NECB_Default | NECB_Default | NECB_Default | NECB_Default | NECB_Default | NECB_Default | NECB_Default | NECB_Default | NECB_Default | NECB_Default | NECB_Default | NECB_Default | NECB_Default | NECB_Default | NECB_Default | NECB_Default | NECB_Default | NECB_Default | NECB_Default | NECB_Default | NECB_Default | NECB_Default | NECB_Default | NECB_Default | NECB_Default | NECB_Default | aws_batch | 834599497928 | btap_private_cli |  | TRUE | TRUE |  |  | 54.2855 | 9.1425 | 43.9805 | 73.5715 | 4982.19 | 3638.3973 | 22.8 | MediumOffice |  |  | 0 | MediumOffice | 3 |  | 3 | NECB2011 | 0.1843 | 19741.4134 | 68.5708 | 34.7479 | 63.2389 | 11.6496 | 330.6152 | 152.408 | WHITEHORSE | YUKON | 7.4865 | 0 | 0 | 7.4865 | 17.1451 | 0 | 0 | 17.1451 | 0 | 0.0073221 | 0 | 0 | 0.48134 | 0.045514 | 0 | 0.15833 | 0.099954 | 0.11619 | 0 | 0.0034302 | 0.48134 | 0.050261 | 75.3254 | 0 | 22.8 | 0.757 | [5 empty] | 0.162 | 0.21 | 2.2 |  | 0 | Whitehorse Intl AP | CAN | 5 | 6491 | 60.709 | -135.069 | 7b | 6580 | YT | CAN_YT_Whitehorse.Intl.AP.719640_CWEC2016.epw | 0.48134 | 9.1425 | 54.2855 | 16.1384 | 12.8111 | TRUE | FALSE | FALSE | FALSE | 7.8055 | 16.8781 | 0 | 0.68512 | 0.0027475 | 250.41 | 0 | 249.3589 | 2.9448 | 0.011809 | 1076.31 | 0.00033921 | 0.48134 | 16.83 | 12.83 | 18.17 | 18.17 |  | https://s3.console.aws.amazon.com/s3/buckets/834599497928?region=ca-central-1&prefix=phylroy.lopez/reference/reference/output/d2bc7810-403b-43a4-adeb-c4aae34a25f4/ | 1.0.002
84 |  | TRUE | 184 | 0 | 0 | 601.0998 |  |  |  | 0.1 | 2021-09-22 20:05:40 +0000 | 438c2ebff | 0.2.14 | :adv_dx_units: NECB_Default :airloop_economizer_type: NECB_Default :algorithm_type: parametric :analysis_id: reference :analysis_name: reference :boiler_eff: NECB_Default :btap_batch_version: 1.0.002 :building_type: MediumOffice :chiller_type: NECB_Default :compute_environment: aws_batch :datapoint_id: b3ba08ae-1bd1-445b-93e1-9e5acbd9eb10 :daylighting_type: NECB_Default :dcv_type: NECB_Default :door_construction_cond: NECB_Default :ecm_system_name: NECB_Default :electrical_loads_scale: NECB_Default :enable_costing: true :epw_file: CAN_YT_Whitehorse.Intl.AP.719640_CWEC2016.epw :erv_package: NECB_Default :ext_floor_cond: NECB_Default :ext_roof_cond: NECB_Default :ext_wall_cond: NECB_Default :fdwr_set: NECB_Default :fixed_wind_solar_trans: NECB_Default :fixed_window_cond: NECB_Default :furnace_eff: NECB_Default :glass_door_cond: NECB_Default :glass_door_solar_trans: NECB_Default :ground_floor_cond: NECB_Default :ground_roof_cond: NECB_Default :ground_wall_cond: NECB_Default :image_name: btap_private_cli :infiltration_scale: NECB_Default :lights_scale: NECB_Default :lights_type: NECB_Default :nv_delta_temp_in_out: NECB_Default :nv_opening_fraction: NECB_Default :nv_temp_out_min: NECB_Default :nv_type: NECB_Default :oa_scale: NECB_Default :occupancy_loads_scale: NECB_Default :output_meters: [] :output_variables: [] :overhead_door_cond: NECB_Default :primary_heating_fuel: NaturalGas :pv_ground_azimuth_angle: NECB_Default :pv_ground_module_description: NECB_Default :pv_ground_tilt_angle: NECB_Default :pv_ground_total_area_pv_panels_m2: NECB_Default :pv_ground_type: NECB_Default :rotation_degrees: NECB_Default :run_annual_simulation: true :s3_bucket: '834599497928' :scale_x: NECB_Default :scale_y: NECB_Default :scale_z: NECB_Default :shw_eff: NECB_Default :skylight_cond: NECB_Default :skylight_solar_trans: NECB_Default :srr_set: NECB_Default :template: NECB2011 | reference | reference | b3ba08ae-1bd1-445b-93e1-9e5acbd9eb10 | NECB2011 | MediumOffice | NaturalGas | Natural Gas | CAN_YT_Whitehorse.Intl.AP.719640_CWEC2016.epw | parametric |  | NECB_Default | NECB_Default | NECB_Default | NECB_Default | NECB_Default | NECB_Default | NECB_Default | NECB_Default | NECB_Default | NECB_Default | NECB_Default | NECB_Default | NECB_Default | NECB_Default | NECB_Default | NECB_Default | NECB_Default | NECB_Default | NECB_Default | NECB_Default | NECB_Default | NECB_Default | NECB_Default | NECB_Default | NECB_Default | NECB_Default | NECB_Default | NECB_Default | NECB_Default | NECB_Default | NECB_Default | NECB_Default | NECB_Default | NECB_Default | NECB_Default | NECB_Default | NECB_Default | NECB_Default | NECB_Default | NECB_Default | NECB_Default | NECB_Default | NECB_Default | NECB_Default | NECB_Default | aws_batch | 834599497928 | btap_private_cli |  | TRUE | TRUE |  |  | 73.512 | 9.1425 | 44.2058 | 94.4308 | 4982.19 | 3638.3973 | 22.8 | MediumOffice |  |  | 0 | MediumOffice | 3 |  | 3 | NECB2011 | 0.1843 | 19741.4134 | 68.5708 | 66.036 | 63.2389 | 3.2966 | 361.5833 | 160.441 | WHITEHORSE | YUKON | 4.2506 | 14.0892 | 0 | 18.3398 | 9.7344 | 2.5681 | 0 | 12.3025 | 0 | 0.0073221 | 0 | 0 | 0.27329 | 0.045671 | 0 | 0.21932 | 0.099954 | 0.11619 | 0.28314 | 0.0038176 | 0.55643 | 0.063819 | 31.568 | 75.3349 | 22.8 | 0.757 | [5 empty] | 0.162 | 0.21 | 2.2 |  | 0 | Whitehorse Intl AP | CAN | 5 | 6491 | 60.709 | -135.069 | 7b | 6580 | YT | CAN_YT_Whitehorse.Intl.AP.719640_CWEC2016.epw | 0.55643 | 9.1425 | 73.512 | 16.1384 | 12.8112 | TRUE | FALSE | FALSE | FALSE | 7.8055 | 16.8781 | 0 | 0 | 0 | 0 | 317.96 | 249.3589 | 2.9448 | 0.011809 | 1076.31 | 0.00033921 | 0.55643 | 16.83 | 12.83 | 46 | 45.67 |  | https://s3.console.aws.amazon.com/s3/buckets/834599497928?region=ca-central-1&prefix=phylroy.lopez/reference/reference/output/b3ba08ae-1bd1-445b-93e1-9e5acbd9eb10/ | 1.0.002
85 |  | TRUE | 193 | 4 | 0 | 602.7732 |  |  |  | 0.1 | 2021-09-22 20:05:37 +0000 | 438c2ebff | 0.2.14 | :adv_dx_units: NECB_Default :airloop_economizer_type: NECB_Default :algorithm_type: parametric :analysis_id: reference :analysis_name: reference :boiler_eff: NECB_Default :btap_batch_version: 1.0.002 :building_type: MediumOffice :chiller_type: NECB_Default :compute_environment: aws_batch :datapoint_id: f11b25ed-6be9-428f-9a85-91e31e2797fe :daylighting_type: NECB_Default :dcv_type: NECB_Default :door_construction_cond: NECB_Default :ecm_system_name: NECB_Default :electrical_loads_scale: NECB_Default :enable_costing: true :epw_file: CAN_NS_Halifax.Dockyard.713280_CWEC2016.epw :erv_package: NECB_Default :ext_floor_cond: NECB_Default :ext_roof_cond: NECB_Default :ext_wall_cond: NECB_Default :fdwr_set: NECB_Default :fixed_wind_solar_trans: NECB_Default :fixed_window_cond: NECB_Default :furnace_eff: NECB_Default :glass_door_cond: NECB_Default :glass_door_solar_trans: NECB_Default :ground_floor_cond: NECB_Default :ground_roof_cond: NECB_Default :ground_wall_cond: NECB_Default :image_name: btap_private_cli :infiltration_scale: NECB_Default :lights_scale: NECB_Default :lights_type: NECB_Default :nv_delta_temp_in_out: NECB_Default :nv_opening_fraction: NECB_Default :nv_temp_out_min: NECB_Default :nv_type: NECB_Default :oa_scale: NECB_Default :occupancy_loads_scale: NECB_Default :output_meters: [] :output_variables: [] :overhead_door_cond: NECB_Default :primary_heating_fuel: Electricity :pv_ground_azimuth_angle: NECB_Default :pv_ground_module_description: NECB_Default :pv_ground_tilt_angle: NECB_Default :pv_ground_total_area_pv_panels_m2: NECB_Default :pv_ground_type: NECB_Default :rotation_degrees: NECB_Default :run_annual_simulation: true :s3_bucket: '834599497928' :scale_x: NECB_Default :scale_y: NECB_Default :scale_z: NECB_Default :shw_eff: NECB_Default :skylight_cond: NECB_Default :skylight_solar_trans: NECB_Default :srr_set: NECB_Default :template: NECB2017 | reference | reference | f11b25ed-6be9-428f-9a85-91e31e2797fe | NECB2017 | MediumOffice | Electricity | Electricity | CAN_NS_Halifax.Dockyard.713280_CWEC2016.epw | parametric |  | NECB_Default | NECB_Default | NECB_Default | NECB_Default | NECB_Default | NECB_Default | NECB_Default | NECB_Default | NECB_Default | NECB_Default | NECB_Default | NECB_Default | NECB_Default | NECB_Default | NECB_Default | NECB_Default | NECB_Default | NECB_Default | NECB_Default | NECB_Default | NECB_Default | NECB_Default | NECB_Default | NECB_Default | NECB_Default | NECB_Default | NECB_Default | NECB_Default | NECB_Default | NECB_Default | NECB_Default | NECB_Default | NECB_Default | NECB_Default | NECB_Default | NECB_Default | NECB_Default | NECB_Default | NECB_Default | NECB_Default | NECB_Default | NECB_Default | NECB_Default | NECB_Default | NECB_Default | aws_batch | 834599497928 | btap_private_cli |  | TRUE | TRUE |  |  | 40.1747 | 12.1699 | 34.0987 | 71.7389 | 4982.19 | 3638.3973 | 40 | MediumOffice |  |  | 0 | MediumOffice | 3 |  | 3 | NECB2017 | 0.1843 | 19741.4134 | 82.5793 | 50.3035 | 68.9799 | 11.7758 | 380.165 | 166.5266 | HALIFAX | NOVA SCOTIA | 90.9529 | 0 | 0 | 90.9529 | 17.8375 | 0 | 0 | 17.8375 | 0 | 0.025557 | 0 | 0 | 0.44851 | 0.056722 | 0.00067039 | 0.12275 | 0.09999 | 0.08811 | 0 | 0.01008 | 0.44851 | 0.043148 | 56.1541 | 0 | 40 | 0.757 | [5 empty] | 0.156 | 0.247 | 1.9 |  | 0 | Halifax Dockyard | CAN | 112 | 3647 | 44.655 | -63.577 | 6 | 4000 | NS | CAN_NS_Halifax.Dockyard.713280_CWEC2016.epw | 0.44852 | 12.1699 | 40.1747 | 14.7037 | 18.9061 | TRUE | FALSE | FALSE | FALSE | 7.8463 | 6.5776 | 0 | 0.58815 | 0.0023598 | 214.97 | 0 | 249.2341 | 2.9075 | 0.011666 | 1062.69 | 0.0014833 | 0.44851 | 17.83 | 13.17 | 10.33 | 10.33 |  | https://s3.console.aws.amazon.com/s3/buckets/834599497928?region=ca-central-1&prefix=phylroy.lopez/reference/reference/output/f11b25ed-6be9-428f-9a85-91e31e2797fe/ | 1.0.002
86 |  | TRUE | 185 | 0 | 0 | 603.6969 |  |  |  | 0.1 | 2021-09-22 20:05:41 +0000 | 438c2ebff | 0.2.14 | :adv_dx_units: NECB_Default :airloop_economizer_type: NECB_Default :algorithm_type: parametric :analysis_id: reference :analysis_name: reference :boiler_eff: NECB_Default :btap_batch_version: 1.0.002 :building_type: MediumOffice :chiller_type: NECB_Default :compute_environment: aws_batch :datapoint_id: 350700be-bac5-4aa8-bfd4-52ddd2ca2f38 :daylighting_type: NECB_Default :dcv_type: NECB_Default :door_construction_cond: NECB_Default :ecm_system_name: NECB_Default :electrical_loads_scale: NECB_Default :enable_costing: true :epw_file: CAN_YT_Whitehorse.Intl.AP.719640_CWEC2016.epw :erv_package: NECB_Default :ext_floor_cond: NECB_Default :ext_roof_cond: NECB_Default :ext_wall_cond: NECB_Default :fdwr_set: NECB_Default :fixed_wind_solar_trans: NECB_Default :fixed_window_cond: NECB_Default :furnace_eff: NECB_Default :glass_door_cond: NECB_Default :glass_door_solar_trans: NECB_Default :ground_floor_cond: NECB_Default :ground_roof_cond: NECB_Default :ground_wall_cond: NECB_Default :image_name: btap_private_cli :infiltration_scale: NECB_Default :lights_scale: NECB_Default :lights_type: NECB_Default :nv_delta_temp_in_out: NECB_Default :nv_opening_fraction: NECB_Default :nv_temp_out_min: NECB_Default :nv_type: NECB_Default :oa_scale: NECB_Default :occupancy_loads_scale: NECB_Default :output_meters: [] :output_variables: [] :overhead_door_cond: NECB_Default :primary_heating_fuel: Electricity :pv_ground_azimuth_angle: NECB_Default :pv_ground_module_description: NECB_Default :pv_ground_tilt_angle: NECB_Default :pv_ground_total_area_pv_panels_m2: NECB_Default :pv_ground_type: NECB_Default :rotation_degrees: NECB_Default :run_annual_simulation: true :s3_bucket: '834599497928' :scale_x: NECB_Default :scale_y: NECB_Default :scale_z: NECB_Default :shw_eff: NECB_Default :skylight_cond: NECB_Default :skylight_solar_trans: NECB_Default :srr_set: NECB_Default :template: NECB2015 | reference | reference | 350700be-bac5-4aa8-bfd4-52ddd2ca2f38 | NECB2015 | MediumOffice | Electricity | Electricity | CAN_YT_Whitehorse.Intl.AP.719640_CWEC2016.epw | parametric |  | NECB_Default | NECB_Default | NECB_Default | NECB_Default | NECB_Default | NECB_Default | NECB_Default | NECB_Default | NECB_Default | NECB_Default | NECB_Default | NECB_Default | NECB_Default | NECB_Default | NECB_Default | NECB_Default | NECB_Default | NECB_Default | NECB_Default | NECB_Default | NECB_Default | NECB_Default | NECB_Default | NECB_Default | NECB_Default | NECB_Default | NECB_Default | NECB_Default | NECB_Default | NECB_Default | NECB_Default | NECB_Default | NECB_Default | NECB_Default | NECB_Default | NECB_Default | NECB_Default | NECB_Default | NECB_Default | NECB_Default | NECB_Default | NECB_Default | NECB_Default | NECB_Default | NECB_Default | aws_batch | 834599497928 | btap_private_cli |  | TRUE | TRUE |  |  | 54.8353 | 9.0231 | 44.8024 | 74.221 | 4982.19 | 3638.3973 | 22.8 | MediumOffice |  |  | 0 | MediumOffice | 3 |  | 3 | NECB2015 | 0.1843 | 19741.4134 | 68.5708 | 35.9494 | 63.2389 | 11.6496 | 329.9324 | 150.5237 | WHITEHORSE | YUKON | 7.386 | 0 | 0 | 7.386 | 16.9149 | 0 | 0 | 16.9149 | 0 | 0.007296 | 0 | 0 | 0.47487 | 0.044701 | 0 | 0.16129 | 0.09999 | 0.10739 | 0 | 0.0042752 | 0.47487 | 0.049633 | 75.4816 | 0 | 22.8 | 0.757 | [5 empty] | 0.162 | 0.21 | 2.2 |  | 0 | Whitehorse Intl AP | CAN | 5 | 6491 | 60.709 | -135.069 | 7b | 6580 | YT | CAN_YT_Whitehorse.Intl.AP.719640_CWEC2016.epw | 0.47487 | 9.0231 | 54.8353 | 16.1384 | 12.8111 | TRUE | FALSE | FALSE | FALSE | 7.8045 | 16.8757 | 0 | 0.67655 | 0.0027145 | 247.28 | 0 | 249.2341 | 2.9075 | 0.011666 | 1062.69 | 0.00029304 | 0.47487 | 17.17 | 12.67 | 18.33 | 18.33 |  | https://s3.console.aws.amazon.com/s3/buckets/834599497928?region=ca-central-1&prefix=phylroy.lopez/reference/reference/output/350700be-bac5-4aa8-bfd4-52ddd2ca2f38/ | 1.0.002
87 |  | TRUE | 62 | 0 | 0 | 588.9953 |  |  |  | 0.1 | 2021-09-22 20:06:00 +0000 | 438c2ebff | 0.2.14 | :adv_dx_units: NECB_Default :airloop_economizer_type: NECB_Default :algorithm_type: parametric :analysis_id: reference :analysis_name: reference :boiler_eff: NECB_Default :btap_batch_version: 1.0.002 :building_type: Warehouse :chiller_type: NECB_Default :compute_environment: aws_batch :datapoint_id: 477630aa-dfc6-454b-9294-c41f9cd0359c :daylighting_type: NECB_Default :dcv_type: NECB_Default :door_construction_cond: NECB_Default :ecm_system_name: NECB_Default :electrical_loads_scale: NECB_Default :enable_costing: true :epw_file: CAN_AB_Calgary.Intl.AP.718770_CWEC2016.epw :erv_package: NECB_Default :ext_floor_cond: NECB_Default :ext_roof_cond: NECB_Default :ext_wall_cond: NECB_Default :fdwr_set: NECB_Default :fixed_wind_solar_trans: NECB_Default :fixed_window_cond: NECB_Default :furnace_eff: NECB_Default :glass_door_cond: NECB_Default :glass_door_solar_trans: NECB_Default :ground_floor_cond: NECB_Default :ground_roof_cond: NECB_Default :ground_wall_cond: NECB_Default :image_name: btap_private_cli :infiltration_scale: NECB_Default :lights_scale: NECB_Default :lights_type: NECB_Default :nv_delta_temp_in_out: NECB_Default :nv_opening_fraction: NECB_Default :nv_temp_out_min: NECB_Default :nv_type: NECB_Default :oa_scale: NECB_Default :occupancy_loads_scale: NECB_Default :output_meters: [] :output_variables: [] :overhead_door_cond: NECB_Default :primary_heating_fuel: Electricity :pv_ground_azimuth_angle: NECB_Default :pv_ground_module_description: NECB_Default :pv_ground_tilt_angle: NECB_Default :pv_ground_total_area_pv_panels_m2: NECB_Default :pv_ground_type: NECB_Default :rotation_degrees: NECB_Default :run_annual_simulation: true :s3_bucket: '834599497928' :scale_x: NECB_Default :scale_y: NECB_Default :scale_z: NECB_Default :shw_eff: NECB_Default :skylight_cond: NECB_Default :skylight_solar_trans: NECB_Default :srr_set: NECB_Default :template: BTAPPRE1980 | reference | reference | 477630aa-dfc6-454b-9294-c41f9cd0359c | BTAPPRE1980 | Warehouse | Electricity | Electricity | CAN_AB_Calgary.Intl.AP.718770_CWEC2016.epw | parametric |  | NECB_Default | NECB_Default | NECB_Default | NECB_Default | NECB_Default | NECB_Default | NECB_Default | NECB_Default | NECB_Default | NECB_Default | NECB_Default | NECB_Default | NECB_Default | NECB_Default | NECB_Default | NECB_Default | NECB_Default | NECB_Default | NECB_Default | NECB_Default | NECB_Default | NECB_Default | NECB_Default | NECB_Default | NECB_Default | NECB_Default | NECB_Default | NECB_Default | NECB_Default | NECB_Default | NECB_Default | NECB_Default | NECB_Default | NECB_Default | NECB_Default | NECB_Default | NECB_Default | NECB_Default | NECB_Default | NECB_Default | NECB_Default | NECB_Default | NECB_Default | NECB_Default | NECB_Default | aws_batch | 834599497928 | btap_private_cli |  | TRUE | TRUE |  |  | 112.4439 | 2.4467 | 164.4205 | 171.835 | 4835.13 | 7095.2421 | 3.4 | Warehouse |  |  | 1.5 | Warehouse | 1 |  | 1 | BTAPPRE1980 | 0.18734 | 37873.9042 | 0.14561 | 19.5029 | 64.4203 | 2.7917 | 117.7577 | 30.8971 | CALGARY | ALBERTA | 157.6117 | 0 | 0 | 157.6117 | 14.9383 | 0 | 0 | 14.9383 | 0 | 0.0035511 | 0 | 0 | 0.71819 | 0.012235 | 0 | 0.59191 | 0.017571 | 0.082012 | 0 | 2.0682e-06 | 0.71819 | 0.010904 | 121.954 | 0 | 3.4 | 0.678 |  |  | 2.95 |  |  | 0.227 | 0.772 | 2.95 | 2.95 | 1.5 | Calgary Intl AP | CAN | 64 | 4781 | 51.114 | -114.02 | 7a | 5000 | AB | CAN_AB_Calgary.Intl.AP.718770_CWEC2016.epw | 0.71819 | 2.4467 | 112.4439 | 6.0278 | 17.6014 | TRUE | TRUE | FALSE | FALSE | 8.5527 | 11.495 | 0 | 0.14424 | 0.002008 | 52.72 | 0 | 71.8324 | 0.65218 | 0.0090791 | 238.37 | 0 | 0.71819 | 569.33 | 569 | 11.17 | 7.17 |  | https://s3.console.aws.amazon.com/s3/buckets/834599497928?region=ca-central-1&prefix=phylroy.lopez/reference/reference/output/477630aa-dfc6-454b-9294-c41f9cd0359c/ | 1.0.002
88 |  | TRUE | 246 | 400 | 0 | 649.6096 |  |  |  | 0.1 | 2021-09-22 20:06:04 +0000 | 438c2ebff | 0.2.14 | :adv_dx_units: NECB_Default :airloop_economizer_type: NECB_Default :algorithm_type: parametric :analysis_id: reference :analysis_name: reference :boiler_eff: NECB_Default :btap_batch_version: 1.0.002 :building_type: PrimarySchool :chiller_type: NECB_Default :compute_environment: aws_batch :datapoint_id: c912a8ca-47af-44a8-b459-df23bde87bb6 :daylighting_type: NECB_Default :dcv_type: NECB_Default :door_construction_cond: NECB_Default :ecm_system_name: NECB_Default :electrical_loads_scale: NECB_Default :enable_costing: true :epw_file: CAN_NS_Halifax.Dockyard.713280_CWEC2016.epw :erv_package: NECB_Default :ext_floor_cond: NECB_Default :ext_roof_cond: NECB_Default :ext_wall_cond: NECB_Default :fdwr_set: NECB_Default :fixed_wind_solar_trans: NECB_Default :fixed_window_cond: NECB_Default :furnace_eff: NECB_Default :glass_door_cond: NECB_Default :glass_door_solar_trans: NECB_Default :ground_floor_cond: NECB_Default :ground_roof_cond: NECB_Default :ground_wall_cond: NECB_Default :image_name: btap_private_cli :infiltration_scale: NECB_Default :lights_scale: NECB_Default :lights_type: NECB_Default :nv_delta_temp_in_out: NECB_Default :nv_opening_fraction: NECB_Default :nv_temp_out_min: NECB_Default :nv_type: NECB_Default :oa_scale: NECB_Default :occupancy_loads_scale: NECB_Default :output_meters: [] :output_variables: [] :overhead_door_cond: NECB_Default :primary_heating_fuel: Electricity :pv_ground_azimuth_angle: NECB_Default :pv_ground_module_description: NECB_Default :pv_ground_tilt_angle: NECB_Default :pv_ground_total_area_pv_panels_m2: NECB_Default :pv_ground_type: NECB_Default :rotation_degrees: NECB_Default :run_annual_simulation: true :s3_bucket: '834599497928' :scale_x: NECB_Default :scale_y: NECB_Default :scale_z: NECB_Default :shw_eff: NECB_Default :skylight_cond: NECB_Default :skylight_solar_trans: NECB_Default :srr_set: NECB_Default :template: BTAP1980TO2010 | reference | reference | c912a8ca-47af-44a8-b459-df23bde87bb6 | BTAP1980TO2010 | PrimarySchool | Electricity | Electricity | CAN_NS_Halifax.Dockyard.713280_CWEC2016.epw | parametric |  | NECB_Default | NECB_Default | NECB_Default | NECB_Default | NECB_Default | NECB_Default | NECB_Default | NECB_Default | NECB_Default | NECB_Default | NECB_Default | NECB_Default | NECB_Default | NECB_Default | NECB_Default | NECB_Default | NECB_Default | NECB_Default | NECB_Default | NECB_Default | NECB_Default | NECB_Default | NECB_Default | NECB_Default | NECB_Default | NECB_Default | NECB_Default | NECB_Default | NECB_Default | NECB_Default | NECB_Default | NECB_Default | NECB_Default | NECB_Default | NECB_Default | NECB_Default | NECB_Default | NECB_Default | NECB_Default | NECB_Default | NECB_Default | NECB_Default | NECB_Default | NECB_Default | NECB_Default | aws_batch | 834599497928 | btap_private_cli |  | TRUE | TRUE |  |  | 179.9148 | 24.3925 | 209.2005 | 267.075 | 6871 | 9383 | 35 | PrimarySchool |  |  | 0 | PrimarySchool | 1 |  | 1 | BTAP1980TO2010 | 0.3414 | 27484 | 1.0191 | 13.6236 | 67.4596 | 9.0771 | 295.9547 | 204.7752 | HALIFAX | NOVA SCOTIA | 230.3299 | 0 | 0 | 230.3299 | 45.172 | 0 | 0 | 45.172 | 0 | 0.020563 | 0 | 0 | 1.1358 | 0.11831 | 0 | 0.75312 | 0.042586 | 0.13178 | 0 | 0.00031728 | 1.1358 | 0.06916 | 201.233 | 0 | 35 | 0.678 | [5 empty] | 0.267 | 0.426 | 2.95 |  | 0 | Halifax Dockyard | CAN | 112 | 3647 | 44.655 | -63.577 | 6 | 4000 | NS | CAN_NS_Halifax.Dockyard.713280_CWEC2016.epw | 1.1358 | 24.3925 | 179.9148 | 7.8251 | 16.4852 | TRUE | FALSE | FALSE | FALSE | 7.6456 | 9.1472 | 0 | 1.3001 | 0.0007201 | 475.2 | 0 | 1805.5007 | 6.4868 | 0.0035928 | 2370.94 | 0 | 1.1358 | 948.5 | 946.83 | 2.5 | 2.5 |  | https://s3.console.aws.amazon.com/s3/buckets/834599497928?region=ca-central-1&prefix=phylroy.lopez/reference/reference/output/c912a8ca-47af-44a8-b459-df23bde87bb6/ | 1.0.002
89 |  | TRUE | 62 | 0 | 0 | 127.061 |  |  |  | 0.1 | 2021-09-22 20:06:28 +0000 | 438c2ebff | 0.2.14 | :adv_dx_units: NECB_Default :airloop_economizer_type: NECB_Default :algorithm_type: parametric :analysis_id: reference :analysis_name: reference :boiler_eff: NECB_Default :btap_batch_version: 1.0.002 :building_type: Warehouse :chiller_type: NECB_Default :compute_environment: aws_batch :datapoint_id: c556f0e8-c82c-469a-a244-099475a2d721 :daylighting_type: NECB_Default :dcv_type: NECB_Default :door_construction_cond: NECB_Default :ecm_system_name: NECB_Default :electrical_loads_scale: NECB_Default :enable_costing: true :epw_file: CAN_QC_Montreal-Trudeau.Intl.AP.716270_CWEC2016.epw :erv_package: NECB_Default :ext_floor_cond: NECB_Default :ext_roof_cond: NECB_Default :ext_wall_cond: NECB_Default :fdwr_set: NECB_Default :fixed_wind_solar_trans: NECB_Default :fixed_window_cond: NECB_Default :furnace_eff: NECB_Default :glass_door_cond: NECB_Default :glass_door_solar_trans: NECB_Default :ground_floor_cond: NECB_Default :ground_roof_cond: NECB_Default :ground_wall_cond: NECB_Default :image_name: btap_private_cli :infiltration_scale: NECB_Default :lights_scale: NECB_Default :lights_type: NECB_Default :nv_delta_temp_in_out: NECB_Default :nv_opening_fraction: NECB_Default :nv_temp_out_min: NECB_Default :nv_type: NECB_Default :oa_scale: NECB_Default :occupancy_loads_scale: NECB_Default :output_meters: [] :output_variables: [] :overhead_door_cond: NECB_Default :primary_heating_fuel: Electricity :pv_ground_azimuth_angle: NECB_Default :pv_ground_module_description: NECB_Default :pv_ground_tilt_angle: NECB_Default :pv_ground_total_area_pv_panels_m2: NECB_Default :pv_ground_type: NECB_Default :rotation_degrees: NECB_Default :run_annual_simulation: true :s3_bucket: '834599497928' :scale_x: NECB_Default :scale_y: NECB_Default :scale_z: NECB_Default :shw_eff: NECB_Default :skylight_cond: NECB_Default :skylight_solar_trans: NECB_Default :srr_set: NECB_Default :template: BTAP1980TO2010 | reference | reference | c556f0e8-c82c-469a-a244-099475a2d721 | BTAP1980TO2010 | Warehouse | Electricity | Electricity | CAN_QC_Montreal-Trudeau.Intl.AP.716270_CWEC2016.epw | parametric |  | NECB_Default | NECB_Default | NECB_Default | NECB_Default | NECB_Default | NECB_Default | NECB_Default | NECB_Default | NECB_Default | NECB_Default | NECB_Default | NECB_Default | NECB_Default | NECB_Default | NECB_Default | NECB_Default | NECB_Default | NECB_Default | NECB_Default | NECB_Default | NECB_Default | NECB_Default | NECB_Default | NECB_Default | NECB_Default | NECB_Default | NECB_Default | NECB_Default | NECB_Default | NECB_Default | NECB_Default | NECB_Default | NECB_Default | NECB_Default | NECB_Default | NECB_Default | NECB_Default | NECB_Default | NECB_Default | NECB_Default | NECB_Default | NECB_Default | NECB_Default | NECB_Default | NECB_Default | aws_batch | 834599497928 | btap_private_cli |  | TRUE | TRUE |  |  | 129.6153 | 3.3512 | 180.1508 | 188.3639 | 4835.13 | 7095.2421 | 3.4 | Warehouse |  |  | 1.5 | Warehouse | 1 |  | 1 | BTAP1980TO2010 | 0.18734 | 37873.9042 | 0.14049 | 20.7451 | 60.9991 | 2.7401 | 113.2753 | 28.6504 | MONTREAL | QUEBEC | 0.30222 | 0 | 0 | 0.30222 | 19.2479 | 0 | 0 | 19.2479 | 0 | 0.0075034 | 0 | 0 | 0.77769 | 0.011694 | 0 | 0.64854 | 0.017571 | 0.082012 | 0 | 2.0682e-06 | 0.77769 | 0.010368 | 139.7306 | 0 | 3.4 | 0.678 |  |  | 2.95 |  |  | 0.267 | 0.426 | 2.95 | 2.95 | 1.5 | Montreal-Trudeau Intl AP | CAN | 323 | 4090 | 45.471 | -73.741 | 6 | 4400 | QC | CAN_QC_Montreal-Trudeau.Intl.AP.716270_CWEC2016.epw | 0.77769 | 3.3512 | 129.6153 | 8.1646 | 17.6094 | TRUE | TRUE | FALSE | FALSE | 8.9901 | 10.3097 | 0 | 0.13715 | 0.0019094 | 50.13 | 0 | 71.8324 | 0.65218 | 0.0090791 | 238.37 | 0 | 0.77769 | 807.67 | 803.33 | 7.33 | 4.67 |  | https://s3.console.aws.amazon.com/s3/buckets/834599497928?region=ca-central-1&prefix=phylroy.lopez/reference/reference/output/c556f0e8-c82c-469a-a244-099475a2d721/ | 1.0.002
90 |  | TRUE | 60 | 0 | 0 | 128.2322 |  |  |  | 0.1 | 2021-09-22 20:06:32 +0000 | 438c2ebff | 0.2.14 | :adv_dx_units: NECB_Default :airloop_economizer_type: NECB_Default :algorithm_type: parametric :analysis_id: reference :analysis_name: reference :boiler_eff: NECB_Default :btap_batch_version: 1.0.002 :building_type: Warehouse :chiller_type: NECB_Default :compute_environment: aws_batch :datapoint_id: bb911d30-3b87-4ec3-a954-90479e7c5315 :daylighting_type: NECB_Default :dcv_type: NECB_Default :door_construction_cond: NECB_Default :ecm_system_name: NECB_Default :electrical_loads_scale: NECB_Default :enable_costing: true :epw_file: CAN_YT_Whitehorse.Intl.AP.719640_CWEC2016.epw :erv_package: NECB_Default :ext_floor_cond: NECB_Default :ext_roof_cond: NECB_Default :ext_wall_cond: NECB_Default :fdwr_set: NECB_Default :fixed_wind_solar_trans: NECB_Default :fixed_window_cond: NECB_Default :furnace_eff: NECB_Default :glass_door_cond: NECB_Default :glass_door_solar_trans: NECB_Default :ground_floor_cond: NECB_Default :ground_roof_cond: NECB_Default :ground_wall_cond: NECB_Default :image_name: btap_private_cli :infiltration_scale: NECB_Default :lights_scale: NECB_Default :lights_type: NECB_Default :nv_delta_temp_in_out: NECB_Default :nv_opening_fraction: NECB_Default :nv_temp_out_min: NECB_Default :nv_type: NECB_Default :oa_scale: NECB_Default :occupancy_loads_scale: NECB_Default :output_meters: [] :output_variables: [] :overhead_door_cond: NECB_Default :primary_heating_fuel: Electricity :pv_ground_azimuth_angle: NECB_Default :pv_ground_module_description: NECB_Default :pv_ground_tilt_angle: NECB_Default :pv_ground_total_area_pv_panels_m2: NECB_Default :pv_ground_type: NECB_Default :rotation_degrees: NECB_Default :run_annual_simulation: true :s3_bucket: '834599497928' :scale_x: NECB_Default :scale_y: NECB_Default :scale_z: NECB_Default :shw_eff: NECB_Default :skylight_cond: NECB_Default :skylight_solar_trans: NECB_Default :srr_set: NECB_Default :template: BTAPPRE1980 | reference | reference | bb911d30-3b87-4ec3-a954-90479e7c5315 | BTAPPRE1980 | Warehouse | Electricity | Electricity | CAN_YT_Whitehorse.Intl.AP.719640_CWEC2016.epw | parametric |  | NECB_Default | NECB_Default | NECB_Default | NECB_Default | NECB_Default | NECB_Default | NECB_Default | NECB_Default | NECB_Default | NECB_Default | NECB_Default | NECB_Default | NECB_Default | NECB_Default | NECB_Default | NECB_Default | NECB_Default | NECB_Default | NECB_Default | NECB_Default | NECB_Default | NECB_Default | NECB_Default | NECB_Default | NECB_Default | NECB_Default | NECB_Default | NECB_Default | NECB_Default | NECB_Default | NECB_Default | NECB_Default | NECB_Default | NECB_Default | NECB_Default | NECB_Default | NECB_Default | NECB_Default | NECB_Default | NECB_Default | NECB_Default | NECB_Default | NECB_Default | NECB_Default | NECB_Default | aws_batch | 834599497928 | btap_private_cli |  | TRUE | TRUE |  |  | 86.5067 | 1.9886 | 215.5423 | 222.5322 | 4835.13 | 7095.2421 | 3.4 | Warehouse |  |  | 1.5 | Warehouse | 1 |  | 1 | BTAPPRE1980 | 0.18734 | 37873.9042 | 0.10915 | 12.3803 | 57.1962 | 2.6492 | 99.3527 | 27.0179 | WHITEHORSE | YUKON | 14.0092 | 0 | 0 | 14.0092 | 32.0829 | 0 | 0 | 32.0829 | 0 | 0.0014022 | 0 | 0 | 0.9007 | 0.012049 | 0 | 0.77595 | 0.017571 | 0.082012 | 0 | 2.0682e-06 | 0.9007 | 0.01171 | 96.6263 | 0 | 3.4 | 0.678 |  |  | 2.95 |  |  | 0.227 | 0.772 | 2.95 | 2.95 | 1.5 | Whitehorse Intl AP | CAN | 5 | 6491 | 60.709 | -135.069 | 7b | 6580 | YT | CAN_YT_Whitehorse.Intl.AP.719640_CWEC2016.epw | 0.9007 | 1.9886 | 86.5067 | 7.6017 | 13.1022 | TRUE | TRUE | FALSE | FALSE | 4.4829 | 15.1096 | 0 | 0.15491 | 0.0021566 | 56.62 | 0 | 71.8324 | 0.65218 | 0.0090791 | 238.37 | 0 | 0.9007 | 266.17 | 265.83 | 384.17 | 226 |  | https://s3.console.aws.amazon.com/s3/buckets/834599497928?region=ca-central-1&prefix=phylroy.lopez/reference/reference/output/bb911d30-3b87-4ec3-a954-90479e7c5315/ | 1.0.002
91 |  | TRUE | 62 | 0 | 0 | 127.7385 |  |  |  | 0.1 | 2021-09-22 20:06:30 +0000 | 438c2ebff | 0.2.14 | :adv_dx_units: NECB_Default :airloop_economizer_type: NECB_Default :algorithm_type: parametric :analysis_id: reference :analysis_name: reference :boiler_eff: NECB_Default :btap_batch_version: 1.0.002 :building_type: Warehouse :chiller_type: NECB_Default :compute_environment: aws_batch :datapoint_id: 211095fe-dc95-408c-8ab7-beee97e1ec7c :daylighting_type: NECB_Default :dcv_type: NECB_Default :door_construction_cond: NECB_Default :ecm_system_name: NECB_Default :electrical_loads_scale: NECB_Default :enable_costing: true :epw_file: CAN_AB_Calgary.Intl.AP.718770_CWEC2016.epw :erv_package: NECB_Default :ext_floor_cond: NECB_Default :ext_roof_cond: NECB_Default :ext_wall_cond: NECB_Default :fdwr_set: NECB_Default :fixed_wind_solar_trans: NECB_Default :fixed_window_cond: NECB_Default :furnace_eff: NECB_Default :glass_door_cond: NECB_Default :glass_door_solar_trans: NECB_Default :ground_floor_cond: NECB_Default :ground_roof_cond: NECB_Default :ground_wall_cond: NECB_Default :image_name: btap_private_cli :infiltration_scale: NECB_Default :lights_scale: NECB_Default :lights_type: NECB_Default :nv_delta_temp_in_out: NECB_Default :nv_opening_fraction: NECB_Default :nv_temp_out_min: NECB_Default :nv_type: NECB_Default :oa_scale: NECB_Default :occupancy_loads_scale: NECB_Default :output_meters: [] :output_variables: [] :overhead_door_cond: NECB_Default :primary_heating_fuel: Electricity :pv_ground_azimuth_angle: NECB_Default :pv_ground_module_description: NECB_Default :pv_ground_tilt_angle: NECB_Default :pv_ground_total_area_pv_panels_m2: NECB_Default :pv_ground_type: NECB_Default :rotation_degrees: NECB_Default :run_annual_simulation: true :s3_bucket: '834599497928' :scale_x: NECB_Default :scale_y: NECB_Default :scale_z: NECB_Default :shw_eff: NECB_Default :skylight_cond: NECB_Default :skylight_solar_trans: NECB_Default :srr_set: NECB_Default :template: BTAP1980TO2010 | reference | reference | 211095fe-dc95-408c-8ab7-beee97e1ec7c | BTAP1980TO2010 | Warehouse | Electricity | Electricity | CAN_AB_Calgary.Intl.AP.718770_CWEC2016.epw | parametric |  | NECB_Default | NECB_Default | NECB_Default | NECB_Default | NECB_Default | NECB_Default | NECB_Default | NECB_Default | NECB_Default | NECB_Default | NECB_Default | NECB_Default | NECB_Default | NECB_Default | NECB_Default | NECB_Default | NECB_Default | NECB_Default | NECB_Default | NECB_Default | NECB_Default | NECB_Default | NECB_Default | NECB_Default | NECB_Default | NECB_Default | NECB_Default | NECB_Default | NECB_Default | NECB_Default | NECB_Default | NECB_Default | NECB_Default | NECB_Default | NECB_Default | NECB_Default | NECB_Default | NECB_Default | NECB_Default | NECB_Default | NECB_Default | NECB_Default | NECB_Default | NECB_Default | NECB_Default | aws_batch | 834599497928 | btap_private_cli |  | TRUE | TRUE |  |  | 103.18 | 2.3093 | 152.1297 | 159.3913 | 4835.13 | 7095.2421 | 3.4 | Warehouse |  |  | 1.5 | Warehouse | 1 |  | 1 | BTAP1980TO2010 | 0.18734 | 37873.9042 | 0.14561 | 17.8222 | 64.4203 | 2.7917 | 113.4479 | 28.268 | CALGARY | ALBERTA | 147.7806 | 0 | 0 | 147.7806 | 14.0065 | 0 | 0 | 14.0065 | 0 | 0.0035821 | 0 | 0 | 0.67339 | 0.011656 | 0 | 0.54766 | 0.017571 | 0.082012 | 0 | 2.0682e-06 | 0.67339 | 0.010904 | 112.6541 | 0 | 3.4 | 0.678 |  |  | 2.95 |  |  | 0.227 | 0.346 | 2.95 | 2.95 | 1.5 | Calgary Intl AP | CAN | 64 | 4781 | 51.114 | -114.02 | 7a | 5000 | AB | CAN_AB_Calgary.Intl.AP.718770_CWEC2016.epw | 0.67339 | 2.3093 | 103.18 | 6.0278 | 17.6014 | TRUE | TRUE | FALSE | FALSE | 8.5527 | 11.495 | 0 | 0.14424 | 0.002008 | 52.72 | 0 | 71.8324 | 0.65218 | 0.0090791 | 238.37 | 0 | 0.67339 | 609.33 | 609.17 | 24.33 | 12 |  | https://s3.console.aws.amazon.com/s3/buckets/834599497928?region=ca-central-1&prefix=phylroy.lopez/reference/reference/output/211095fe-dc95-408c-8ab7-beee97e1ec7c/ | 1.0.002
92 |  | TRUE | 60 | 0 | 0 | 128.3886 |  |  |  | 0.1 | 2021-09-22 20:06:34 +0000 | 438c2ebff | 0.2.14 | :adv_dx_units: NECB_Default :airloop_economizer_type: NECB_Default :algorithm_type: parametric :analysis_id: reference :analysis_name: reference :boiler_eff: NECB_Default :btap_batch_version: 1.0.002 :building_type: Warehouse :chiller_type: NECB_Default :compute_environment: aws_batch :datapoint_id: 3d093254-1ee8-453e-b9c6-4b17e5ff528c :daylighting_type: NECB_Default :dcv_type: NECB_Default :door_construction_cond: NECB_Default :ecm_system_name: NECB_Default :electrical_loads_scale: NECB_Default :enable_costing: true :epw_file: CAN_BC_Vancouver.Intl.AP.718920_CWEC2016.epw :erv_package: NECB_Default :ext_floor_cond: NECB_Default :ext_roof_cond: NECB_Default :ext_wall_cond: NECB_Default :fdwr_set: NECB_Default :fixed_wind_solar_trans: NECB_Default :fixed_window_cond: NECB_Default :furnace_eff: NECB_Default :glass_door_cond: NECB_Default :glass_door_solar_trans: NECB_Default :ground_floor_cond: NECB_Default :ground_roof_cond: NECB_Default :ground_wall_cond: NECB_Default :image_name: btap_private_cli :infiltration_scale: NECB_Default :lights_scale: NECB_Default :lights_type: NECB_Default :nv_delta_temp_in_out: NECB_Default :nv_opening_fraction: NECB_Default :nv_temp_out_min: NECB_Default :nv_type: NECB_Default :oa_scale: NECB_Default :occupancy_loads_scale: NECB_Default :output_meters: [] :output_variables: [] :overhead_door_cond: NECB_Default :primary_heating_fuel: Electricity :pv_ground_azimuth_angle: NECB_Default :pv_ground_module_description: NECB_Default :pv_ground_tilt_angle: NECB_Default :pv_ground_total_area_pv_panels_m2: NECB_Default :pv_ground_type: NECB_Default :rotation_degrees: NECB_Default :run_annual_simulation: true :s3_bucket: '834599497928' :scale_x: NECB_Default :scale_y: NECB_Default :scale_z: NECB_Default :shw_eff: NECB_Default :skylight_cond: NECB_Default :skylight_solar_trans: NECB_Default :srr_set: NECB_Default :template: BTAP1980TO2010 | reference | reference | 3d093254-1ee8-453e-b9c6-4b17e5ff528c | BTAP1980TO2010 | Warehouse | Electricity | Electricity | CAN_BC_Vancouver.Intl.AP.718920_CWEC2016.epw | parametric |  | NECB_Default | NECB_Default | NECB_Default | NECB_Default | NECB_Default | NECB_Default | NECB_Default | NECB_Default | NECB_Default | NECB_Default | NECB_Default | NECB_Default | NECB_Default | NECB_Default | NECB_Default | NECB_Default | NECB_Default | NECB_Default | NECB_Default | NECB_Default | NECB_Default | NECB_Default | NECB_Default | NECB_Default | NECB_Default | NECB_Default | NECB_Default | NECB_Default | NECB_Default | NECB_Default | NECB_Default | NECB_Default | NECB_Default | NECB_Default | NECB_Default | NECB_Default | NECB_Default | NECB_Default | NECB_Default | NECB_Default | NECB_Default | NECB_Default | NECB_Default | NECB_Default | NECB_Default | aws_batch | 834599497928 | btap_private_cli |  | TRUE | TRUE |  |  | 75.1929 | 2.2376 | 98.0251 | 104.8329 | 4835.13 | 7095.2421 | 3.4 | Warehouse |  |  | 1.5 | Warehouse | 1 |  | 1 | BTAP1980TO2010 | 0.18734 | 37873.9042 | 0.15334 | 13.1354 | 59.1758 | 2.7362 | 100.4469 | 25.2462 | VANCOUVER | BRITISH COLUMBIA | 1.3517 | 0 | 0 | 1.3517 | 13.4985 | 0 | 0 | 13.4985 | 0 | 0.0037765 | 0 | 0 | 0.47698 | 0.010945 | 0 | 0.35289 | 0.017571 | 0.082012 | 0 | 2.0682e-06 | 0.47698 | 0.0097846 | 82.3584 | 0 | 3.4 | 0.678 |  |  | 4.09 |  |  | 0.363 | 0.568 | 4.09 | 4.09 | 1.5 | Vancouver Intl AP | CAN | 42 | 2797 | 49.195 | -123.184 | 4 | 2800 | BC | CAN_BC_Vancouver.Intl.AP.718920_CWEC2016.epw | 0.47698 | 2.2376 | 75.1929 | 5.7542 | 17.8779 | TRUE | TRUE | FALSE | FALSE | 7.1912 | 3.8575 | 0 | 0.12944 | 0.001802 | 47.31 | 0 | 71.8324 | 0.65218 | 0.0090791 | 238.37 | 0 | 0.47698 | 542.33 | 542.33 | 19.5 | 15.5 |  | https://s3.console.aws.amazon.com/s3/buckets/834599497928?region=ca-central-1&prefix=phylroy.lopez/reference/reference/output/3d093254-1ee8-453e-b9c6-4b17e5ff528c/ | 1.0.002
93 |  | TRUE | 60 | 0 | 0 | 127.0732 |  |  |  | 0.1 | 2021-09-22 20:06:34 +0000 | 438c2ebff | 0.2.14 | :adv_dx_units: NECB_Default :airloop_economizer_type: NECB_Default :algorithm_type: parametric :analysis_id: reference :analysis_name: reference :boiler_eff: NECB_Default :btap_batch_version: 1.0.002 :building_type: Warehouse :chiller_type: NECB_Default :compute_environment: aws_batch :datapoint_id: e3c4a104-e9b1-4563-9f3d-8740db42581e :daylighting_type: NECB_Default :dcv_type: NECB_Default :door_construction_cond: NECB_Default :ecm_system_name: NECB_Default :electrical_loads_scale: NECB_Default :enable_costing: true :epw_file: CAN_YT_Whitehorse.Intl.AP.719640_CWEC2016.epw :erv_package: NECB_Default :ext_floor_cond: NECB_Default :ext_roof_cond: NECB_Default :ext_wall_cond: NECB_Default :fdwr_set: NECB_Default :fixed_wind_solar_trans: NECB_Default :fixed_window_cond: NECB_Default :furnace_eff: NECB_Default :glass_door_cond: NECB_Default :glass_door_solar_trans: NECB_Default :ground_floor_cond: NECB_Default :ground_roof_cond: NECB_Default :ground_wall_cond: NECB_Default :image_name: btap_private_cli :infiltration_scale: NECB_Default :lights_scale: NECB_Default :lights_type: NECB_Default :nv_delta_temp_in_out: NECB_Default :nv_opening_fraction: NECB_Default :nv_temp_out_min: NECB_Default :nv_type: NECB_Default :oa_scale: NECB_Default :occupancy_loads_scale: NECB_Default :output_meters: [] :output_variables: [] :overhead_door_cond: NECB_Default :primary_heating_fuel: Electricity :pv_ground_azimuth_angle: NECB_Default :pv_ground_module_description: NECB_Default :pv_ground_tilt_angle: NECB_Default :pv_ground_total_area_pv_panels_m2: NECB_Default :pv_ground_type: NECB_Default :rotation_degrees: NECB_Default :run_annual_simulation: true :s3_bucket: '834599497928' :scale_x: NECB_Default :scale_y: NECB_Default :scale_z: NECB_Default :shw_eff: NECB_Default :skylight_cond: NECB_Default :skylight_solar_trans: NECB_Default :srr_set: NECB_Default :template: BTAP1980TO2010 | reference | reference | e3c4a104-e9b1-4563-9f3d-8740db42581e | BTAP1980TO2010 | Warehouse | Electricity | Electricity | CAN_YT_Whitehorse.Intl.AP.719640_CWEC2016.epw | parametric |  | NECB_Default | NECB_Default | NECB_Default | NECB_Default | NECB_Default | NECB_Default | NECB_Default | NECB_Default | NECB_Default | NECB_Default | NECB_Default | NECB_Default | NECB_Default | NECB_Default | NECB_Default | NECB_Default | NECB_Default | NECB_Default | NECB_Default | NECB_Default | NECB_Default | NECB_Default | NECB_Default | NECB_Default | NECB_Default | NECB_Default | NECB_Default | NECB_Default | NECB_Default | NECB_Default | NECB_Default | NECB_Default | NECB_Default | NECB_Default | NECB_Default | NECB_Default | NECB_Default | NECB_Default | NECB_Default | NECB_Default | NECB_Default | NECB_Default | NECB_Default | NECB_Default | NECB_Default | aws_batch | 834599497928 | btap_private_cli |  | TRUE | TRUE |  |  | 81.5404 | 1.8724 | 197.2531 | 204.1126 | 4835.13 | 7095.2421 | 3.4 | Warehouse |  |  | 1.5 | Warehouse | 1 |  | 1 | BTAP1980TO2010 | 0.18734 | 37873.9042 | 0.10915 | 11.5553 | 57.1962 | 2.6492 | 97.1848 | 25.6749 | WHITEHORSE | YUKON | 12.9778 | 0 | 0 | 12.9778 | 29.7209 | 0 | 0 | 29.7209 | 0 | 0.0014312 | 0 | 0 | 0.83439 | 0.011551 | 0 | 0.71011 | 0.017571 | 0.082012 | 0 | 2.0682e-06 | 0.83439 | 0.01171 | 91.6094 | 0 | 3.4 | 0.678 |  |  | 2.95 |  |  | 0.227 | 0.346 | 2.95 | 2.95 | 1.5 | Whitehorse Intl AP | CAN | 5 | 6491 | 60.709 | -135.069 | 7b | 6580 | YT | CAN_YT_Whitehorse.Intl.AP.719640_CWEC2016.epw | 0.83439 | 1.8724 | 81.5404 | 7.6017 | 13.1022 | TRUE | TRUE | FALSE | FALSE | 4.4829 | 15.1096 | 0 | 0.15491 | 0.0021566 | 56.62 | 0 | 71.8324 | 0.65218 | 0.0090791 | 238.37 | 0 | 0.83439 | 301.17 | 301.17 | 479.83 | 264.33 |  | https://s3.console.aws.amazon.com/s3/buckets/834599497928?region=ca-central-1&prefix=phylroy.lopez/reference/reference/output/e3c4a104-e9b1-4563-9f3d-8740db42581e/ | 1.0.002
94 |  | TRUE | 62 | 0 | 0 | 127.8775 |  |  |  | 0.1 | 2021-09-22 20:06:35 +0000 | 438c2ebff | 0.2.14 | :adv_dx_units: NECB_Default :airloop_economizer_type: NECB_Default :algorithm_type: parametric :analysis_id: reference :analysis_name: reference :boiler_eff: NECB_Default :btap_batch_version: 1.0.002 :building_type: Warehouse :chiller_type: NECB_Default :compute_environment: aws_batch :datapoint_id: d9f476b1-16cb-41c2-80f2-683bfd03fc6c :daylighting_type: NECB_Default :dcv_type: NECB_Default :door_construction_cond: NECB_Default :ecm_system_name: NECB_Default :electrical_loads_scale: NECB_Default :enable_costing: true :epw_file: CAN_ON_Toronto.Pearson.Intl.AP.716240_CWEC2016.epw :erv_package: NECB_Default :ext_floor_cond: NECB_Default :ext_roof_cond: NECB_Default :ext_wall_cond: NECB_Default :fdwr_set: NECB_Default :fixed_wind_solar_trans: NECB_Default :fixed_window_cond: NECB_Default :furnace_eff: NECB_Default :glass_door_cond: NECB_Default :glass_door_solar_trans: NECB_Default :ground_floor_cond: NECB_Default :ground_roof_cond: NECB_Default :ground_wall_cond: NECB_Default :image_name: btap_private_cli :infiltration_scale: NECB_Default :lights_scale: NECB_Default :lights_type: NECB_Default :nv_delta_temp_in_out: NECB_Default :nv_opening_fraction: NECB_Default :nv_temp_out_min: NECB_Default :nv_type: NECB_Default :oa_scale: NECB_Default :occupancy_loads_scale: NECB_Default :output_meters: [] :output_variables: [] :overhead_door_cond: NECB_Default :primary_heating_fuel: Electricity :pv_ground_azimuth_angle: NECB_Default :pv_ground_module_description: NECB_Default :pv_ground_tilt_angle: NECB_Default :pv_ground_total_area_pv_panels_m2: NECB_Default :pv_ground_type: NECB_Default :rotation_degrees: NECB_Default :run_annual_simulation: true :s3_bucket: '834599497928' :scale_x: NECB_Default :scale_y: NECB_Default :scale_z: NECB_Default :shw_eff: NECB_Default :skylight_cond: NECB_Default :skylight_solar_trans: NECB_Default :srr_set: NECB_Default :template: BTAP1980TO2010 | reference | reference | d9f476b1-16cb-41c2-80f2-683bfd03fc6c | BTAP1980TO2010 | Warehouse | Electricity | Electricity | CAN_ON_Toronto.Pearson.Intl.AP.716240_CWEC2016.epw | parametric |  | NECB_Default | NECB_Default | NECB_Default | NECB_Default | NECB_Default | NECB_Default | NECB_Default | NECB_Default | NECB_Default | NECB_Default | NECB_Default | NECB_Default | NECB_Default | NECB_Default | NECB_Default | NECB_Default | NECB_Default | NECB_Default | NECB_Default | NECB_Default | NECB_Default | NECB_Default | NECB_Default | NECB_Default | NECB_Default | NECB_Default | NECB_Default | NECB_Default | NECB_Default | NECB_Default | NECB_Default | NECB_Default | NECB_Default | NECB_Default | NECB_Default | NECB_Default | NECB_Default | NECB_Default | NECB_Default | NECB_Default | NECB_Default | NECB_Default | NECB_Default | NECB_Default | NECB_Default | aws_batch | 834599497928 | btap_private_cli |  | TRUE | TRUE |  |  | 136.4962 | 3.5 | 169.1572 | 177.5311 | 4835.13 | 7095.2421 | 3.4 | Warehouse |  |  | 1.5 | Warehouse | 1 |  | 1 | BTAP1980TO2010 | 0.18734 | 37873.9042 | 0.16728 | 24.9638 | 68.0165 | 2.8453 | 127.4389 | 31.4461 | TORONTO | ONTARIO | 4.1029 | 0 | 0 | 4.1029 | 32.8719 | 0 | 0 | 32.8719 | 0 | 0.008068 | 0 | 0 | 0.7387 | 0.012006 | 0 | 0.60897 | 0.017571 | 0.082012 | 0 | 2.0682e-06 | 0.7387 | 0.010068 | 140.2537 | 0 | 3.4 | 0.678 |  |  | 3.35 |  |  | 0.296 | 0.682 | 3.35 | 3.35 | 1.5 | Toronto Pearson Intl AP | CAN | 382 | 3615 | 43.677 | -79.631 | 5 | 3890 | ON | CAN_ON_Toronto.Pearson.Intl.AP.716240_CWEC2016.epw | 0.73869 | 3.5 | 136.4962 | 9.2168 | 14.9507 | TRUE | TRUE | FALSE | FALSE | 8.9909 | 4.6331 | 0 | 0.13319 | 0.0018541 | 48.68 | 0 | 71.8324 | 0.65218 | 0.0090791 | 238.37 | 0 | 0.7387 | 868.5 | 861.83 | 8.17 | 1.5 |  | https://s3.console.aws.amazon.com/s3/buckets/834599497928?region=ca-central-1&prefix=phylroy.lopez/reference/reference/output/d9f476b1-16cb-41c2-80f2-683bfd03fc6c/ | 1.0.002
95 |  | TRUE | 62 | 0 | 0 | 127.4691 |  |  |  | 0.1 | 2021-09-22 20:06:20 +0000 | 438c2ebff | 0.2.14 | :adv_dx_units: NECB_Default :airloop_economizer_type: NECB_Default :algorithm_type: parametric :analysis_id: reference :analysis_name: reference :boiler_eff: NECB_Default :btap_batch_version: 1.0.002 :building_type: Warehouse :chiller_type: NECB_Default :compute_environment: aws_batch :datapoint_id: c48716f8-19a9-448a-afb7-903d96430f18 :daylighting_type: NECB_Default :dcv_type: NECB_Default :door_construction_cond: NECB_Default :ecm_system_name: NECB_Default :electrical_loads_scale: NECB_Default :enable_costing: true :epw_file: CAN_QC_Montreal-Trudeau.Intl.AP.716270_CWEC2016.epw :erv_package: NECB_Default :ext_floor_cond: NECB_Default :ext_roof_cond: NECB_Default :ext_wall_cond: NECB_Default :fdwr_set: NECB_Default :fixed_wind_solar_trans: NECB_Default :fixed_window_cond: NECB_Default :furnace_eff: NECB_Default :glass_door_cond: NECB_Default :glass_door_solar_trans: NECB_Default :ground_floor_cond: NECB_Default :ground_roof_cond: NECB_Default :ground_wall_cond: NECB_Default :image_name: btap_private_cli :infiltration_scale: NECB_Default :lights_scale: NECB_Default :lights_type: NECB_Default :nv_delta_temp_in_out: NECB_Default :nv_opening_fraction: NECB_Default :nv_temp_out_min: NECB_Default :nv_type: NECB_Default :oa_scale: NECB_Default :occupancy_loads_scale: NECB_Default :output_meters: [] :output_variables: [] :overhead_door_cond: NECB_Default :primary_heating_fuel: Electricity :pv_ground_azimuth_angle: NECB_Default :pv_ground_module_description: NECB_Default :pv_ground_tilt_angle: NECB_Default :pv_ground_total_area_pv_panels_m2: NECB_Default :pv_ground_type: NECB_Default :rotation_degrees: NECB_Default :run_annual_simulation: true :s3_bucket: '834599497928' :scale_x: NECB_Default :scale_y: NECB_Default :scale_z: NECB_Default :shw_eff: NECB_Default :skylight_cond: NECB_Default :skylight_solar_trans: NECB_Default :srr_set: NECB_Default :template: NECB2011 | reference | reference | c48716f8-19a9-448a-afb7-903d96430f18 | NECB2011 | Warehouse | Electricity | Electricity | CAN_QC_Montreal-Trudeau.Intl.AP.716270_CWEC2016.epw | parametric |  | NECB_Default | NECB_Default | NECB_Default | NECB_Default | NECB_Default | NECB_Default | NECB_Default | NECB_Default | NECB_Default | NECB_Default | NECB_Default | NECB_Default | NECB_Default | NECB_Default | NECB_Default | NECB_Default | NECB_Default | NECB_Default | NECB_Default | NECB_Default | NECB_Default | NECB_Default | NECB_Default | NECB_Default | NECB_Default | NECB_Default | NECB_Default | NECB_Default | NECB_Default | NECB_Default | NECB_Default | NECB_Default | NECB_Default | NECB_Default | NECB_Default | NECB_Default | NECB_Default | NECB_Default | NECB_Default | NECB_Default | NECB_Default | NECB_Default | NECB_Default | NECB_Default | NECB_Default | aws_batch | 834599497928 | btap_private_cli |  | TRUE | TRUE |  |  | 92.7008 | 26.0259 | 56.7519 | 96.5681 | 4835.13 | 7095.2421 | 37.3 | Warehouse |  |  | 5 | Warehouse | 1 |  | 1 | NECB2011 | 0.18734 | 37873.9042 | 213.8676 | 13.4019 | 60.9991 | 2.7401 | 412.174 | 121.1653 | MONTREAL | QUEBEC | 0.17379 | 0 | 0 | 0.17379 | 11.0689 | 0 | 0 | 11.0689 | 0 | 0.044636 | 0 | 0 | 0.44723 | 0.088333 | 0 | 0.20431 | 0.017571 | 0.082012 | 0 | 2.0682e-06 | 0.44723 | 0.010368 | 100.7391 | 0 | 37.3 | 0.757 | [5 empty] | 0.183 | 0.247 | 2.2 | 2.2 | 5 | Montreal-Trudeau Intl AP | CAN | 323 | 4090 | 45.471 | -73.741 | 6 | 4400 | QC | CAN_QC_Montreal-Trudeau.Intl.AP.716270_CWEC2016.epw | 0.44723 | 26.0259 | 92.7008 | 8.1646 | 17.6094 | FALSE | FALSE | FALSE | FALSE | 8.9901 | 10.3097 | 0 | 0.13715 | 0.0019094 | 50.13 | 0 | 71.8324 | 0.65218 | 0.0090791 | 238.37 | 0 | 0.44723 | 26.5 | 13 | 8.83 | 7 |  | https://s3.console.aws.amazon.com/s3/buckets/834599497928?region=ca-central-1&prefix=phylroy.lopez/reference/reference/output/c48716f8-19a9-448a-afb7-903d96430f18/ | 1.0.002
96 |  | TRUE | 60 | 0 | 0 | 127.4865 |  |  |  | 0.1 | 2021-09-22 20:06:25 +0000 | 438c2ebff | 0.2.14 | :adv_dx_units: NECB_Default :airloop_economizer_type: NECB_Default :algorithm_type: parametric :analysis_id: reference :analysis_name: reference :boiler_eff: NECB_Default :btap_batch_version: 1.0.002 :building_type: Warehouse :chiller_type: NECB_Default :compute_environment: aws_batch :datapoint_id: 93cb80ae-57d6-45ae-82e0-922949d555dd :daylighting_type: NECB_Default :dcv_type: NECB_Default :door_construction_cond: NECB_Default :ecm_system_name: NECB_Default :electrical_loads_scale: NECB_Default :enable_costing: true :epw_file: CAN_QC_Montreal-Trudeau.Intl.AP.716270_CWEC2016.epw :erv_package: NECB_Default :ext_floor_cond: NECB_Default :ext_roof_cond: NECB_Default :ext_wall_cond: NECB_Default :fdwr_set: NECB_Default :fixed_wind_solar_trans: NECB_Default :fixed_window_cond: NECB_Default :furnace_eff: NECB_Default :glass_door_cond: NECB_Default :glass_door_solar_trans: NECB_Default :ground_floor_cond: NECB_Default :ground_roof_cond: NECB_Default :ground_wall_cond: NECB_Default :image_name: btap_private_cli :infiltration_scale: NECB_Default :lights_scale: NECB_Default :lights_type: NECB_Default :nv_delta_temp_in_out: NECB_Default :nv_opening_fraction: NECB_Default :nv_temp_out_min: NECB_Default :nv_type: NECB_Default :oa_scale: NECB_Default :occupancy_loads_scale: NECB_Default :output_meters: [] :output_variables: [] :overhead_door_cond: NECB_Default :primary_heating_fuel: NaturalGas :pv_ground_azimuth_angle: NECB_Default :pv_ground_module_description: NECB_Default :pv_ground_tilt_angle: NECB_Default :pv_ground_total_area_pv_panels_m2: NECB_Default :pv_ground_type: NECB_Default :rotation_degrees: NECB_Default :run_annual_simulation: true :s3_bucket: '834599497928' :scale_x: NECB_Default :scale_y: NECB_Default :scale_z: NECB_Default :shw_eff: NECB_Default :skylight_cond: NECB_Default :skylight_solar_trans: NECB_Default :srr_set: NECB_Default :template: NECB2011 | reference | reference | 93cb80ae-57d6-45ae-82e0-922949d555dd | NECB2011 | Warehouse | NaturalGas | Natural Gas | CAN_QC_Montreal-Trudeau.Intl.AP.716270_CWEC2016.epw | parametric |  | NECB_Default | NECB_Default | NECB_Default | NECB_Default | NECB_Default | NECB_Default | NECB_Default | NECB_Default | NECB_Default | NECB_Default | NECB_Default | NECB_Default | NECB_Default | NECB_Default | NECB_Default | NECB_Default | NECB_Default | NECB_Default | NECB_Default | NECB_Default | NECB_Default | NECB_Default | NECB_Default | NECB_Default | NECB_Default | NECB_Default | NECB_Default | NECB_Default | NECB_Default | NECB_Default | NECB_Default | NECB_Default | NECB_Default | NECB_Default | NECB_Default | NECB_Default | NECB_Default | NECB_Default | NECB_Default | NECB_Default | NECB_Default | NECB_Default | NECB_Default | NECB_Default | NECB_Default | aws_batch | 834599497928 | btap_private_cli |  | TRUE | TRUE |  |  | 112.9067 | 26.5619 | 56.637 | 112.9322 | 4835.13 | 7095.2421 | 37.3 | Warehouse |  |  | 5 | Warehouse | 1 |  | 1 | NECB2011 | 0.18734 | 37873.9042 | 213.8676 | 36.7273 | 60.9991 | 2.9649 | 417.296 | 102.7371 | MONTREAL | QUEBEC | 0.091925 | 13.3177 | 0 | 13.4096 | 5.8547 | 3.4885 | 0 | 9.3431 | 0 | 0.045533 | 0 | 0 | 0.23655 | 0.088469 | 0 | 0.25684 | 0.017571 | 0.082012 | 0.26959 | 0.0029658 | 0.50614 | 0.012744 | 42.0057 | 112.9112 | 37.3 | 0.757 | [5 empty] | 0.183 | 0.247 | 2.2 | 2.2 | 5 | Montreal-Trudeau Intl AP | CAN | 323 | 4090 | 45.471 | -73.741 | 6 | 4400 | QC | CAN_QC_Montreal-Trudeau.Intl.AP.716270_CWEC2016.epw | 0.50614 | 26.5619 | 112.9067 | 8.1646 | 17.6094 | FALSE | FALSE | FALSE | FALSE | 8.9901 | 10.3097 | 0 | 0 | 0 | 0 | 61.62 | 71.8324 | 0.65218 | 0.0090791 | 238.37 | 0 | 0.50614 | 26.5 | 13 | 14.67 | 13.83 |  | https://s3.console.aws.amazon.com/s3/buckets/834599497928?region=ca-central-1&prefix=phylroy.lopez/reference/reference/output/93cb80ae-57d6-45ae-82e0-922949d555dd/ | 1.0.002
97 |  | TRUE | 60 | 0 | 0 | 127.0148 |  |  |  | 0.1 | 2021-09-22 20:06:24 +0000 | 438c2ebff | 0.2.14 | :adv_dx_units: NECB_Default :airloop_economizer_type: NECB_Default :algorithm_type: parametric :analysis_id: reference :analysis_name: reference :boiler_eff: NECB_Default :btap_batch_version: 1.0.002 :building_type: Warehouse :chiller_type: NECB_Default :compute_environment: aws_batch :datapoint_id: 80d93785-8807-46b8-a1c5-4557e0c43767 :daylighting_type: NECB_Default :dcv_type: NECB_Default :door_construction_cond: NECB_Default :ecm_system_name: NECB_Default :electrical_loads_scale: NECB_Default :enable_costing: true :epw_file: CAN_AB_Edmonton.Intl.AP.711230_CWEC2016.epw :erv_package: NECB_Default :ext_floor_cond: NECB_Default :ext_roof_cond: NECB_Default :ext_wall_cond: NECB_Default :fdwr_set: NECB_Default :fixed_wind_solar_trans: NECB_Default :fixed_window_cond: NECB_Default :furnace_eff: NECB_Default :glass_door_cond: NECB_Default :glass_door_solar_trans: NECB_Default :ground_floor_cond: NECB_Default :ground_roof_cond: NECB_Default :ground_wall_cond: NECB_Default :image_name: btap_private_cli :infiltration_scale: NECB_Default :lights_scale: NECB_Default :lights_type: NECB_Default :nv_delta_temp_in_out: NECB_Default :nv_opening_fraction: NECB_Default :nv_temp_out_min: NECB_Default :nv_type: NECB_Default :oa_scale: NECB_Default :occupancy_loads_scale: NECB_Default :output_meters: [] :output_variables: [] :overhead_door_cond: NECB_Default :primary_heating_fuel: Electricity :pv_ground_azimuth_angle: NECB_Default :pv_ground_module_description: NECB_Default :pv_ground_tilt_angle: NECB_Default :pv_ground_total_area_pv_panels_m2: NECB_Default :pv_ground_type: NECB_Default :rotation_degrees: NECB_Default :run_annual_simulation: true :s3_bucket: '834599497928' :scale_x: NECB_Default :scale_y: NECB_Default :scale_z: NECB_Default :shw_eff: NECB_Default :skylight_cond: NECB_Default :skylight_solar_trans: NECB_Default :srr_set: NECB_Default :template: NECB2011 | reference | reference | 80d93785-8807-46b8-a1c5-4557e0c43767 | NECB2011 | Warehouse | Electricity | Electricity | CAN_AB_Edmonton.Intl.AP.711230_CWEC2016.epw | parametric |  | NECB_Default | NECB_Default | NECB_Default | NECB_Default | NECB_Default | NECB_Default | NECB_Default | NECB_Default | NECB_Default | NECB_Default | NECB_Default | NECB_Default | NECB_Default | NECB_Default | NECB_Default | NECB_Default | NECB_Default | NECB_Default | NECB_Default | NECB_Default | NECB_Default | NECB_Default | NECB_Default | NECB_Default | NECB_Default | NECB_Default | NECB_Default | NECB_Default | NECB_Default | NECB_Default | NECB_Default | NECB_Default | NECB_Default | NECB_Default | NECB_Default | NECB_Default | NECB_Default | NECB_Default | NECB_Default | NECB_Default | NECB_Default | NECB_Default | NECB_Default | NECB_Default | NECB_Default | aws_batch | 834599497928 | btap_private_cli |  | TRUE | TRUE |  |  | 77.9977 | 21.4679 | 63.6281 | 97.9205 | 4835.13 | 7095.2421 | 32.5 | Warehouse |  |  | 5 | Warehouse | 1 |  | 1 | NECB2011 | 0.18734 | 37873.9042 | 216.9949 | 13.6122 | 66.5982 | 2.8023 | 418.1773 | 118.1697 | EDMONTON | ALBERTA | 99.2162 | 0 | 0 | 99.2162 | 9.4036 | 0 | 0 | 9.4036 | 0 | 0.023662 | 0 | 0 | 0.4521 | 0.08849 | 0 | 0.22906 | 0.017571 | 0.082012 | 0 | 2.0682e-06 | 0.4521 | 0.011299 | 85.8852 | 0 | 32.5 | 0.757 | [5 empty] | 0.162 | 0.21 | 2.2 | 2.2 | 5 | Edmonton Intl AP | CAN | 23 | 5588 | 53.31 | -113.579 | 7a | 5120 | AB | CAN_AB_Edmonton.Intl.AP.711230_CWEC2016.epw | 0.4521 | 21.4679 | 77.9977 | 6.0844 | 16.4381 | FALSE | FALSE | FALSE | FALSE | 7.6304 | 13.4944 | 0 | 0.14947 | 0.0020808 | 54.63 | 0 | 71.8324 | 0.65218 | 0.0090791 | 238.37 | 0 | 0.4521 | 10.83 | 3 | 8.17 | 7.83 |  | https://s3.console.aws.amazon.com/s3/buckets/834599497928?region=ca-central-1&prefix=phylroy.lopez/reference/reference/output/80d93785-8807-46b8-a1c5-4557e0c43767/ | 1.0.002
98 |  | TRUE | 58 | 0 | 0 | 128.0211 |  |  |  | 0.1 | 2021-09-22 20:06:27 +0000 | 438c2ebff | 0.2.14 | :adv_dx_units: NECB_Default :airloop_economizer_type: NECB_Default :algorithm_type: parametric :analysis_id: reference :analysis_name: reference :boiler_eff: NECB_Default :btap_batch_version: 1.0.002 :building_type: Warehouse :chiller_type: NECB_Default :compute_environment: aws_batch :datapoint_id: 96db9981-3565-41bc-aace-f967ad38b7df :daylighting_type: NECB_Default :dcv_type: NECB_Default :door_construction_cond: NECB_Default :ecm_system_name: NECB_Default :electrical_loads_scale: NECB_Default :enable_costing: true :epw_file: CAN_NS_Halifax.Dockyard.713280_CWEC2016.epw :erv_package: NECB_Default :ext_floor_cond: NECB_Default :ext_roof_cond: NECB_Default :ext_wall_cond: NECB_Default :fdwr_set: NECB_Default :fixed_wind_solar_trans: NECB_Default :fixed_window_cond: NECB_Default :furnace_eff: NECB_Default :glass_door_cond: NECB_Default :glass_door_solar_trans: NECB_Default :ground_floor_cond: NECB_Default :ground_roof_cond: NECB_Default :ground_wall_cond: NECB_Default :image_name: btap_private_cli :infiltration_scale: NECB_Default :lights_scale: NECB_Default :lights_type: NECB_Default :nv_delta_temp_in_out: NECB_Default :nv_opening_fraction: NECB_Default :nv_temp_out_min: NECB_Default :nv_type: NECB_Default :oa_scale: NECB_Default :occupancy_loads_scale: NECB_Default :output_meters: [] :output_variables: [] :overhead_door_cond: NECB_Default :primary_heating_fuel: NaturalGas :pv_ground_azimuth_angle: NECB_Default :pv_ground_module_description: NECB_Default :pv_ground_tilt_angle: NECB_Default :pv_ground_total_area_pv_panels_m2: NECB_Default :pv_ground_type: NECB_Default :rotation_degrees: NECB_Default :run_annual_simulation: true :s3_bucket: '834599497928' :scale_x: NECB_Default :scale_y: NECB_Default :scale_z: NECB_Default :shw_eff: NECB_Default :skylight_cond: NECB_Default :skylight_solar_trans: NECB_Default :srr_set: NECB_Default :template: NECB2011 | reference | reference | 96db9981-3565-41bc-aace-f967ad38b7df | NECB2011 | Warehouse | NaturalGas | Natural Gas | CAN_NS_Halifax.Dockyard.713280_CWEC2016.epw | parametric |  | NECB_Default | NECB_Default | NECB_Default | NECB_Default | NECB_Default | NECB_Default | NECB_Default | NECB_Default | NECB_Default | NECB_Default | NECB_Default | NECB_Default | NECB_Default | NECB_Default | NECB_Default | NECB_Default | NECB_Default | NECB_Default | NECB_Default | NECB_Default | NECB_Default | NECB_Default | NECB_Default | NECB_Default | NECB_Default | NECB_Default | NECB_Default | NECB_Default | NECB_Default | NECB_Default | NECB_Default | NECB_Default | NECB_Default | NECB_Default | NECB_Default | NECB_Default | NECB_Default | NECB_Default | NECB_Default | NECB_Default | NECB_Default | NECB_Default | NECB_Default | NECB_Default | NECB_Default | aws_batch | 834599497928 | btap_private_cli |  | TRUE | TRUE |  |  | 103.0377 | 21.0051 | 41.7925 | 87.5094 | 4835.13 | 7095.2421 | 40 | Warehouse |  |  | 5 | Warehouse | 1 |  | 1 | NECB2011 | 0.18734 | 37873.9042 | 201.6509 | 34.336 | 64.9033 | 3.0035 | 400.9473 | 97.0536 | HALIFAX | NOVA SCOTIA | 43.3475 | 9.9946 | 0 | 53.3422 | 8.5013 | 2.5227 | 0 | 11.024 | 0 | 0.026762 | 0 | 0 | 0.21376 | 0.084875 | 0 | 0.18827 | 0.017571 | 0.082012 | 0.20086 | 0.0025397 | 0.41462 | 0.012583 | 36.2543 | 103.1988 | 40 | 0.757 | [5 empty] | 0.183 | 0.247 | 2.2 | 2.2 | 5 | Halifax Dockyard | CAN | 112 | 3647 | 44.655 | -63.577 | 6 | 4000 | NS | CAN_NS_Halifax.Dockyard.713280_CWEC2016.epw | 0.41462 | 21.0051 | 103.0377 | 7.1132 | 16.3126 | FALSE | FALSE | FALSE | FALSE | 4.502 | 3.3115 | 0 | 0 | 0 | 0 | 60.84 | 71.8324 | 0.65218 | 0.0090791 | 238.37 | 0 | 0.41462 | 9.33 | 2.67 | 14.5 | 13 |  | https://s3.console.aws.amazon.com/s3/buckets/834599497928?region=ca-central-1&prefix=phylroy.lopez/reference/reference/output/96db9981-3565-41bc-aace-f967ad38b7df/ | 1.0.002
99 |  | TRUE | 62 | 0 | 0 | 127.4082 |  |  |  | 0.1 | 2021-09-22 20:06:27 +0000 | 438c2ebff | 0.2.14 | :adv_dx_units: NECB_Default :airloop_economizer_type: NECB_Default :algorithm_type: parametric :analysis_id: reference :analysis_name: reference :boiler_eff: NECB_Default :btap_batch_version: 1.0.002 :building_type: Warehouse :chiller_type: NECB_Default :compute_environment: aws_batch :datapoint_id: f9b5313b-3a3b-4feb-a3c8-aa13d3c6fdf8 :daylighting_type: NECB_Default :dcv_type: NECB_Default :door_construction_cond: NECB_Default :ecm_system_name: NECB_Default :electrical_loads_scale: NECB_Default :enable_costing: true :epw_file: CAN_AB_Calgary.Intl.AP.718770_CWEC2016.epw :erv_package: NECB_Default :ext_floor_cond: NECB_Default :ext_roof_cond: NECB_Default :ext_wall_cond: NECB_Default :fdwr_set: NECB_Default :fixed_wind_solar_trans: NECB_Default :fixed_window_cond: NECB_Default :furnace_eff: NECB_Default :glass_door_cond: NECB_Default :glass_door_solar_trans: NECB_Default :ground_floor_cond: NECB_Default :ground_roof_cond: NECB_Default :ground_wall_cond: NECB_Default :image_name: btap_private_cli :infiltration_scale: NECB_Default :lights_scale: NECB_Default :lights_type: NECB_Default :nv_delta_temp_in_out: NECB_Default :nv_opening_fraction: NECB_Default :nv_temp_out_min: NECB_Default :nv_type: NECB_Default :oa_scale: NECB_Default :occupancy_loads_scale: NECB_Default :output_meters: [] :output_variables: [] :overhead_door_cond: NECB_Default :primary_heating_fuel: Electricity :pv_ground_azimuth_angle: NECB_Default :pv_ground_module_description: NECB_Default :pv_ground_tilt_angle: NECB_Default :pv_ground_total_area_pv_panels_m2: NECB_Default :pv_ground_type: NECB_Default :rotation_degrees: NECB_Default :run_annual_simulation: true :s3_bucket: '834599497928' :scale_x: NECB_Default :scale_y: NECB_Default :scale_z: NECB_Default :shw_eff: NECB_Default :skylight_cond: NECB_Default :skylight_solar_trans: NECB_Default :srr_set: NECB_Default :template: NECB2011 | reference | reference | f9b5313b-3a3b-4feb-a3c8-aa13d3c6fdf8 | NECB2011 | Warehouse | Electricity | Electricity | CAN_AB_Calgary.Intl.AP.718770_CWEC2016.epw | parametric |  | NECB_Default | NECB_Default | NECB_Default | NECB_Default | NECB_Default | NECB_Default | NECB_Default | NECB_Default | NECB_Default | NECB_Default | NECB_Default | NECB_Default | NECB_Default | NECB_Default | NECB_Default | NECB_Default | NECB_Default | NECB_Default | NECB_Default | NECB_Default | NECB_Default | NECB_Default | NECB_Default | NECB_Default | NECB_Default | NECB_Default | NECB_Default | NECB_Default | NECB_Default | NECB_Default | NECB_Default | NECB_Default | NECB_Default | NECB_Default | NECB_Default | NECB_Default | NECB_Default | NECB_Default | NECB_Default | NECB_Default | NECB_Default | NECB_Default | NECB_Default | NECB_Default | NECB_Default | aws_batch | 834599497928 | btap_private_cli |  | TRUE | TRUE |  |  | 77.7094 | 24.3227 | 52.4765 | 89.9131 | 4835.13 | 7095.2421 | 33.3 | Warehouse |  |  | 5 | Warehouse | 1 |  | 1 | NECB2011 | 0.18734 | 37873.9042 | 222.2676 | 12.3432 | 64.4203 | 2.7917 | 431.2384 | 129.4155 | CALGARY | ALBERTA | 92.8896 | 0 | 0 | 92.8896 | 8.804 | 0 | 0 | 8.804 | 0 | 0.02833 | 0 | 0 | 0.42327 | 0.095536 | 0 | 0.18892 | 0.017571 | 0.082012 | 0 | 2.0682e-06 | 0.42327 | 0.010904 | 86.1923 | 0 | 33.3 | 0.757 | [5 empty] | 0.162 | 0.21 | 2.2 | 2.2 | 5 | Calgary Intl AP | CAN | 64 | 4781 | 51.114 | -114.02 | 7a | 5000 | AB | CAN_AB_Calgary.Intl.AP.718770_CWEC2016.epw | 0.42327 | 24.3227 | 77.7094 | 6.0278 | 17.6014 | FALSE | FALSE | FALSE | FALSE | 8.5527 | 11.495 | 0 | 0.14424 | 0.002008 | 52.72 | 0 | 71.8324 | 0.65218 | 0.0090791 | 238.37 | 0 | 0.42327 | 14 | 7 | 15.17 | 14.5 |  | https://s3.console.aws.amazon.com/s3/buckets/834599497928?region=ca-central-1&prefix=phylroy.lopez/reference/reference/output/f9b5313b-3a3b-4feb-a3c8-aa13d3c6fdf8/ | 1.0.002
100 |  | TRUE | 58 | 0 | 0 | 127.5992 |  |  |  | 0.1 | 2021-09-22 20:06:18 +0000 | 438c2ebff | 0.2.14 | :adv_dx_units: NECB_Default :airloop_economizer_type: NECB_Default :algorithm_type: parametric :analysis_id: reference :analysis_name: reference :boiler_eff: NECB_Default :btap_batch_version: 1.0.002 :building_type: Warehouse :chiller_type: NECB_Default :compute_environment: aws_batch :datapoint_id: 30fbbfbb-55bc-4e5a-a07c-bcc07daf4412 :daylighting_type: NECB_Default :dcv_type: NECB_Default :door_construction_cond: NECB_Default :ecm_system_name: NECB_Default :electrical_loads_scale: NECB_Default :enable_costing: true :epw_file: CAN_BC_Vancouver.Intl.AP.718920_CWEC2016.epw :erv_package: NECB_Default :ext_floor_cond: NECB_Default :ext_roof_cond: NECB_Default :ext_wall_cond: NECB_Default :fdwr_set: NECB_Default :fixed_wind_solar_trans: NECB_Default :fixed_window_cond: NECB_Default :furnace_eff: NECB_Default :glass_door_cond: NECB_Default :glass_door_solar_trans: NECB_Default :ground_floor_cond: NECB_Default :ground_roof_cond: NECB_Default :ground_wall_cond: NECB_Default :image_name: btap_private_cli :infiltration_scale: NECB_Default :lights_scale: NECB_Default :lights_type: NECB_Default :nv_delta_temp_in_out: NECB_Default :nv_opening_fraction: NECB_Default :nv_temp_out_min: NECB_Default :nv_type: NECB_Default :oa_scale: NECB_Default :occupancy_loads_scale: NECB_Default :output_meters: [] :output_variables: [] :overhead_door_cond: NECB_Default :primary_heating_fuel: Electricity :pv_ground_azimuth_angle: NECB_Default :pv_ground_module_description: NECB_Default :pv_ground_tilt_angle: NECB_Default :pv_ground_total_area_pv_panels_m2: NECB_Default :pv_ground_type: NECB_Default :rotation_degrees: NECB_Default :run_annual_simulation: true :s3_bucket: '834599497928' :scale_x: NECB_Default :scale_y: NECB_Default :scale_z: NECB_Default :shw_eff: NECB_Default :skylight_cond: NECB_Default :skylight_solar_trans: NECB_Default :srr_set: NECB_Default :template: NECB2011 | reference | reference | 30fbbfbb-55bc-4e5a-a07c-bcc07daf4412 | NECB2011 | Warehouse | Electricity | Electricity | CAN_BC_Vancouver.Intl.AP.718920_CWEC2016.epw | parametric |  | NECB_Default | NECB_Default | NECB_Default | NECB_Default | NECB_Default | NECB_Default | NECB_Default | NECB_Default | NECB_Default | NECB_Default | NECB_Default | NECB_Default | NECB_Default | NECB_Default | NECB_Default | NECB_Default | NECB_Default | NECB_Default | NECB_Default | NECB_Default | NECB_Default | NECB_Default | NECB_Default | NECB_Default | NECB_Default | NECB_Default | NECB_Default | NECB_Default | NECB_Default | NECB_Default | NECB_Default | NECB_Default | NECB_Default | NECB_Default | NECB_Default | NECB_Default | NECB_Default | NECB_Default | NECB_Default | NECB_Default | NECB_Default | NECB_Default | NECB_Default | NECB_Default | NECB_Default | aws_batch | 834599497928 | btap_private_cli |  | TRUE | TRUE |  |  | 92.1962 | 20.9801 | 35.4839 | 69.299 | 4835.13 | 7095.2421 | 40 | Warehouse |  |  | 5 | Warehouse | 1 |  | 1 | NECB2011 | 0.18734 | 37873.9042 | 206.5952 | 11.0059 | 59.1758 | 2.7362 | 396.6997 | 117.1866 | VANCOUVER | BRITISH COLUMBIA | 0.98922 | 0 | 0 | 0.98922 | 9.8783 | 0 | 0 | 9.8783 | 0 | 0.025337 | 0 | 0 | 0.34906 | 0.08661 | 0 | 0.12774 | 0.017571 | 0.082012 | 0 | 2.0682e-06 | 0.34906 | 0.0097846 | 100.0431 | 0 | 40 | 0.757 | [5 empty] | 0.227 | 0.315 | 2.4 | 2.4 | 5 | Vancouver Intl AP | CAN | 42 | 2797 | 49.195 | -123.184 | 4 | 2800 | BC | CAN_BC_Vancouver.Intl.AP.718920_CWEC2016.epw | 0.34906 | 20.9801 | 92.1962 | 5.7542 | 17.8779 | FALSE | FALSE | FALSE | FALSE | 7.1912 | 3.8575 | 0 | 0.12944 | 0.001802 | 47.31 | 0 | 71.8324 | 0.65218 | 0.0090791 | 238.37 | 0 | 0.34906 | 15 | 8.17 | 7.33 | 5.83 |  | https://s3.console.aws.amazon.com/s3/buckets/834599497928?region=ca-central-1&prefix=phylroy.lopez/reference/reference/output/30fbbfbb-55bc-4e5a-a07c-bcc07daf4412/ | 1.0.002
101 |  | TRUE | 60 | 0 | 0 | 127.597 |  |  |  | 0.1 | 2021-09-22 20:06:31 +0000 | 438c2ebff | 0.2.14 | :adv_dx_units: NECB_Default :airloop_economizer_type: NECB_Default :algorithm_type: parametric :analysis_id: reference :analysis_name: reference :boiler_eff: NECB_Default :btap_batch_version: 1.0.002 :building_type: Warehouse :chiller_type: NECB_Default :compute_environment: aws_batch :datapoint_id: e668f6c8-4122-4f96-81f3-2fe4c8c632db :daylighting_type: NECB_Default :dcv_type: NECB_Default :door_construction_cond: NECB_Default :ecm_system_name: NECB_Default :electrical_loads_scale: NECB_Default :enable_costing: true :epw_file: CAN_AB_Calgary.Intl.AP.718770_CWEC2016.epw :erv_package: NECB_Default :ext_floor_cond: NECB_Default :ext_roof_cond: NECB_Default :ext_wall_cond: NECB_Default :fdwr_set: NECB_Default :fixed_wind_solar_trans: NECB_Default :fixed_window_cond: NECB_Default :furnace_eff: NECB_Default :glass_door_cond: NECB_Default :glass_door_solar_trans: NECB_Default :ground_floor_cond: NECB_Default :ground_roof_cond: NECB_Default :ground_wall_cond: NECB_Default :image_name: btap_private_cli :infiltration_scale: NECB_Default :lights_scale: NECB_Default :lights_type: NECB_Default :nv_delta_temp_in_out: NECB_Default :nv_opening_fraction: NECB_Default :nv_temp_out_min: NECB_Default :nv_type: NECB_Default :oa_scale: NECB_Default :occupancy_loads_scale: NECB_Default :output_meters: [] :output_variables: [] :overhead_door_cond: NECB_Default :primary_heating_fuel: NaturalGas :pv_ground_azimuth_angle: NECB_Default :pv_ground_module_description: NECB_Default :pv_ground_tilt_angle: NECB_Default :pv_ground_total_area_pv_panels_m2: NECB_Default :pv_ground_type: NECB_Default :rotation_degrees: NECB_Default :run_annual_simulation: true :s3_bucket: '834599497928' :scale_x: NECB_Default :scale_y: NECB_Default :scale_z: NECB_Default :shw_eff: NECB_Default :skylight_cond: NECB_Default :skylight_solar_trans: NECB_Default :srr_set: NECB_Default :template: NECB2011 | reference | reference | e668f6c8-4122-4f96-81f3-2fe4c8c632db | NECB2011 | Warehouse | NaturalGas | Natural Gas | CAN_AB_Calgary.Intl.AP.718770_CWEC2016.epw | parametric |  | NECB_Default | NECB_Default | NECB_Default | NECB_Default | NECB_Default | NECB_Default | NECB_Default | NECB_Default | NECB_Default | NECB_Default | NECB_Default | NECB_Default | NECB_Default | NECB_Default | NECB_Default | NECB_Default | NECB_Default | NECB_Default | NECB_Default | NECB_Default | NECB_Default | NECB_Default | NECB_Default | NECB_Default | NECB_Default | NECB_Default | NECB_Default | NECB_Default | NECB_Default | NECB_Default | NECB_Default | NECB_Default | NECB_Default | NECB_Default | NECB_Default | NECB_Default | NECB_Default | NECB_Default | NECB_Default | NECB_Default | NECB_Default | NECB_Default | NECB_Default | NECB_Default | NECB_Default | aws_batch | 834599497928 | btap_private_cli |  | TRUE | TRUE |  |  | 95.3046 | 24.8236 | 52.4518 | 104.7967 | 4835.13 | 7095.2421 | 33.3 | Warehouse |  |  | 5 | Warehouse | 1 |  | 1 | NECB2011 | 0.18734 | 37873.9042 | 222.2676 | 33.9964 | 64.4203 | 3.0726 | 434.7823 | 111.0254 | CALGARY | ALBERTA | 49.7853 | 12.6151 | 0 | 62.4005 | 4.7186 | 0.89998 | 0 | 5.6186 | 0 | 0.028889 | 0 | 0 | 0.22686 | 0.095576 | 0 | 0.23661 | 0.017571 | 0.082012 | 0.24999 | 0.0028107 | 0.47685 | 0.013381 | 40.81 | 95.3091 | 33.3 | 0.757 | [5 empty] | 0.162 | 0.21 | 2.2 | 2.2 | 5 | Calgary Intl AP | CAN | 64 | 4781 | 51.114 | -114.02 | 7a | 5000 | AB | CAN_AB_Calgary.Intl.AP.718770_CWEC2016.epw | 0.47685 | 24.8236 | 95.3046 | 6.0278 | 17.6014 | FALSE | FALSE | FALSE | FALSE | 8.5527 | 11.495 | 0 | 0 | 0 | 0 | 64.7 | 71.8324 | 0.65218 | 0.0090791 | 238.37 | 0 | 0.47685 | 14 | 7 | 20.17 | 19.17 |  | https://s3.console.aws.amazon.com/s3/buckets/834599497928?region=ca-central-1&prefix=phylroy.lopez/reference/reference/output/e668f6c8-4122-4f96-81f3-2fe4c8c632db/ | 1.0.002
102 |  | TRUE | 60 | 0 | 0 | 128.4273 |  |  |  | 0.1 | 2021-09-22 20:05:50 +0000 | 438c2ebff | 0.2.14 | :adv_dx_units: NECB_Default :airloop_economizer_type: NECB_Default :algorithm_type: parametric :analysis_id: reference :analysis_name: reference :boiler_eff: NECB_Default :btap_batch_version: 1.0.002 :building_type: Warehouse :chiller_type: NECB_Default :compute_environment: aws_batch :datapoint_id: ab71aeb9-8bf7-40c7-9ee7-7942b7db21a7 :daylighting_type: NECB_Default :dcv_type: NECB_Default :door_construction_cond: NECB_Default :ecm_system_name: NECB_Default :electrical_loads_scale: NECB_Default :enable_costing: true :epw_file: CAN_NS_Halifax.Dockyard.713280_CWEC2016.epw :erv_package: NECB_Default :ext_floor_cond: NECB_Default :ext_roof_cond: NECB_Default :ext_wall_cond: NECB_Default :fdwr_set: NECB_Default :fixed_wind_solar_trans: NECB_Default :fixed_window_cond: NECB_Default :furnace_eff: NECB_Default :glass_door_cond: NECB_Default :glass_door_solar_trans: NECB_Default :ground_floor_cond: NECB_Default :ground_roof_cond: NECB_Default :ground_wall_cond: NECB_Default :image_name: btap_private_cli :infiltration_scale: NECB_Default :lights_scale: NECB_Default :lights_type: NECB_Default :nv_delta_temp_in_out: NECB_Default :nv_opening_fraction: NECB_Default :nv_temp_out_min: NECB_Default :nv_type: NECB_Default :oa_scale: NECB_Default :occupancy_loads_scale: NECB_Default :output_meters: [] :output_variables: [] :overhead_door_cond: NECB_Default :primary_heating_fuel: Electricity :pv_ground_azimuth_angle: NECB_Default :pv_ground_module_description: NECB_Default :pv_ground_tilt_angle: NECB_Default :pv_ground_total_area_pv_panels_m2: NECB_Default :pv_ground_type: NECB_Default :rotation_degrees: NECB_Default :run_annual_simulation: true :s3_bucket: '834599497928' :scale_x: NECB_Default :scale_y: NECB_Default :scale_z: NECB_Default :shw_eff: NECB_Default :skylight_cond: NECB_Default :skylight_solar_trans: NECB_Default :srr_set: NECB_Default :template: NECB2011 | reference | reference | ab71aeb9-8bf7-40c7-9ee7-7942b7db21a7 | NECB2011 | Warehouse | Electricity | Electricity | CAN_NS_Halifax.Dockyard.713280_CWEC2016.epw | parametric |  | NECB_Default | NECB_Default | NECB_Default | NECB_Default | NECB_Default | NECB_Default | NECB_Default | NECB_Default | NECB_Default | NECB_Default | NECB_Default | NECB_Default | NECB_Default | NECB_Default | NECB_Default | NECB_Default | NECB_Default | NECB_Default | NECB_Default | NECB_Default | NECB_Default | NECB_Default | NECB_Default | NECB_Default | NECB_Default | NECB_Default | NECB_Default | NECB_Default | NECB_Default | NECB_Default | NECB_Default | NECB_Default | NECB_Default | NECB_Default | NECB_Default | NECB_Default | NECB_Default | NECB_Default | NECB_Default | NECB_Default | NECB_Default | NECB_Default | NECB_Default | NECB_Default | NECB_Default | aws_batch | 834599497928 | btap_private_cli |  | TRUE | TRUE |  |  | 87.9275 | 20.5913 | 41.9246 | 75.5489 | 4835.13 | 7095.2421 | 40 | Warehouse |  |  | 5 | Warehouse | 1 |  | 1 | NECB2011 | 0.18734 | 37873.9042 | 201.6509 | 12.3674 | 64.9033 | 2.7713 | 393.5072 | 111.8142 | HALIFAX | NOVA SCOTIA | 75.3465 | 0 | 0 | 75.3465 | 14.7769 | 0 | 0 | 14.7769 | 0 | 0.026258 | 0 | 0 | 0.37156 | 0.084554 | 0 | 0.15093 | 0.017571 | 0.082012 | 0 | 2.0682e-06 | 0.37156 | 0.010233 | 95.9961 | 0 | 40 | 0.757 | [5 empty] | 0.183 | 0.247 | 2.2 | 2.2 | 5 | Halifax Dockyard | CAN | 112 | 3647 | 44.655 | -63.577 | 6 | 4000 | NS | CAN_NS_Halifax.Dockyard.713280_CWEC2016.epw | 0.37156 | 20.5913 | 87.9275 | 7.1132 | 16.3126 | FALSE | FALSE | FALSE | FALSE | 4.502 | 3.3115 | 0 | 0.13538 | 0.0018846 | 49.48 | 0 | 71.8324 | 0.65218 | 0.0090791 | 238.37 | 0 | 0.37156 | 9.33 | 2.67 | 9.83 | 9.33 |  | https://s3.console.aws.amazon.com/s3/buckets/834599497928?region=ca-central-1&prefix=phylroy.lopez/reference/reference/output/ab71aeb9-8bf7-40c7-9ee7-7942b7db21a7/ | 1.0.002
103 |  | TRUE | 58 | 0 | 0 | 128.2157 |  |  |  | 0.1 | 2021-09-22 20:05:54 +0000 | 438c2ebff | 0.2.14 | :adv_dx_units: NECB_Default :airloop_economizer_type: NECB_Default :algorithm_type: parametric :analysis_id: reference :analysis_name: reference :boiler_eff: NECB_Default :btap_batch_version: 1.0.002 :building_type: Warehouse :chiller_type: NECB_Default :compute_environment: aws_batch :datapoint_id: 873adad7-e498-4a5c-8714-4e0c453662ca :daylighting_type: NECB_Default :dcv_type: NECB_Default :door_construction_cond: NECB_Default :ecm_system_name: NECB_Default :electrical_loads_scale: NECB_Default :enable_costing: true :epw_file: CAN_AB_Edmonton.Intl.AP.711230_CWEC2016.epw :erv_package: NECB_Default :ext_floor_cond: NECB_Default :ext_roof_cond: NECB_Default :ext_wall_cond: NECB_Default :fdwr_set: NECB_Default :fixed_wind_solar_trans: NECB_Default :fixed_window_cond: NECB_Default :furnace_eff: NECB_Default :glass_door_cond: NECB_Default :glass_door_solar_trans: NECB_Default :ground_floor_cond: NECB_Default :ground_roof_cond: NECB_Default :ground_wall_cond: NECB_Default :image_name: btap_private_cli :infiltration_scale: NECB_Default :lights_scale: NECB_Default :lights_type: NECB_Default :nv_delta_temp_in_out: NECB_Default :nv_opening_fraction: NECB_Default :nv_temp_out_min: NECB_Default :nv_type: NECB_Default :oa_scale: NECB_Default :occupancy_loads_scale: NECB_Default :output_meters: [] :output_variables: [] :overhead_door_cond: NECB_Default :primary_heating_fuel: NaturalGas :pv_ground_azimuth_angle: NECB_Default :pv_ground_module_description: NECB_Default :pv_ground_tilt_angle: NECB_Default :pv_ground_total_area_pv_panels_m2: NECB_Default :pv_ground_type: NECB_Default :rotation_degrees: NECB_Default :run_annual_simulation: true :s3_bucket: '834599497928' :scale_x: NECB_Default :scale_y: NECB_Default :scale_z: NECB_Default :shw_eff: NECB_Default :skylight_cond: NECB_Default :skylight_solar_trans: NECB_Default :srr_set: NECB_Default :template: NECB2011 | reference | reference | 873adad7-e498-4a5c-8714-4e0c453662ca | NECB2011 | Warehouse | NaturalGas | Natural Gas | CAN_AB_Edmonton.Intl.AP.711230_CWEC2016.epw | parametric |  | NECB_Default | NECB_Default | NECB_Default | NECB_Default | NECB_Default | NECB_Default | NECB_Default | NECB_Default | NECB_Default | NECB_Default | NECB_Default | NECB_Default | NECB_Default | NECB_Default | NECB_Default | NECB_Default | NECB_Default | NECB_Default | NECB_Default | NECB_Default | NECB_Default | NECB_Default | NECB_Default | NECB_Default | NECB_Default | NECB_Default | NECB_Default | NECB_Default | NECB_Default | NECB_Default | NECB_Default | NECB_Default | NECB_Default | NECB_Default | NECB_Default | NECB_Default | NECB_Default | NECB_Default | NECB_Default | NECB_Default | NECB_Default | NECB_Default | NECB_Default | NECB_Default | NECB_Default | aws_batch | 834599497928 | btap_private_cli |  | TRUE | TRUE |  |  | 95.8691 | 21.9098 | 63.4477 | 115.9397 | 4835.13 | 7095.2421 | 32.5 | Warehouse |  |  | 5 | Warehouse | 1 |  | 1 | NECB2011 | 0.18734 | 37873.9042 | 216.9949 | 36.9981 | 66.5982 | 3.0851 | 425.0988 | 101.4226 | EDMONTON | ALBERTA | 47.318 | 15.2067 | 0 | 62.5247 | 4.4848 | 1.0849 | 0 | 5.5696 | 0 | 0.024115 | 0 | 0 | 0.21561 | 0.088581 | 0 | 0.28749 | 0.017571 | 0.082012 | 0.30135 | 0.0033339 | 0.51697 | 0.013863 | 37.306 | 95.8736 | 32.5 | 0.757 | [5 empty] | 0.162 | 0.21 | 2.2 | 2.2 | 5 | Edmonton Intl AP | CAN | 23 | 5588 | 53.31 | -113.579 | 7a | 5120 | AB | CAN_AB_Edmonton.Intl.AP.711230_CWEC2016.epw | 0.51697 | 21.9098 | 95.8691 | 6.0844 | 16.4381 | FALSE | FALSE | FALSE | FALSE | 7.6304 | 13.4944 | 0 | 0 | 0 | 0 | 67.03 | 71.8324 | 0.65218 | 0.0090791 | 238.37 | 0 | 0.51697 | 10.83 | 3 | 23.5 | 23.33 |  | https://s3.console.aws.amazon.com/s3/buckets/834599497928?region=ca-central-1&prefix=phylroy.lopez/reference/reference/output/873adad7-e498-4a5c-8714-4e0c453662ca/ | 1.0.002
104 |  | TRUE | 62 | 0 | 0 | 127.8769 |  |  |  | 0.1 | 2021-09-22 20:06:22 +0000 | 438c2ebff | 0.2.14 | :adv_dx_units: NECB_Default :airloop_economizer_type: NECB_Default :algorithm_type: parametric :analysis_id: reference :analysis_name: reference :boiler_eff: NECB_Default :btap_batch_version: 1.0.002 :building_type: Warehouse :chiller_type: NECB_Default :compute_environment: aws_batch :datapoint_id: 4a74d675-d5eb-4a8c-9f61-42ce4123b4a2 :daylighting_type: NECB_Default :dcv_type: NECB_Default :door_construction_cond: NECB_Default :ecm_system_name: NECB_Default :electrical_loads_scale: NECB_Default :enable_costing: true :epw_file: CAN_ON_Toronto.Pearson.Intl.AP.716240_CWEC2016.epw :erv_package: NECB_Default :ext_floor_cond: NECB_Default :ext_roof_cond: NECB_Default :ext_wall_cond: NECB_Default :fdwr_set: NECB_Default :fixed_wind_solar_trans: NECB_Default :fixed_window_cond: NECB_Default :furnace_eff: NECB_Default :glass_door_cond: NECB_Default :glass_door_solar_trans: NECB_Default :ground_floor_cond: NECB_Default :ground_roof_cond: NECB_Default :ground_wall_cond: NECB_Default :image_name: btap_private_cli :infiltration_scale: NECB_Default :lights_scale: NECB_Default :lights_type: NECB_Default :nv_delta_temp_in_out: NECB_Default :nv_opening_fraction: NECB_Default :nv_temp_out_min: NECB_Default :nv_type: NECB_Default :oa_scale: NECB_Default :occupancy_loads_scale: NECB_Default :output_meters: [] :output_variables: [] :overhead_door_cond: NECB_Default :primary_heating_fuel: Electricity :pv_ground_azimuth_angle: NECB_Default :pv_ground_module_description: NECB_Default :pv_ground_tilt_angle: NECB_Default :pv_ground_total_area_pv_panels_m2: NECB_Default :pv_ground_type: NECB_Default :rotation_degrees: NECB_Default :run_annual_simulation: true :s3_bucket: '834599497928' :scale_x: NECB_Default :scale_y: NECB_Default :scale_z: NECB_Default :shw_eff: NECB_Default :skylight_cond: NECB_Default :skylight_solar_trans: NECB_Default :srr_set: NECB_Default :template: NECB2011 | reference | reference | 4a74d675-d5eb-4a8c-9f61-42ce4123b4a2 | NECB2011 | Warehouse | Electricity | Electricity | CAN_ON_Toronto.Pearson.Intl.AP.716240_CWEC2016.epw | parametric |  | NECB_Default | NECB_Default | NECB_Default | NECB_Default | NECB_Default | NECB_Default | NECB_Default | NECB_Default | NECB_Default | NECB_Default | NECB_Default | NECB_Default | NECB_Default | NECB_Default | NECB_Default | NECB_Default | NECB_Default | NECB_Default | NECB_Default | NECB_Default | NECB_Default | NECB_Default | NECB_Default | NECB_Default | NECB_Default | NECB_Default | NECB_Default | NECB_Default | NECB_Default | NECB_Default | NECB_Default | NECB_Default | NECB_Default | NECB_Default | NECB_Default | NECB_Default | NECB_Default | NECB_Default | NECB_Default | NECB_Default | NECB_Default | NECB_Default | NECB_Default | NECB_Default | NECB_Default | aws_batch | 834599497928 | btap_private_cli |  | TRUE | TRUE |  |  | 94.2776 | 28.1768 | 49.1967 | 92.8655 | 4835.13 | 7095.2421 | 40 | Warehouse |  |  | 5 | Warehouse | 1 |  | 1 | NECB2011 | 0.18734 | 37873.9042 | 236.6595 | 14.8674 | 68.0165 | 2.8453 | 458.4936 | 136.1049 | TORONTO | ONTARIO | 2.41 | 0 | 0 | 2.41 | 19.3084 | 0 | 0 | 19.3084 | 0 | 0.051424 | 0 | 0 | 0.4339 | 0.095714 | 0 | 0.17711 | 0.017571 | 0.082012 | 0 | 2.0682e-06 | 0.4339 | 0.010068 | 102.7659 | 0 | 40 | 0.757 | [5 empty] | 0.183 | 0.278 | 2.2 | 2.2 | 5 | Toronto Pearson Intl AP | CAN | 382 | 3615 | 43.677 | -79.631 | 5 | 3890 | ON | CAN_ON_Toronto.Pearson.Intl.AP.716240_CWEC2016.epw | 0.4339 | 28.1768 | 94.2776 | 9.2168 | 14.9507 | FALSE | FALSE | FALSE | FALSE | 8.9909 | 4.6331 | 0 | 0.13319 | 0.0018541 | 48.68 | 0 | 71.8324 | 0.65218 | 0.0090791 | 238.37 | 0 | 0.4339 | 29.83 | 17.83 | 7.17 | 6 |  | https://s3.console.aws.amazon.com/s3/buckets/834599497928?region=ca-central-1&prefix=phylroy.lopez/reference/reference/output/4a74d675-d5eb-4a8c-9f61-42ce4123b4a2/ | 1.0.002
105 |  | TRUE | 60 | 0 | 0 | 127.3154 |  |  |  | 0.1 | 2021-09-22 20:06:30 +0000 | 438c2ebff | 0.2.14 | :adv_dx_units: NECB_Default :airloop_economizer_type: NECB_Default :algorithm_type: parametric :analysis_id: reference :analysis_name: reference :boiler_eff: NECB_Default :btap_batch_version: 1.0.002 :building_type: Warehouse :chiller_type: NECB_Default :compute_environment: aws_batch :datapoint_id: b326a9db-d763-424a-98ac-67beaa7833b8 :daylighting_type: NECB_Default :dcv_type: NECB_Default :door_construction_cond: NECB_Default :ecm_system_name: NECB_Default :electrical_loads_scale: NECB_Default :enable_costing: true :epw_file: CAN_ON_Toronto.Pearson.Intl.AP.716240_CWEC2016.epw :erv_package: NECB_Default :ext_floor_cond: NECB_Default :ext_roof_cond: NECB_Default :ext_wall_cond: NECB_Default :fdwr_set: NECB_Default :fixed_wind_solar_trans: NECB_Default :fixed_window_cond: NECB_Default :furnace_eff: NECB_Default :glass_door_cond: NECB_Default :glass_door_solar_trans: NECB_Default :ground_floor_cond: NECB_Default :ground_roof_cond: NECB_Default :ground_wall_cond: NECB_Default :image_name: btap_private_cli :infiltration_scale: NECB_Default :lights_scale: NECB_Default :lights_type: NECB_Default :nv_delta_temp_in_out: NECB_Default :nv_opening_fraction: NECB_Default :nv_temp_out_min: NECB_Default :nv_type: NECB_Default :oa_scale: NECB_Default :occupancy_loads_scale: NECB_Default :output_meters: [] :output_variables: [] :overhead_door_cond: NECB_Default :primary_heating_fuel: NaturalGas :pv_ground_azimuth_angle: NECB_Default :pv_ground_module_description: NECB_Default :pv_ground_tilt_angle: NECB_Default :pv_ground_total_area_pv_panels_m2: NECB_Default :pv_ground_type: NECB_Default :rotation_degrees: NECB_Default :run_annual_simulation: true :s3_bucket: '834599497928' :scale_x: NECB_Default :scale_y: NECB_Default :scale_z: NECB_Default :shw_eff: NECB_Default :skylight_cond: NECB_Default :skylight_solar_trans: NECB_Default :srr_set: NECB_Default :template: NECB2011 | reference | reference | b326a9db-d763-424a-98ac-67beaa7833b8 | NECB2011 | Warehouse | NaturalGas | Natural Gas | CAN_ON_Toronto.Pearson.Intl.AP.716240_CWEC2016.epw | parametric |  | NECB_Default | NECB_Default | NECB_Default | NECB_Default | NECB_Default | NECB_Default | NECB_Default | NECB_Default | NECB_Default | NECB_Default | NECB_Default | NECB_Default | NECB_Default | NECB_Default | NECB_Default | NECB_Default | NECB_Default | NECB_Default | NECB_Default | NECB_Default | NECB_Default | NECB_Default | NECB_Default | NECB_Default | NECB_Default | NECB_Default | NECB_Default | NECB_Default | NECB_Default | NECB_Default | NECB_Default | NECB_Default | NECB_Default | NECB_Default | NECB_Default | NECB_Default | NECB_Default | NECB_Default | NECB_Default | NECB_Default | NECB_Default | NECB_Default | NECB_Default | NECB_Default | NECB_Default | aws_batch | 834599497928 | btap_private_cli |  | TRUE | TRUE |  |  | 116.062 | 28.7574 | 49.0496 | 106.9867 | 4835.13 | 7095.2421 | 40 | Warehouse |  |  | 5 | Warehouse | 1 |  | 1 | NECB2011 | 0.18734 | 37873.9042 | 236.6595 | 39.0972 | 68.0165 | 3.1849 | 463.5919 | 116.6338 | TORONTO | ONTARIO | 1.3927 | 11.5633 | 0 | 12.956 | 11.1585 | 2.0403 | 0 | 13.1988 | 0 | 0.052466 | 0 | 0 | 0.25075 | 0.095919 | 0 | 0.22161 | 0.017571 | 0.082012 | 0.23398 | 0.0027838 | 0.48474 | 0.012378 | 44.7504 | 116.0665 | 40 | 0.757 | [5 empty] | 0.183 | 0.278 | 2.2 | 2.2 | 5 | Toronto Pearson Intl AP | CAN | 382 | 3615 | 43.677 | -79.631 | 5 | 3890 | ON | CAN_ON_Toronto.Pearson.Intl.AP.716240_CWEC2016.epw | 0.48473 | 28.7574 | 116.062 | 9.2168 | 14.9507 | FALSE | FALSE | FALSE | FALSE | 8.9909 | 4.6331 | 0 | 0 | 0 | 0 | 59.85 | 71.8324 | 0.65218 | 0.0090791 | 238.37 | 0 | 0.48474 | 29.67 | 17.67 | 15.83 | 14.33 |  | https://s3.console.aws.amazon.com/s3/buckets/834599497928?region=ca-central-1&prefix=phylroy.lopez/reference/reference/output/b326a9db-d763-424a-98ac-67beaa7833b8/ | 1.0.002
106 |  | TRUE | 56 | 0 | 0 | 128.7948 |  |  |  | 0.1 | 2021-09-22 20:06:30 +0000 | 438c2ebff | 0.2.14 | :adv_dx_units: NECB_Default :airloop_economizer_type: NECB_Default :algorithm_type: parametric :analysis_id: reference :analysis_name: reference :boiler_eff: NECB_Default :btap_batch_version: 1.0.002 :building_type: Warehouse :chiller_type: NECB_Default :compute_environment: aws_batch :datapoint_id: 673d2c18-37a1-4de9-bf99-133301c85a4d :daylighting_type: NECB_Default :dcv_type: NECB_Default :door_construction_cond: NECB_Default :ecm_system_name: NECB_Default :electrical_loads_scale: NECB_Default :enable_costing: true :epw_file: CAN_BC_Vancouver.Intl.AP.718920_CWEC2016.epw :erv_package: NECB_Default :ext_floor_cond: NECB_Default :ext_roof_cond: NECB_Default :ext_wall_cond: NECB_Default :fdwr_set: NECB_Default :fixed_wind_solar_trans: NECB_Default :fixed_window_cond: NECB_Default :furnace_eff: NECB_Default :glass_door_cond: NECB_Default :glass_door_solar_trans: NECB_Default :ground_floor_cond: NECB_Default :ground_roof_cond: NECB_Default :ground_wall_cond: NECB_Default :image_name: btap_private_cli :infiltration_scale: NECB_Default :lights_scale: NECB_Default :lights_type: NECB_Default :nv_delta_temp_in_out: NECB_Default :nv_opening_fraction: NECB_Default :nv_temp_out_min: NECB_Default :nv_type: NECB_Default :oa_scale: NECB_Default :occupancy_loads_scale: NECB_Default :output_meters: [] :output_variables: [] :overhead_door_cond: NECB_Default :primary_heating_fuel: NaturalGas :pv_ground_azimuth_angle: NECB_Default :pv_ground_module_description: NECB_Default :pv_ground_tilt_angle: NECB_Default :pv_ground_total_area_pv_panels_m2: NECB_Default :pv_ground_type: NECB_Default :rotation_degrees: NECB_Default :run_annual_simulation: true :s3_bucket: '834599497928' :scale_x: NECB_Default :scale_y: NECB_Default :scale_z: NECB_Default :shw_eff: NECB_Default :skylight_cond: NECB_Default :skylight_solar_trans: NECB_Default :srr_set: NECB_Default :template: NECB2011 | reference | reference | 673d2c18-37a1-4de9-bf99-133301c85a4d | NECB2011 | Warehouse | NaturalGas | Natural Gas | CAN_BC_Vancouver.Intl.AP.718920_CWEC2016.epw | parametric |  | NECB_Default | NECB_Default | NECB_Default | NECB_Default | NECB_Default | NECB_Default | NECB_Default | NECB_Default | NECB_Default | NECB_Default | NECB_Default | NECB_Default | NECB_Default | NECB_Default | NECB_Default | NECB_Default | NECB_Default | NECB_Default | NECB_Default | NECB_Default | NECB_Default | NECB_Default | NECB_Default | NECB_Default | NECB_Default | NECB_Default | NECB_Default | NECB_Default | NECB_Default | NECB_Default | NECB_Default | NECB_Default | NECB_Default | NECB_Default | NECB_Default | NECB_Default | NECB_Default | NECB_Default | NECB_Default | NECB_Default | NECB_Default | NECB_Default | NECB_Default | NECB_Default | NECB_Default | aws_batch | 834599497928 | btap_private_cli |  | TRUE | TRUE |  |  | 114.6847 | 21.4127 | 35.4299 | 79.5727 | 4835.13 | 7095.2421 | 40 | Warehouse |  |  | 5 | Warehouse | 1 |  | 1 | NECB2011 | 0.18734 | 37873.9042 | 206.5952 | 32.204 | 59.1758 | 2.9994 | 402.8107 | 101.8363 | VANCOUVER | BRITISH COLUMBIA | 0.60807 | 8.645 | 0 | 9.253 | 6.0722 | 1.9394 | 0 | 8.0116 | 0 | 0.025824 | 0 | 0 | 0.21457 | 0.086864 | 0 | 0.15944 | 0.017571 | 0.082012 | 0.17148 | 0.0022957 | 0.38605 | 0.012043 | 36.7594 | 114.6892 | 40 | 0.757 | [5 empty] | 0.227 | 0.315 | 2.4 | 2.4 | 5 | Vancouver Intl AP | CAN | 42 | 2797 | 49.195 | -123.184 | 4 | 2800 | BC | CAN_BC_Vancouver.Intl.AP.718920_CWEC2016.epw | 0.38604 | 21.4127 | 114.6847 | 5.7542 | 17.8779 | FALSE | FALSE | FALSE | FALSE | 7.1912 | 3.8575 | 0 | 0 | 0 | 0 | 58.23 | 71.8324 | 0.65218 | 0.0090791 | 238.37 | 0 | 0.38605 | 15.33 | 8.33 | 6.83 | 5.83 |  | https://s3.console.aws.amazon.com/s3/buckets/834599497928?region=ca-central-1&prefix=phylroy.lopez/reference/reference/output/673d2c18-37a1-4de9-bf99-133301c85a4d/ | 1.0.002
107 |  | TRUE | 60 | 0 | 0 | 127.457 |  |  |  | 0.1 | 2021-09-22 20:06:19 +0000 | 438c2ebff | 0.2.14 | :adv_dx_units: NECB_Default :airloop_economizer_type: NECB_Default :algorithm_type: parametric :analysis_id: reference :analysis_name: reference :boiler_eff: NECB_Default :btap_batch_version: 1.0.002 :building_type: Warehouse :chiller_type: NECB_Default :compute_environment: aws_batch :datapoint_id: c42dc823-c9b9-45b3-82b7-c3b7d413ea95 :daylighting_type: NECB_Default :dcv_type: NECB_Default :door_construction_cond: NECB_Default :ecm_system_name: NECB_Default :electrical_loads_scale: NECB_Default :enable_costing: true :epw_file: CAN_YT_Whitehorse.Intl.AP.719640_CWEC2016.epw :erv_package: NECB_Default :ext_floor_cond: NECB_Default :ext_roof_cond: NECB_Default :ext_wall_cond: NECB_Default :fdwr_set: NECB_Default :fixed_wind_solar_trans: NECB_Default :fixed_window_cond: NECB_Default :furnace_eff: NECB_Default :glass_door_cond: NECB_Default :glass_door_solar_trans: NECB_Default :ground_floor_cond: NECB_Default :ground_roof_cond: NECB_Default :ground_wall_cond: NECB_Default :image_name: btap_private_cli :infiltration_scale: NECB_Default :lights_scale: NECB_Default :lights_type: NECB_Default :nv_delta_temp_in_out: NECB_Default :nv_opening_fraction: NECB_Default :nv_temp_out_min: NECB_Default :nv_type: NECB_Default :oa_scale: NECB_Default :occupancy_loads_scale: NECB_Default :output_meters: [] :output_variables: [] :overhead_door_cond: NECB_Default :primary_heating_fuel: Electricity :pv_ground_azimuth_angle: NECB_Default :pv_ground_module_description: NECB_Default :pv_ground_tilt_angle: NECB_Default :pv_ground_total_area_pv_panels_m2: NECB_Default :pv_ground_type: NECB_Default :rotation_degrees: NECB_Default :run_annual_simulation: true :s3_bucket: '834599497928' :scale_x: NECB_Default :scale_y: NECB_Default :scale_z: NECB_Default :shw_eff: NECB_Default :skylight_cond: NECB_Default :skylight_solar_trans: NECB_Default :srr_set: NECB_Default :template: NECB2011 | reference | reference | c42dc823-c9b9-45b3-82b7-c3b7d413ea95 | NECB2011 | Warehouse | Electricity | Electricity | CAN_YT_Whitehorse.Intl.AP.719640_CWEC2016.epw | parametric |  | NECB_Default | NECB_Default | NECB_Default | NECB_Default | NECB_Default | NECB_Default | NECB_Default | NECB_Default | NECB_Default | NECB_Default | NECB_Default | NECB_Default | NECB_Default | NECB_Default | NECB_Default | NECB_Default | NECB_Default | NECB_Default | NECB_Default | NECB_Default | NECB_Default | NECB_Default | NECB_Default | NECB_Default | NECB_Default | NECB_Default | NECB_Default | NECB_Default | NECB_Default | NECB_Default | NECB_Default | NECB_Default | NECB_Default | NECB_Default | NECB_Default | NECB_Default | NECB_Default | NECB_Default | NECB_Default | NECB_Default | NECB_Default | NECB_Default | NECB_Default | NECB_Default | NECB_Default | aws_batch | 834599497928 | btap_private_cli |  | TRUE | TRUE |  |  | 76.7586 | 16.159 | 73.4445 | 97.9349 | 4835.13 | 7095.2421 | 22.8 | Warehouse |  |  | 5 | Warehouse | 1 |  | 1 | NECB2011 | 0.18734 | 37873.9042 | 169.5269 | 10.8212 | 57.1962 | 2.6492 | 333.8049 | 93.6114 | WHITEHORSE | YUKON | 7.0326 | 0 | 0 | 7.0326 | 16.1056 | 0 | 0 | 16.1056 | 0 | 0.0067733 | 0 | 0 | 0.45215 | 0.069678 | 0 | 0.2644 | 0.017571 | 0.082012 | 0 | 2.0682e-06 | 0.45215 | 0.011712 | 84.0146 | 0 | 22.8 | 0.757 | [5 empty] | 0.162 | 0.21 | 2.2 | 2.2 | 5 | Whitehorse Intl AP | CAN | 5 | 6491 | 60.709 | -135.069 | 7b | 6580 | YT | CAN_YT_Whitehorse.Intl.AP.719640_CWEC2016.epw | 0.45215 | 16.159 | 76.7586 | 7.6017 | 13.1022 | TRUE | FALSE | FALSE | FALSE | 4.4829 | 15.1096 | 0 | 0.15494 | 0.0021569 | 56.63 | 0 | 71.8324 | 0.65218 | 0.0090791 | 238.37 | 0 | 0.45215 | 6.67 | 4.33 | 14.67 | 13.83 |  | https://s3.console.aws.amazon.com/s3/buckets/834599497928?region=ca-central-1&prefix=phylroy.lopez/reference/reference/output/c42dc823-c9b9-45b3-82b7-c3b7d413ea95/ | 1.0.002
108 |  | TRUE | 71 | 0 | 0 | 127.7346 |  |  |  | 0.1 | 2021-09-22 20:06:36 +0000 | 438c2ebff | 0.2.14 | :adv_dx_units: NECB_Default :airloop_economizer_type: NECB_Default :algorithm_type: parametric :analysis_id: reference :analysis_name: reference :boiler_eff: NECB_Default :btap_batch_version: 1.0.002 :building_type: Warehouse :chiller_type: NECB_Default :compute_environment: aws_batch :datapoint_id: f5d125c7-5f46-4219-a646-7c16138bc03f :daylighting_type: NECB_Default :dcv_type: NECB_Default :door_construction_cond: NECB_Default :ecm_system_name: NECB_Default :electrical_loads_scale: NECB_Default :enable_costing: true :epw_file: CAN_QC_Montreal-Trudeau.Intl.AP.716270_CWEC2016.epw :erv_package: NECB_Default :ext_floor_cond: NECB_Default :ext_roof_cond: NECB_Default :ext_wall_cond: NECB_Default :fdwr_set: NECB_Default :fixed_wind_solar_trans: NECB_Default :fixed_window_cond: NECB_Default :furnace_eff: NECB_Default :glass_door_cond: NECB_Default :glass_door_solar_trans: NECB_Default :ground_floor_cond: NECB_Default :ground_roof_cond: NECB_Default :ground_wall_cond: NECB_Default :image_name: btap_private_cli :infiltration_scale: NECB_Default :lights_scale: NECB_Default :lights_type: NECB_Default :nv_delta_temp_in_out: NECB_Default :nv_opening_fraction: NECB_Default :nv_temp_out_min: NECB_Default :nv_type: NECB_Default :oa_scale: NECB_Default :occupancy_loads_scale: NECB_Default :output_meters: [] :output_variables: [] :overhead_door_cond: NECB_Default :primary_heating_fuel: Electricity :pv_ground_azimuth_angle: NECB_Default :pv_ground_module_description: NECB_Default :pv_ground_tilt_angle: NECB_Default :pv_ground_total_area_pv_panels_m2: NECB_Default :pv_ground_type: NECB_Default :rotation_degrees: NECB_Default :run_annual_simulation: true :s3_bucket: '834599497928' :scale_x: NECB_Default :scale_y: NECB_Default :scale_z: NECB_Default :shw_eff: NECB_Default :skylight_cond: NECB_Default :skylight_solar_trans: NECB_Default :srr_set: NECB_Default :template: NECB2015 | reference | reference | f5d125c7-5f46-4219-a646-7c16138bc03f | NECB2015 | Warehouse | Electricity | Electricity | CAN_QC_Montreal-Trudeau.Intl.AP.716270_CWEC2016.epw | parametric |  | NECB_Default | NECB_Default | NECB_Default | NECB_Default | NECB_Default | NECB_Default | NECB_Default | NECB_Default | NECB_Default | NECB_Default | NECB_Default | NECB_Default | NECB_Default | NECB_Default | NECB_Default | NECB_Default | NECB_Default | NECB_Default | NECB_Default | NECB_Default | NECB_Default | NECB_Default | NECB_Default | NECB_Default | NECB_Default | NECB_Default | NECB_Default | NECB_Default | NECB_Default | NECB_Default | NECB_Default | NECB_Default | NECB_Default | NECB_Default | NECB_Default | NECB_Default | NECB_Default | NECB_Default | NECB_Default | NECB_Default | NECB_Default | NECB_Default | NECB_Default | NECB_Default | NECB_Default | aws_batch | 834599497928 | btap_private_cli |  | TRUE | TRUE |  |  | 92.9564 | 25.9807 | 57.2115 | 96.8221 | 4835.13 | 7095.2421 | 37.3 | Warehouse |  |  | 5 | Warehouse | 1 |  | 1 | NECB2015 | 0.18734 | 37873.9042 | 213.8676 | 13.4635 | 60.9991 | 2.7401 | 410.1955 | 119.1253 | MONTREAL | QUEBEC | 0.17262 | 0 | 0 | 0.17262 | 10.9942 | 0 | 0 | 10.9942 | 0 | 0.044363 | 0 | 0 | 0.44421 | 0.088002 | 0 | 0.20596 | 0.017578 | 0.078074 | 0 | 2.0682e-06 | 0.44421 | 0.010231 | 100.9832 | 0 | 37.3 | 0.757 | [5 empty] | 0.183 | 0.247 | 2.2 | 2.2 | 5 | Montreal-Trudeau Intl AP | CAN | 323 | 4090 | 45.471 | -73.741 | 6 | 4400 | QC | CAN_QC_Montreal-Trudeau.Intl.AP.716270_CWEC2016.epw | 0.44421 | 25.9807 | 92.9564 | 8.1646 | 17.6094 | FALSE | FALSE | FALSE | FALSE | 8.9896 | 10.309 | 0 | 0.13535 | 0.0018853 | 49.47 | 0 | 71.7905 | 0.64331 | 0.0089609 | 235.13 | 0 | 0.44421 | 27 | 12.5 | 9 | 7 |  | https://s3.console.aws.amazon.com/s3/buckets/834599497928?region=ca-central-1&prefix=phylroy.lopez/reference/reference/output/f5d125c7-5f46-4219-a646-7c16138bc03f/ | 1.0.002
109 |  | TRUE | 192 | 0 | 0 | 659.2498 |  |  |  | 0.1 | 2021-09-22 20:05:59 +0000 | 438c2ebff | 0.2.14 | :adv_dx_units: NECB_Default :airloop_economizer_type: NECB_Default :algorithm_type: parametric :analysis_id: reference :analysis_name: reference :boiler_eff: NECB_Default :btap_batch_version: 1.0.002 :building_type: MediumOffice :chiller_type: NECB_Default :compute_environment: aws_batch :datapoint_id: 6e52a047-801a-4c3a-84dc-21b63af2cdd0 :daylighting_type: NECB_Default :dcv_type: NECB_Default :door_construction_cond: NECB_Default :ecm_system_name: NECB_Default :electrical_loads_scale: NECB_Default :enable_costing: true :epw_file: CAN_QC_Montreal-Trudeau.Intl.AP.716270_CWEC2016.epw :erv_package: NECB_Default :ext_floor_cond: NECB_Default :ext_roof_cond: NECB_Default :ext_wall_cond: NECB_Default :fdwr_set: NECB_Default :fixed_wind_solar_trans: NECB_Default :fixed_window_cond: NECB_Default :furnace_eff: NECB_Default :glass_door_cond: NECB_Default :glass_door_solar_trans: NECB_Default :ground_floor_cond: NECB_Default :ground_roof_cond: NECB_Default :ground_wall_cond: NECB_Default :image_name: btap_private_cli :infiltration_scale: NECB_Default :lights_scale: NECB_Default :lights_type: NECB_Default :nv_delta_temp_in_out: NECB_Default :nv_opening_fraction: NECB_Default :nv_temp_out_min: NECB_Default :nv_type: NECB_Default :oa_scale: NECB_Default :occupancy_loads_scale: NECB_Default :output_meters: [] :output_variables: [] :overhead_door_cond: NECB_Default :primary_heating_fuel: Electricity :pv_ground_azimuth_angle: NECB_Default :pv_ground_module_description: NECB_Default :pv_ground_tilt_angle: NECB_Default :pv_ground_total_area_pv_panels_m2: NECB_Default :pv_ground_type: NECB_Default :rotation_degrees: NECB_Default :run_annual_simulation: true :s3_bucket: '834599497928' :scale_x: NECB_Default :scale_y: NECB_Default :scale_z: NECB_Default :shw_eff: NECB_Default :skylight_cond: NECB_Default :skylight_solar_trans: NECB_Default :srr_set: NECB_Default :template: BTAPPRE1980 | reference | reference | 6e52a047-801a-4c3a-84dc-21b63af2cdd0 | BTAPPRE1980 | MediumOffice | Electricity | Electricity | CAN_QC_Montreal-Trudeau.Intl.AP.716270_CWEC2016.epw | parametric |  | NECB_Default | NECB_Default | NECB_Default | NECB_Default | NECB_Default | NECB_Default | NECB_Default | NECB_Default | NECB_Default | NECB_Default | NECB_Default | NECB_Default | NECB_Default | NECB_Default | NECB_Default | NECB_Default | NECB_Default | NECB_Default | NECB_Default | NECB_Default | NECB_Default | NECB_Default | NECB_Default | NECB_Default | NECB_Default | NECB_Default | NECB_Default | NECB_Default | NECB_Default | NECB_Default | NECB_Default | NECB_Default | NECB_Default | NECB_Default | NECB_Default | NECB_Default | NECB_Default | NECB_Default | NECB_Default | NECB_Default | NECB_Default | NECB_Default | NECB_Default | NECB_Default | NECB_Default | aws_batch | 834599497928 | btap_private_cli |  | TRUE | TRUE |  |  | 66.4147 | 15.8626 | 54.1802 | 88.7528 | 4982.19 | 3638.3973 | 33 | MediumOffice |  |  | 0 | MediumOffice | 3 |  | 3 | BTAPPRE1980 | 0.1843 | 19741.4134 | 1.0345 | 54.4762 | 64.9436 | 11.7818 | 289.1283 | 156.8922 | MONTREAL | QUEBEC | 0.20878 | 0 | 0 | 0.20878 | 13.2973 | 0 | 0 | 13.2973 | 0 | 0.022502 | 0 | 0 | 0.53727 | 0.051146 | 0 | 0.19505 | 0.099954 | 0.11619 | 0 | 0.0064911 | 0.53727 | 0.04432 | 87.7979 | 0 | 33 | 0.678 | [5 empty] | 0.267 | 0.823 | 2.95 |  | 0 | Montreal-Trudeau Intl AP | CAN | 323 | 4090 | 45.471 | -73.741 | 6 | 4400 | QC | CAN_QC_Montreal-Trudeau.Intl.AP.716270_CWEC2016.epw | 0.53726 | 15.8626 | 66.4147 | 15.432 | 19.2902 | TRUE | FALSE | FALSE | FALSE | 12.5228 | 13.0396 | 0 | 0.60413 | 0.0024227 | 220.81 | 0 | 249.3589 | 2.9448 | 0.011809 | 1076.31 | 0.0016178 | 0.53727 | 49.33 | 41.67 | 0.17 | 0.17 |  | https://s3.console.aws.amazon.com/s3/buckets/834599497928?region=ca-central-1&prefix=phylroy.lopez/reference/reference/output/6e52a047-801a-4c3a-84dc-21b63af2cdd0/ | 1.0.002
110 |  | TRUE | 58 | 0 | 0 | 128.3631 |  |  |  | 0.1 | 2021-09-22 20:06:25 +0000 | 438c2ebff | 0.2.14 | :adv_dx_units: NECB_Default :airloop_economizer_type: NECB_Default :algorithm_type: parametric :analysis_id: reference :analysis_name: reference :boiler_eff: NECB_Default :btap_batch_version: 1.0.002 :building_type: Warehouse :chiller_type: NECB_Default :compute_environment: aws_batch :datapoint_id: 2e9344e1-4ae9-49a2-9d25-75055b1073de :daylighting_type: NECB_Default :dcv_type: NECB_Default :door_construction_cond: NECB_Default :ecm_system_name: NECB_Default :electrical_loads_scale: NECB_Default :enable_costing: true :epw_file: CAN_YT_Whitehorse.Intl.AP.719640_CWEC2016.epw :erv_package: NECB_Default :ext_floor_cond: NECB_Default :ext_roof_cond: NECB_Default :ext_wall_cond: NECB_Default :fdwr_set: NECB_Default :fixed_wind_solar_trans: NECB_Default :fixed_window_cond: NECB_Default :furnace_eff: NECB_Default :glass_door_cond: NECB_Default :glass_door_solar_trans: NECB_Default :ground_floor_cond: NECB_Default :ground_roof_cond: NECB_Default :ground_wall_cond: NECB_Default :image_name: btap_private_cli :infiltration_scale: NECB_Default :lights_scale: NECB_Default :lights_type: NECB_Default :nv_delta_temp_in_out: NECB_Default :nv_opening_fraction: NECB_Default :nv_temp_out_min: NECB_Default :nv_type: NECB_Default :oa_scale: NECB_Default :occupancy_loads_scale: NECB_Default :output_meters: [] :output_variables: [] :overhead_door_cond: NECB_Default :primary_heating_fuel: NaturalGas :pv_ground_azimuth_angle: NECB_Default :pv_ground_module_description: NECB_Default :pv_ground_tilt_angle: NECB_Default :pv_ground_total_area_pv_panels_m2: NECB_Default :pv_ground_type: NECB_Default :rotation_degrees: NECB_Default :run_annual_simulation: true :s3_bucket: '834599497928' :scale_x: NECB_Default :scale_y: NECB_Default :scale_z: NECB_Default :shw_eff: NECB_Default :skylight_cond: NECB_Default :skylight_solar_trans: NECB_Default :srr_set: NECB_Default :template: NECB2011 | reference | reference | 2e9344e1-4ae9-49a2-9d25-75055b1073de | NECB2011 | Warehouse | NaturalGas | Natural Gas | CAN_YT_Whitehorse.Intl.AP.719640_CWEC2016.epw | parametric |  | NECB_Default | NECB_Default | NECB_Default | NECB_Default | NECB_Default | NECB_Default | NECB_Default | NECB_Default | NECB_Default | NECB_Default | NECB_Default | NECB_Default | NECB_Default | NECB_Default | NECB_Default | NECB_Default | NECB_Default | NECB_Default | NECB_Default | NECB_Default | NECB_Default | NECB_Default | NECB_Default | NECB_Default | NECB_Default | NECB_Default | NECB_Default | NECB_Default | NECB_Default | NECB_Default | NECB_Default | NECB_Default | NECB_Default | NECB_Default | NECB_Default | NECB_Default | NECB_Default | NECB_Default | NECB_Default | NECB_Default | NECB_Default | NECB_Default | NECB_Default | NECB_Default | NECB_Default | aws_batch | 834599497928 | btap_private_cli |  | TRUE | TRUE |  |  | 99.7304 | 16.4823 | 73.3072 | 119.3091 | 4835.13 | 7095.2421 | 22.8 | Warehouse |  |  | 5 | Warehouse | 1 |  | 1 | NECB2011 | 0.18734 | 37873.9042 | 169.5269 | 31.6239 | 57.1962 | 2.8162 | 342.0612 | 80.8979 | WHITEHORSE | YUKON | 2.7913 | 17.398 | 0 | 20.1893 | 6.3924 | 3.1712 | 0 | 9.5636 | 0 | 0.0068912 | 0 | 0 | 0.17946 | 0.069926 | 0 | 0.33529 | 0.017571 | 0.082012 | 0.34963 | 0.0030609 | 0.5291 | 0.014349 | 30.5032 | 100.169 | 22.8 | 0.757 | [5 empty] | 0.162 | 0.21 | 2.2 | 2.2 | 5 | Whitehorse Intl AP | CAN | 5 | 6491 | 60.709 | -135.069 | 7b | 6580 | YT | CAN_YT_Whitehorse.Intl.AP.719640_CWEC2016.epw | 0.52909 | 16.4823 | 99.7304 | 7.6017 | 13.1022 | TRUE | FALSE | FALSE | FALSE | 4.4829 | 15.1096 | 0 | 0 | 0 | 0 | 69.38 | 71.8324 | 0.65218 | 0.0090791 | 238.37 | 0 | 0.5291 | 6.67 | 4.33 | 23.67 | 22.67 |  | https://s3.console.aws.amazon.com/s3/buckets/834599497928?region=ca-central-1&prefix=phylroy.lopez/reference/reference/output/2e9344e1-4ae9-49a2-9d25-75055b1073de/ | 1.0.002
111 |  | TRUE | 69 | 0 | 0 | 128.6294 |  |  |  | 0.1 | 2021-09-22 20:06:36 +0000 | 438c2ebff | 0.2.14 | :adv_dx_units: NECB_Default :airloop_economizer_type: NECB_Default :algorithm_type: parametric :analysis_id: reference :analysis_name: reference :boiler_eff: NECB_Default :btap_batch_version: 1.0.002 :building_type: Warehouse :chiller_type: NECB_Default :compute_environment: aws_batch :datapoint_id: ad82f9ce-a8d3-48ef-8e42-d44e1209a062 :daylighting_type: NECB_Default :dcv_type: NECB_Default :door_construction_cond: NECB_Default :ecm_system_name: NECB_Default :electrical_loads_scale: NECB_Default :enable_costing: true :epw_file: CAN_QC_Montreal-Trudeau.Intl.AP.716270_CWEC2016.epw :erv_package: NECB_Default :ext_floor_cond: NECB_Default :ext_roof_cond: NECB_Default :ext_wall_cond: NECB_Default :fdwr_set: NECB_Default :fixed_wind_solar_trans: NECB_Default :fixed_window_cond: NECB_Default :furnace_eff: NECB_Default :glass_door_cond: NECB_Default :glass_door_solar_trans: NECB_Default :ground_floor_cond: NECB_Default :ground_roof_cond: NECB_Default :ground_wall_cond: NECB_Default :image_name: btap_private_cli :infiltration_scale: NECB_Default :lights_scale: NECB_Default :lights_type: NECB_Default :nv_delta_temp_in_out: NECB_Default :nv_opening_fraction: NECB_Default :nv_temp_out_min: NECB_Default :nv_type: NECB_Default :oa_scale: NECB_Default :occupancy_loads_scale: NECB_Default :output_meters: [] :output_variables: [] :overhead_door_cond: NECB_Default :primary_heating_fuel: NaturalGas :pv_ground_azimuth_angle: NECB_Default :pv_ground_module_description: NECB_Default :pv_ground_tilt_angle: NECB_Default :pv_ground_total_area_pv_panels_m2: NECB_Default :pv_ground_type: NECB_Default :rotation_degrees: NECB_Default :run_annual_simulation: true :s3_bucket: '834599497928' :scale_x: NECB_Default :scale_y: NECB_Default :scale_z: NECB_Default :shw_eff: NECB_Default :skylight_cond: NECB_Default :skylight_solar_trans: NECB_Default :srr_set: NECB_Default :template: NECB2015 | reference | reference | ad82f9ce-a8d3-48ef-8e42-d44e1209a062 | NECB2015 | Warehouse | NaturalGas | Natural Gas | CAN_QC_Montreal-Trudeau.Intl.AP.716270_CWEC2016.epw | parametric |  | NECB_Default | NECB_Default | NECB_Default | NECB_Default | NECB_Default | NECB_Default | NECB_Default | NECB_Default | NECB_Default | NECB_Default | NECB_Default | NECB_Default | NECB_Default | NECB_Default | NECB_Default | NECB_Default | NECB_Default | NECB_Default | NECB_Default | NECB_Default | NECB_Default | NECB_Default | NECB_Default | NECB_Default | NECB_Default | NECB_Default | NECB_Default | NECB_Default | NECB_Default | NECB_Default | NECB_Default | NECB_Default | NECB_Default | NECB_Default | NECB_Default | NECB_Default | NECB_Default | NECB_Default | NECB_Default | NECB_Default | NECB_Default | NECB_Default | NECB_Default | NECB_Default | NECB_Default | aws_batch | 834599497928 | btap_private_cli |  | TRUE | TRUE |  |  | 115.1161 | 26.5158 | 57.0989 | 113.2734 | 4835.13 | 7095.2421 | 37.3 | Warehouse |  |  | 5 | Warehouse | 1 |  | 1 | NECB2015 | 0.18734 | 37873.9042 | 213.8676 | 36.7601 | 60.9991 | 2.9649 | 416.2427 | 101.651 | MONTREAL | QUEBEC | 0.090318 | 13.3885 | 0 | 13.4788 | 5.7523 | 3.507 | 0 | 9.2593 | 0 | 0.045258 | 0 | 0 | 0.23242 | 0.08812 | 0 | 0.25845 | 0.017578 | 0.078074 | 0.27102 | 0.0033877 | 0.50344 | 0.012568 | 41.8334 | 115.1206 | 37.3 | 0.757 | [5 empty] | 0.183 | 0.247 | 2.2 | 2.2 | 5 | Montreal-Trudeau Intl AP | CAN | 323 | 4090 | 45.471 | -73.741 | 6 | 4400 | QC | CAN_QC_Montreal-Trudeau.Intl.AP.716270_CWEC2016.epw | 0.50344 | 26.5158 | 115.1161 | 8.1646 | 17.6094 | FALSE | FALSE | FALSE | FALSE | 8.9896 | 10.309 | 0 | 0 | 0 | 0 | 60.77 | 71.7905 | 0.64331 | 0.0089609 | 235.13 | 0 | 0.50344 | 27 | 12.5 | 15 | 13.83 |  | https://s3.console.aws.amazon.com/s3/buckets/834599497928?region=ca-central-1&prefix=phylroy.lopez/reference/reference/output/ad82f9ce-a8d3-48ef-8e42-d44e1209a062/ | 1.0.002
112 |  | TRUE | 69 | 0 | 0 | 128.507 |  |  |  | 0.1 | 2021-09-22 20:06:23 +0000 | 438c2ebff | 0.2.14 | :adv_dx_units: NECB_Default :airloop_economizer_type: NECB_Default :algorithm_type: parametric :analysis_id: reference :analysis_name: reference :boiler_eff: NECB_Default :btap_batch_version: 1.0.002 :building_type: Warehouse :chiller_type: NECB_Default :compute_environment: aws_batch :datapoint_id: 065d04f5-4aeb-4b94-a1f5-676975b4e801 :daylighting_type: NECB_Default :dcv_type: NECB_Default :door_construction_cond: NECB_Default :ecm_system_name: NECB_Default :electrical_loads_scale: NECB_Default :enable_costing: true :epw_file: CAN_NS_Halifax.Dockyard.713280_CWEC2016.epw :erv_package: NECB_Default :ext_floor_cond: NECB_Default :ext_roof_cond: NECB_Default :ext_wall_cond: NECB_Default :fdwr_set: NECB_Default :fixed_wind_solar_trans: NECB_Default :fixed_window_cond: NECB_Default :furnace_eff: NECB_Default :glass_door_cond: NECB_Default :glass_door_solar_trans: NECB_Default :ground_floor_cond: NECB_Default :ground_roof_cond: NECB_Default :ground_wall_cond: NECB_Default :image_name: btap_private_cli :infiltration_scale: NECB_Default :lights_scale: NECB_Default :lights_type: NECB_Default :nv_delta_temp_in_out: NECB_Default :nv_opening_fraction: NECB_Default :nv_temp_out_min: NECB_Default :nv_type: NECB_Default :oa_scale: NECB_Default :occupancy_loads_scale: NECB_Default :output_meters: [] :output_variables: [] :overhead_door_cond: NECB_Default :primary_heating_fuel: Electricity :pv_ground_azimuth_angle: NECB_Default :pv_ground_module_description: NECB_Default :pv_ground_tilt_angle: NECB_Default :pv_ground_total_area_pv_panels_m2: NECB_Default :pv_ground_type: NECB_Default :rotation_degrees: NECB_Default :run_annual_simulation: true :s3_bucket: '834599497928' :scale_x: NECB_Default :scale_y: NECB_Default :scale_z: NECB_Default :shw_eff: NECB_Default :skylight_cond: NECB_Default :skylight_solar_trans: NECB_Default :srr_set: NECB_Default :template: NECB2015 | reference | reference | 065d04f5-4aeb-4b94-a1f5-676975b4e801 | NECB2015 | Warehouse | Electricity | Electricity | CAN_NS_Halifax.Dockyard.713280_CWEC2016.epw | parametric |  | NECB_Default | NECB_Default | NECB_Default | NECB_Default | NECB_Default | NECB_Default | NECB_Default | NECB_Default | NECB_Default | NECB_Default | NECB_Default | NECB_Default | NECB_Default | NECB_Default | NECB_Default | NECB_Default | NECB_Default | NECB_Default | NECB_Default | NECB_Default | NECB_Default | NECB_Default | NECB_Default | NECB_Default | NECB_Default | NECB_Default | NECB_Default | NECB_Default | NECB_Default | NECB_Default | NECB_Default | NECB_Default | NECB_Default | NECB_Default | NECB_Default | NECB_Default | NECB_Default | NECB_Default | NECB_Default | NECB_Default | NECB_Default | NECB_Default | NECB_Default | NECB_Default | NECB_Default | aws_batch | 834599497928 | btap_private_cli |  | TRUE | TRUE |  |  | 87.9461 | 20.5493 | 42.3607 | 75.8477 | 4835.13 | 7095.2421 | 40 | Warehouse |  |  | 5 | Warehouse | 1 |  | 1 | NECB2015 | 0.18734 | 37873.9042 | 201.6509 | 12.4313 | 64.9033 | 2.7713 | 393.5665 | 111.8097 | HALIFAX | NOVA SCOTIA | 74.7677 | 0 | 0 | 74.7677 | 14.6633 | 0 | 0 | 14.6633 | 0 | 0.026144 | 0 | 0 | 0.3687 | 0.08431 | 0 | 0.1525 | 0.017578 | 0.078074 | 0 | 2.0682e-06 | 0.3687 | 0.010097 | 95.9322 | 0 | 40 | 0.757 | [5 empty] | 0.183 | 0.247 | 2.2 | 2.2 | 5 | Halifax Dockyard | CAN | 112 | 3647 | 44.655 | -63.577 | 6 | 4000 | NS | CAN_NS_Halifax.Dockyard.713280_CWEC2016.epw | 0.3687 | 20.5493 | 87.9461 | 7.1132 | 16.3126 | FALSE | FALSE | FALSE | FALSE | 4.5017 | 3.3108 | 0 | 0.13357 | 0.0018606 | 48.82 | 0 | 71.7905 | 0.64331 | 0.0089609 | 235.13 | 0 | 0.3687 | 9.17 | 2.67 | 9.67 | 9.33 |  | https://s3.console.aws.amazon.com/s3/buckets/834599497928?region=ca-central-1&prefix=phylroy.lopez/reference/reference/output/065d04f5-4aeb-4b94-a1f5-676975b4e801/ | 1.0.002
113 |  | TRUE | 198 | 0 | 0 | 659.5968 |  |  |  | 0.1 | 2021-09-22 20:06:24 +0000 | 438c2ebff | 0.2.14 | :adv_dx_units: NECB_Default :airloop_economizer_type: NECB_Default :algorithm_type: parametric :analysis_id: reference :analysis_name: reference :boiler_eff: NECB_Default :btap_batch_version: 1.0.002 :building_type: MediumOffice :chiller_type: NECB_Default :compute_environment: aws_batch :datapoint_id: fed28e66-e76f-4365-bb23-fb4294b45cc4 :daylighting_type: NECB_Default :dcv_type: NECB_Default :door_construction_cond: NECB_Default :ecm_system_name: NECB_Default :electrical_loads_scale: NECB_Default :enable_costing: true :epw_file: CAN_AB_Calgary.Intl.AP.718770_CWEC2016.epw :erv_package: NECB_Default :ext_floor_cond: NECB_Default :ext_roof_cond: NECB_Default :ext_wall_cond: NECB_Default :fdwr_set: NECB_Default :fixed_wind_solar_trans: NECB_Default :fixed_window_cond: NECB_Default :furnace_eff: NECB_Default :glass_door_cond: NECB_Default :glass_door_solar_trans: NECB_Default :ground_floor_cond: NECB_Default :ground_roof_cond: NECB_Default :ground_wall_cond: NECB_Default :image_name: btap_private_cli :infiltration_scale: NECB_Default :lights_scale: NECB_Default :lights_type: NECB_Default :nv_delta_temp_in_out: NECB_Default :nv_opening_fraction: NECB_Default :nv_temp_out_min: NECB_Default :nv_type: NECB_Default :oa_scale: NECB_Default :occupancy_loads_scale: NECB_Default :output_meters: [] :output_variables: [] :overhead_door_cond: NECB_Default :primary_heating_fuel: Electricity :pv_ground_azimuth_angle: NECB_Default :pv_ground_module_description: NECB_Default :pv_ground_tilt_angle: NECB_Default :pv_ground_total_area_pv_panels_m2: NECB_Default :pv_ground_type: NECB_Default :rotation_degrees: NECB_Default :run_annual_simulation: true :s3_bucket: '834599497928' :scale_x: NECB_Default :scale_y: NECB_Default :scale_z: NECB_Default :shw_eff: NECB_Default :skylight_cond: NECB_Default :skylight_solar_trans: NECB_Default :srr_set: NECB_Default :template: BTAPPRE1980 | reference | reference | fed28e66-e76f-4365-bb23-fb4294b45cc4 | BTAPPRE1980 | MediumOffice | Electricity | Electricity | CAN_AB_Calgary.Intl.AP.718770_CWEC2016.epw | parametric |  | NECB_Default | NECB_Default | NECB_Default | NECB_Default | NECB_Default | NECB_Default | NECB_Default | NECB_Default | NECB_Default | NECB_Default | NECB_Default | NECB_Default | NECB_Default | NECB_Default | NECB_Default | NECB_Default | NECB_Default | NECB_Default | NECB_Default | NECB_Default | NECB_Default | NECB_Default | NECB_Default | NECB_Default | NECB_Default | NECB_Default | NECB_Default | NECB_Default | NECB_Default | NECB_Default | NECB_Default | NECB_Default | NECB_Default | NECB_Default | NECB_Default | NECB_Default | NECB_Default | NECB_Default | NECB_Default | NECB_Default | NECB_Default | NECB_Default | NECB_Default | NECB_Default | NECB_Default | aws_batch | 834599497928 | btap_private_cli |  | TRUE | TRUE |  |  | 51.2928 | 12.4401 | 40.4485 | 76.4038 | 4982.19 | 3638.3973 | 33 | MediumOffice |  |  | 0 | MediumOffice | 3 |  | 3 | BTAPPRE1980 | 0.1843 | 19741.4134 | 1.0722 | 51.4163 | 68.0384 | 11.8171 | 304.5147 | 172.1707 | CALGARY | ALBERTA | 107.9406 | 0 | 0 | 107.9406 | 10.2305 | 0 | 0 | 10.2305 | 0 | 0.012615 | 0 | 0 | 0.49185 | 0.0663 | 0 | 0.14561 | 0.099954 | 0.11619 | 0 | 0.0038537 | 0.49185 | 0.04667 | 74.0786 | 0 | 33 | 0.678 | [5 empty] | 0.227 | 0.772 | 2.95 |  | 0 | Calgary Intl AP | CAN | 64 | 4781 | 51.114 | -114.02 | 7a | 5000 | AB | CAN_AB_Calgary.Intl.AP.718770_CWEC2016.epw | 0.49185 | 12.4401 | 51.2928 | 13.373 | 18.4865 | TRUE | FALSE | FALSE | FALSE | 12.0573 | 13.9121 | 0 | 0.63617 | 0.0025512 | 232.52 | 0 | 249.3589 | 2.9448 | 0.011809 | 1076.31 | 0.00066035 | 0.49185 | 25.83 | 21.67 | 0 | 0 |  | https://s3.console.aws.amazon.com/s3/buckets/834599497928?region=ca-central-1&prefix=phylroy.lopez/reference/reference/output/fed28e66-e76f-4365-bb23-fb4294b45cc4/ | 1.0.002
114 |  | TRUE | 63 | 0 | 0 | 127.8962 |  |  |  | 0.1 | 2021-09-22 20:06:43 +0000 | 438c2ebff | 0.2.14 | :adv_dx_units: NECB_Default :airloop_economizer_type: NECB_Default :algorithm_type: parametric :analysis_id: reference :analysis_name: reference :boiler_eff: NECB_Default :btap_batch_version: 1.0.002 :building_type: Warehouse :chiller_type: NECB_Default :compute_environment: aws_batch :datapoint_id: a4d74d15-537a-4bbd-b3d2-361e65af6a74 :daylighting_type: NECB_Default :dcv_type: NECB_Default :door_construction_cond: NECB_Default :ecm_system_name: NECB_Default :electrical_loads_scale: NECB_Default :enable_costing: true :epw_file: CAN_BC_Vancouver.Intl.AP.718920_CWEC2016.epw :erv_package: NECB_Default :ext_floor_cond: NECB_Default :ext_roof_cond: NECB_Default :ext_wall_cond: NECB_Default :fdwr_set: NECB_Default :fixed_wind_solar_trans: NECB_Default :fixed_window_cond: NECB_Default :furnace_eff: NECB_Default :glass_door_cond: NECB_Default :glass_door_solar_trans: NECB_Default :ground_floor_cond: NECB_Default :ground_roof_cond: NECB_Default :ground_wall_cond: NECB_Default :image_name: btap_private_cli :infiltration_scale: NECB_Default :lights_scale: NECB_Default :lights_type: NECB_Default :nv_delta_temp_in_out: NECB_Default :nv_opening_fraction: NECB_Default :nv_temp_out_min: NECB_Default :nv_type: NECB_Default :oa_scale: NECB_Default :occupancy_loads_scale: NECB_Default :output_meters: [] :output_variables: [] :overhead_door_cond: NECB_Default :primary_heating_fuel: NaturalGas :pv_ground_azimuth_angle: NECB_Default :pv_ground_module_description: NECB_Default :pv_ground_tilt_angle: NECB_Default :pv_ground_total_area_pv_panels_m2: NECB_Default :pv_ground_type: NECB_Default :rotation_degrees: NECB_Default :run_annual_simulation: true :s3_bucket: '834599497928' :scale_x: NECB_Default :scale_y: NECB_Default :scale_z: NECB_Default :shw_eff: NECB_Default :skylight_cond: NECB_Default :skylight_solar_trans: NECB_Default :srr_set: NECB_Default :template: NECB2015 | reference | reference | a4d74d15-537a-4bbd-b3d2-361e65af6a74 | NECB2015 | Warehouse | NaturalGas | Natural Gas | CAN_BC_Vancouver.Intl.AP.718920_CWEC2016.epw | parametric |  | NECB_Default | NECB_Default | NECB_Default | NECB_Default | NECB_Default | NECB_Default | NECB_Default | NECB_Default | NECB_Default | NECB_Default | NECB_Default | NECB_Default | NECB_Default | NECB_Default | NECB_Default | NECB_Default | NECB_Default | NECB_Default | NECB_Default | NECB_Default | NECB_Default | NECB_Default | NECB_Default | NECB_Default | NECB_Default | NECB_Default | NECB_Default | NECB_Default | NECB_Default | NECB_Default | NECB_Default | NECB_Default | NECB_Default | NECB_Default | NECB_Default | NECB_Default | NECB_Default | NECB_Default | NECB_Default | NECB_Default | NECB_Default | NECB_Default | NECB_Default | NECB_Default | NECB_Default | aws_batch | 834599497928 | btap_private_cli |  | TRUE | TRUE |  |  | 115.7468 | 21.3707 | 35.8803 | 80.0231 | 4835.13 | 7095.2421 | 40 | Warehouse |  |  | 5 | Warehouse | 1 |  | 1 | NECB2015 | 0.18734 | 37873.9042 | 206.5952 | 32.848 | 59.1758 | 2.9994 | 403.3211 | 101.7026 | VANCOUVER | BRITISH COLUMBIA | 0.59699 | 8.7258 | 0 | 9.3228 | 5.9615 | 1.9575 | 0 | 7.9191 | 0 | 0.02572 | 0 | 0 | 0.21065 | 0.086651 | 0 | 0.16121 | 0.017578 | 0.078074 | 0.17308 | 0.0026307 | 0.38374 | 0.011876 | 36.5914 | 115.7513 | 40 | 0.757 | [5 empty] | 0.227 | 0.315 | 2.4 | 2.4 | 5 | Vancouver Intl AP | CAN | 42 | 2797 | 49.195 | -123.184 | 4 | 2800 | BC | CAN_BC_Vancouver.Intl.AP.718920_CWEC2016.epw | 0.38374 | 21.3707 | 115.7468 | 5.7542 | 17.8779 | FALSE | FALSE | FALSE | FALSE | 7.191 | 3.8568 | 0 | 0 | 0 | 0 | 57.42 | 71.7905 | 0.64331 | 0.0089609 | 235.13 | 0 | 0.38374 | 14.83 | 8.33 | 6.33 | 5.83 |  | https://s3.console.aws.amazon.com/s3/buckets/834599497928?region=ca-central-1&prefix=phylroy.lopez/reference/reference/output/a4d74d15-537a-4bbd-b3d2-361e65af6a74/ | 1.0.002
115 |  | TRUE | 67 | 0 | 0 | 128.5413 |  |  |  | 0.1 | 2021-09-22 20:05:58 +0000 | 438c2ebff | 0.2.14 | :adv_dx_units: NECB_Default :airloop_economizer_type: NECB_Default :algorithm_type: parametric :analysis_id: reference :analysis_name: reference :boiler_eff: NECB_Default :btap_batch_version: 1.0.002 :building_type: Warehouse :chiller_type: NECB_Default :compute_environment: aws_batch :datapoint_id: 07653bc3-c612-478d-812a-5fd148ea08b4 :daylighting_type: NECB_Default :dcv_type: NECB_Default :door_construction_cond: NECB_Default :ecm_system_name: NECB_Default :electrical_loads_scale: NECB_Default :enable_costing: true :epw_file: CAN_NS_Halifax.Dockyard.713280_CWEC2016.epw :erv_package: NECB_Default :ext_floor_cond: NECB_Default :ext_roof_cond: NECB_Default :ext_wall_cond: NECB_Default :fdwr_set: NECB_Default :fixed_wind_solar_trans: NECB_Default :fixed_window_cond: NECB_Default :furnace_eff: NECB_Default :glass_door_cond: NECB_Default :glass_door_solar_trans: NECB_Default :ground_floor_cond: NECB_Default :ground_roof_cond: NECB_Default :ground_wall_cond: NECB_Default :image_name: btap_private_cli :infiltration_scale: NECB_Default :lights_scale: NECB_Default :lights_type: NECB_Default :nv_delta_temp_in_out: NECB_Default :nv_opening_fraction: NECB_Default :nv_temp_out_min: NECB_Default :nv_type: NECB_Default :oa_scale: NECB_Default :occupancy_loads_scale: NECB_Default :output_meters: [] :output_variables: [] :overhead_door_cond: NECB_Default :primary_heating_fuel: NaturalGas :pv_ground_azimuth_angle: NECB_Default :pv_ground_module_description: NECB_Default :pv_ground_tilt_angle: NECB_Default :pv_ground_total_area_pv_panels_m2: NECB_Default :pv_ground_type: NECB_Default :rotation_degrees: NECB_Default :run_annual_simulation: true :s3_bucket: '834599497928' :scale_x: NECB_Default :scale_y: NECB_Default :scale_z: NECB_Default :shw_eff: NECB_Default :skylight_cond: NECB_Default :skylight_solar_trans: NECB_Default :srr_set: NECB_Default :template: NECB2015 | reference | reference | 07653bc3-c612-478d-812a-5fd148ea08b4 | NECB2015 | Warehouse | NaturalGas | Natural Gas | CAN_NS_Halifax.Dockyard.713280_CWEC2016.epw | parametric |  | NECB_Default | NECB_Default | NECB_Default | NECB_Default | NECB_Default | NECB_Default | NECB_Default | NECB_Default | NECB_Default | NECB_Default | NECB_Default | NECB_Default | NECB_Default | NECB_Default | NECB_Default | NECB_Default | NECB_Default | NECB_Default | NECB_Default | NECB_Default | NECB_Default | NECB_Default | NECB_Default | NECB_Default | NECB_Default | NECB_Default | NECB_Default | NECB_Default | NECB_Default | NECB_Default | NECB_Default | NECB_Default | NECB_Default | NECB_Default | NECB_Default | NECB_Default | NECB_Default | NECB_Default | NECB_Default | NECB_Default | NECB_Default | NECB_Default | NECB_Default | NECB_Default | NECB_Default | aws_batch | 834599497928 | btap_private_cli |  | TRUE | TRUE |  |  | 103.0629 | 20.9623 | 42.2326 | 87.9294 | 4835.13 | 7095.2421 | 40 | Warehouse |  |  | 5 | Warehouse | 1 |  | 1 | NECB2015 | 0.18734 | 37873.9042 | 201.6509 | 34.4018 | 64.9033 | 3.0035 | 401.0084 | 97.0488 | HALIFAX | NOVA SCOTIA | 42.5549 | 10.0688 | 0 | 52.6237 | 8.3458 | 2.5415 | 0 | 10.8873 | 0 | 0.026653 | 0 | 0 | 0.20985 | 0.084635 | 0 | 0.18994 | 0.017578 | 0.078074 | 0.20235 | 0.002912 | 0.4122 | 0.012407 | 36.0853 | 103.0673 | 40 | 0.757 | [5 empty] | 0.183 | 0.247 | 2.2 | 2.2 | 5 | Halifax Dockyard | CAN | 112 | 3647 | 44.655 | -63.577 | 6 | 4000 | NS | CAN_NS_Halifax.Dockyard.713280_CWEC2016.epw | 0.4122 | 20.9623 | 103.0629 | 7.1132 | 16.3126 | FALSE | FALSE | FALSE | FALSE | 4.5017 | 3.3108 | 0 | 0 | 0 | 0 | 59.99 | 71.7905 | 0.64331 | 0.0089609 | 235.13 | 0 | 0.4122 | 9.17 | 2.67 | 14 | 13 |  | https://s3.console.aws.amazon.com/s3/buckets/834599497928?region=ca-central-1&prefix=phylroy.lopez/reference/reference/output/07653bc3-c612-478d-812a-5fd148ea08b4/ | 1.0.002
116 |  | TRUE | 69 | 0 | 0 | 128.632 |  |  |  | 0.1 | 2021-09-22 20:05:55 +0000 | 438c2ebff | 0.2.14 | :adv_dx_units: NECB_Default :airloop_economizer_type: NECB_Default :algorithm_type: parametric :analysis_id: reference :analysis_name: reference :boiler_eff: NECB_Default :btap_batch_version: 1.0.002 :building_type: Warehouse :chiller_type: NECB_Default :compute_environment: aws_batch :datapoint_id: e57eab1f-9e6b-4ecc-a5d1-77c17f708619 :daylighting_type: NECB_Default :dcv_type: NECB_Default :door_construction_cond: NECB_Default :ecm_system_name: NECB_Default :electrical_loads_scale: NECB_Default :enable_costing: true :epw_file: CAN_AB_Edmonton.Intl.AP.711230_CWEC2016.epw :erv_package: NECB_Default :ext_floor_cond: NECB_Default :ext_roof_cond: NECB_Default :ext_wall_cond: NECB_Default :fdwr_set: NECB_Default :fixed_wind_solar_trans: NECB_Default :fixed_window_cond: NECB_Default :furnace_eff: NECB_Default :glass_door_cond: NECB_Default :glass_door_solar_trans: NECB_Default :ground_floor_cond: NECB_Default :ground_roof_cond: NECB_Default :ground_wall_cond: NECB_Default :image_name: btap_private_cli :infiltration_scale: NECB_Default :lights_scale: NECB_Default :lights_type: NECB_Default :nv_delta_temp_in_out: NECB_Default :nv_opening_fraction: NECB_Default :nv_temp_out_min: NECB_Default :nv_type: NECB_Default :oa_scale: NECB_Default :occupancy_loads_scale: NECB_Default :output_meters: [] :output_variables: [] :overhead_door_cond: NECB_Default :primary_heating_fuel: Electricity :pv_ground_azimuth_angle: NECB_Default :pv_ground_module_description: NECB_Default :pv_ground_tilt_angle: NECB_Default :pv_ground_total_area_pv_panels_m2: NECB_Default :pv_ground_type: NECB_Default :rotation_degrees: NECB_Default :run_annual_simulation: true :s3_bucket: '834599497928' :scale_x: NECB_Default :scale_y: NECB_Default :scale_z: NECB_Default :shw_eff: NECB_Default :skylight_cond: NECB_Default :skylight_solar_trans: NECB_Default :srr_set: NECB_Default :template: NECB2015 | reference | reference | e57eab1f-9e6b-4ecc-a5d1-77c17f708619 | NECB2015 | Warehouse | Electricity | Electricity | CAN_AB_Edmonton.Intl.AP.711230_CWEC2016.epw | parametric |  | NECB_Default | NECB_Default | NECB_Default | NECB_Default | NECB_Default | NECB_Default | NECB_Default | NECB_Default | NECB_Default | NECB_Default | NECB_Default | NECB_Default | NECB_Default | NECB_Default | NECB_Default | NECB_Default | NECB_Default | NECB_Default | NECB_Default | NECB_Default | NECB_Default | NECB_Default | NECB_Default | NECB_Default | NECB_Default | NECB_Default | NECB_Default | NECB_Default | NECB_Default | NECB_Default | NECB_Default | NECB_Default | NECB_Default | NECB_Default | NECB_Default | NECB_Default | NECB_Default | NECB_Default | NECB_Default | NECB_Default | NECB_Default | NECB_Default | NECB_Default | NECB_Default | NECB_Default | aws_batch | 834599497928 | btap_private_cli |  | TRUE | TRUE |  |  | 78.1681 | 21.4224 | 64.2014 | 98.333 | 4835.13 | 7095.2421 | 32.5 | Warehouse |  |  | 5 | Warehouse | 1 |  | 1 | NECB2015 | 0.18734 | 37873.9042 | 216.9949 | 13.6798 | 66.5982 | 2.8023 | 417.2799 | 117.2047 | EDMONTON | ALBERTA | 98.6793 | 0 | 0 | 98.6793 | 9.3527 | 0 | 0 | 9.3527 | 0 | 0.02354 | 0 | 0 | 0.44965 | 0.088184 | 0 | 0.23113 | 0.017578 | 0.078074 | 0 | 2.0682e-06 | 0.44965 | 0.011148 | 85.9761 | 0 | 32.5 | 0.757 | [5 empty] | 0.162 | 0.21 | 2.2 | 2.2 | 5 | Edmonton Intl AP | CAN | 23 | 5588 | 53.31 | -113.579 | 7a | 5120 | AB | CAN_AB_Edmonton.Intl.AP.711230_CWEC2016.epw | 0.44965 | 21.4224 | 78.1681 | 6.0844 | 16.4381 | FALSE | FALSE | FALSE | FALSE | 7.63 | 13.4937 | 0 | 0.14747 | 0.0020542 | 53.9 | 0 | 71.7905 | 0.64331 | 0.0089609 | 235.13 | 0 | 0.44965 | 10.5 | 2.5 | 8.17 | 7.83 |  | https://s3.console.aws.amazon.com/s3/buckets/834599497928?region=ca-central-1&prefix=phylroy.lopez/reference/reference/output/e57eab1f-9e6b-4ecc-a5d1-77c17f708619/ | 1.0.002
117 |  | TRUE | 187 | 0 | 0 | 660.9762 |  |  |  | 0.1 | 2021-09-22 20:06:03 +0000 | 438c2ebff | 0.2.14 | :adv_dx_units: NECB_Default :airloop_economizer_type: NECB_Default :algorithm_type: parametric :analysis_id: reference :analysis_name: reference :boiler_eff: NECB_Default :btap_batch_version: 1.0.002 :building_type: MediumOffice :chiller_type: NECB_Default :compute_environment: aws_batch :datapoint_id: c51a18a0-263c-4ddf-a0d9-79474b9c1d87 :daylighting_type: NECB_Default :dcv_type: NECB_Default :door_construction_cond: NECB_Default :ecm_system_name: NECB_Default :electrical_loads_scale: NECB_Default :enable_costing: true :epw_file: CAN_NS_Halifax.Dockyard.713280_CWEC2016.epw :erv_package: NECB_Default :ext_floor_cond: NECB_Default :ext_roof_cond: NECB_Default :ext_wall_cond: NECB_Default :fdwr_set: NECB_Default :fixed_wind_solar_trans: NECB_Default :fixed_window_cond: NECB_Default :furnace_eff: NECB_Default :glass_door_cond: NECB_Default :glass_door_solar_trans: NECB_Default :ground_floor_cond: NECB_Default :ground_roof_cond: NECB_Default :ground_wall_cond: NECB_Default :image_name: btap_private_cli :infiltration_scale: NECB_Default :lights_scale: NECB_Default :lights_type: NECB_Default :nv_delta_temp_in_out: NECB_Default :nv_opening_fraction: NECB_Default :nv_temp_out_min: NECB_Default :nv_type: NECB_Default :oa_scale: NECB_Default :occupancy_loads_scale: NECB_Default :output_meters: [] :output_variables: [] :overhead_door_cond: NECB_Default :primary_heating_fuel: Electricity :pv_ground_azimuth_angle: NECB_Default :pv_ground_module_description: NECB_Default :pv_ground_tilt_angle: NECB_Default :pv_ground_total_area_pv_panels_m2: NECB_Default :pv_ground_type: NECB_Default :rotation_degrees: NECB_Default :run_annual_simulation: true :s3_bucket: '834599497928' :scale_x: NECB_Default :scale_y: NECB_Default :scale_z: NECB_Default :shw_eff: NECB_Default :skylight_cond: NECB_Default :skylight_solar_trans: NECB_Default :srr_set: NECB_Default :template: BTAPPRE1980 | reference | reference | c51a18a0-263c-4ddf-a0d9-79474b9c1d87 | BTAPPRE1980 | MediumOffice | Electricity | Electricity | CAN_NS_Halifax.Dockyard.713280_CWEC2016.epw | parametric |  | NECB_Default | NECB_Default | NECB_Default | NECB_Default | NECB_Default | NECB_Default | NECB_Default | NECB_Default | NECB_Default | NECB_Default | NECB_Default | NECB_Default | NECB_Default | NECB_Default | NECB_Default | NECB_Default | NECB_Default | NECB_Default | NECB_Default | NECB_Default | NECB_Default | NECB_Default | NECB_Default | NECB_Default | NECB_Default | NECB_Default | NECB_Default | NECB_Default | NECB_Default | NECB_Default | NECB_Default | NECB_Default | NECB_Default | NECB_Default | NECB_Default | NECB_Default | NECB_Default | NECB_Default | NECB_Default | NECB_Default | NECB_Default | NECB_Default | NECB_Default | NECB_Default | NECB_Default | aws_batch | 834599497928 | btap_private_cli |  | TRUE | TRUE |  |  | 46.116 | 11.298 | 36.1594 | 63.4036 | 4982.19 | 3638.3973 | 33 | MediumOffice |  |  | 0 | MediumOffice | 3 |  | 3 | BTAPPRE1980 | 0.1843 | 19741.4134 | 1.0436 | 49.3242 | 68.9799 | 11.7758 | 276.5442 | 145.4207 | HALIFAX | NOVA SCOTIA | 90.2613 | 0 | 0 | 90.2613 | 17.7019 | 0 | 0 | 17.7019 | 0 | 0.011501 | 0 | 0 | 0.44511 | 0.039141 | 0 | 0.13017 | 0.099954 | 0.11619 | 0 | 0.0037453 | 0.44511 | 0.043694 | 66.5275 | 0 | 33 | 0.678 | [5 empty] | 0.267 | 0.823 | 2.95 |  | 0 | Halifax Dockyard | CAN | 112 | 3647 | 44.655 | -63.577 | 6 | 4000 | NS | CAN_NS_Halifax.Dockyard.713280_CWEC2016.epw | 0.44511 | 11.298 | 46.116 | 14.7037 | 18.9061 | TRUE | FALSE | FALSE | FALSE | 7.8475 | 6.58 | 0 | 0.5956 | 0.0023885 | 217.69 | 0 | 249.3589 | 2.9448 | 0.011809 | 1076.31 | 0.00071254 | 0.44511 | 11.83 | 8.17 | 0 | 0 |  | https://s3.console.aws.amazon.com/s3/buckets/834599497928?region=ca-central-1&prefix=phylroy.lopez/reference/reference/output/c51a18a0-263c-4ddf-a0d9-79474b9c1d87/ | 1.0.002
118 |  | TRUE | 188 | 0 | 0 | 660.7044 |  |  |  | 0.1 | 2021-09-22 20:05:46 +0000 | 438c2ebff | 0.2.14 | :adv_dx_units: NECB_Default :airloop_economizer_type: NECB_Default :algorithm_type: parametric :analysis_id: reference :analysis_name: reference :boiler_eff: NECB_Default :btap_batch_version: 1.0.002 :building_type: MediumOffice :chiller_type: NECB_Default :compute_environment: aws_batch :datapoint_id: 227ac8d7-b3ac-4f55-962d-b8d818df816a :daylighting_type: NECB_Default :dcv_type: NECB_Default :door_construction_cond: NECB_Default :ecm_system_name: NECB_Default :electrical_loads_scale: NECB_Default :enable_costing: true :epw_file: CAN_BC_Vancouver.Intl.AP.718920_CWEC2016.epw :erv_package: NECB_Default :ext_floor_cond: NECB_Default :ext_roof_cond: NECB_Default :ext_wall_cond: NECB_Default :fdwr_set: NECB_Default :fixed_wind_solar_trans: NECB_Default :fixed_window_cond: NECB_Default :furnace_eff: NECB_Default :glass_door_cond: NECB_Default :glass_door_solar_trans: NECB_Default :ground_floor_cond: NECB_Default :ground_roof_cond: NECB_Default :ground_wall_cond: NECB_Default :image_name: btap_private_cli :infiltration_scale: NECB_Default :lights_scale: NECB_Default :lights_type: NECB_Default :nv_delta_temp_in_out: NECB_Default :nv_opening_fraction: NECB_Default :nv_temp_out_min: NECB_Default :nv_type: NECB_Default :oa_scale: NECB_Default :occupancy_loads_scale: NECB_Default :output_meters: [] :output_variables: [] :overhead_door_cond: NECB_Default :primary_heating_fuel: Electricity :pv_ground_azimuth_angle: NECB_Default :pv_ground_module_description: NECB_Default :pv_ground_tilt_angle: NECB_Default :pv_ground_total_area_pv_panels_m2: NECB_Default :pv_ground_type: NECB_Default :rotation_degrees: NECB_Default :run_annual_simulation: true :s3_bucket: '834599497928' :scale_x: NECB_Default :scale_y: NECB_Default :scale_z: NECB_Default :shw_eff: NECB_Default :skylight_cond: NECB_Default :skylight_solar_trans: NECB_Default :srr_set: NECB_Default :template: BTAPPRE1980 | reference | reference | 227ac8d7-b3ac-4f55-962d-b8d818df816a | BTAPPRE1980 | MediumOffice | Electricity | Electricity | CAN_BC_Vancouver.Intl.AP.718920_CWEC2016.epw | parametric |  | NECB_Default | NECB_Default | NECB_Default | NECB_Default | NECB_Default | NECB_Default | NECB_Default | NECB_Default | NECB_Default | NECB_Default | NECB_Default | NECB_Default | NECB_Default | NECB_Default | NECB_Default | NECB_Default | NECB_Default | NECB_Default | NECB_Default | NECB_Default | NECB_Default | NECB_Default | NECB_Default | NECB_Default | NECB_Default | NECB_Default | NECB_Default | NECB_Default | NECB_Default | NECB_Default | NECB_Default | NECB_Default | NECB_Default | NECB_Default | NECB_Default | NECB_Default | NECB_Default | NECB_Default | NECB_Default | NECB_Default | NECB_Default | NECB_Default | NECB_Default | NECB_Default | NECB_Default | aws_batch | 834599497928 | btap_private_cli |  | TRUE | TRUE |  |  | 33.473 | 11.4295 | 27.1863 | 53.0116 | 4982.19 | 3638.3973 | 33 | MediumOffice |  |  | 0 | MediumOffice | 3 |  | 3 | BTAPPRE1980 | 0.1843 | 19741.4134 | 1.1291 | 48.1328 | 63.3241 | 11.8007 | 272.6062 | 148.2195 | VANCOUVER | BRITISH COLUMBIA | 1.1546 | 0 | 0 | 1.1546 | 11.5301 | 0 | 0 | 11.5301 | 0 | 0.0083337 | 0 | 0 | 0.40743 | 0.039212 | 0 | 0.097873 | 0.099954 | 0.11619 | 0 | 0.0036871 | 0.40743 | 0.041737 | 53.6466 | 0 | 33 | 0.678 | [5 empty] | 0.363 | 0.994 | 4.09 |  | 0 | Vancouver Intl AP | CAN | 42 | 2797 | 49.195 | -123.184 | 4 | 2800 | BC | CAN_BC_Vancouver.Intl.AP.718920_CWEC2016.epw | 0.40742 | 11.4295 | 33.473 | 13.4657 | 20.9239 | TRUE | FALSE | FALSE | FALSE | 10.3793 | 7.5719 | 0 | 0.56892 | 0.0022815 | 207.94 | 0 | 249.3589 | 2.9448 | 0.011809 | 1076.31 | 0.00044559 | 0.40743 | 11.67 | 9.67 | 0.17 | 0.17 |  | https://s3.console.aws.amazon.com/s3/buckets/834599497928?region=ca-central-1&prefix=phylroy.lopez/reference/reference/output/227ac8d7-b3ac-4f55-962d-b8d818df816a/ | 1.0.002
119 |  | TRUE | 71 | 0 | 0 | 128.9322 |  |  |  | 0.1 | 2021-09-22 20:06:40 +0000 | 438c2ebff | 0.2.14 | :adv_dx_units: NECB_Default :airloop_economizer_type: NECB_Default :algorithm_type: parametric :analysis_id: reference :analysis_name: reference :boiler_eff: NECB_Default :btap_batch_version: 1.0.002 :building_type: Warehouse :chiller_type: NECB_Default :compute_environment: aws_batch :datapoint_id: 76a6bf0e-228c-4776-bbc7-80ac753ec6ea :daylighting_type: NECB_Default :dcv_type: NECB_Default :door_construction_cond: NECB_Default :ecm_system_name: NECB_Default :electrical_loads_scale: NECB_Default :enable_costing: true :epw_file: CAN_AB_Calgary.Intl.AP.718770_CWEC2016.epw :erv_package: NECB_Default :ext_floor_cond: NECB_Default :ext_roof_cond: NECB_Default :ext_wall_cond: NECB_Default :fdwr_set: NECB_Default :fixed_wind_solar_trans: NECB_Default :fixed_window_cond: NECB_Default :furnace_eff: NECB_Default :glass_door_cond: NECB_Default :glass_door_solar_trans: NECB_Default :ground_floor_cond: NECB_Default :ground_roof_cond: NECB_Default :ground_wall_cond: NECB_Default :image_name: btap_private_cli :infiltration_scale: NECB_Default :lights_scale: NECB_Default :lights_type: NECB_Default :nv_delta_temp_in_out: NECB_Default :nv_opening_fraction: NECB_Default :nv_temp_out_min: NECB_Default :nv_type: NECB_Default :oa_scale: NECB_Default :occupancy_loads_scale: NECB_Default :output_meters: [] :output_variables: [] :overhead_door_cond: NECB_Default :primary_heating_fuel: Electricity :pv_ground_azimuth_angle: NECB_Default :pv_ground_module_description: NECB_Default :pv_ground_tilt_angle: NECB_Default :pv_ground_total_area_pv_panels_m2: NECB_Default :pv_ground_type: NECB_Default :rotation_degrees: NECB_Default :run_annual_simulation: true :s3_bucket: '834599497928' :scale_x: NECB_Default :scale_y: NECB_Default :scale_z: NECB_Default :shw_eff: NECB_Default :skylight_cond: NECB_Default :skylight_solar_trans: NECB_Default :srr_set: NECB_Default :template: NECB2015 | reference | reference | 76a6bf0e-228c-4776-bbc7-80ac753ec6ea | NECB2015 | Warehouse | Electricity | Electricity | CAN_AB_Calgary.Intl.AP.718770_CWEC2016.epw | parametric |  | NECB_Default | NECB_Default | NECB_Default | NECB_Default | NECB_Default | NECB_Default | NECB_Default | NECB_Default | NECB_Default | NECB_Default | NECB_Default | NECB_Default | NECB_Default | NECB_Default | NECB_Default | NECB_Default | NECB_Default | NECB_Default | NECB_Default | NECB_Default | NECB_Default | NECB_Default | NECB_Default | NECB_Default | NECB_Default | NECB_Default | NECB_Default | NECB_Default | NECB_Default | NECB_Default | NECB_Default | NECB_Default | NECB_Default | NECB_Default | NECB_Default | NECB_Default | NECB_Default | NECB_Default | NECB_Default | NECB_Default | NECB_Default | NECB_Default | NECB_Default | NECB_Default | NECB_Default | aws_batch | 834599497928 | btap_private_cli |  | TRUE | TRUE |  |  | 77.8726 | 24.2713 | 52.982 | 90.2504 | 4835.13 | 7095.2421 | 33.3 | Warehouse |  |  | 5 | Warehouse | 1 |  | 1 | NECB2015 | 0.18734 | 37873.9042 | 222.2676 | 12.3769 | 64.4203 | 2.7917 | 431.1005 | 129.244 | CALGARY | ALBERTA | 92.2936 | 0 | 0 | 92.2936 | 8.7475 | 0 | 0 | 8.7475 | 0 | 0.028208 | 0 | 0 | 0.42055 | 0.095197 | 0 | 0.19074 | 0.017578 | 0.078074 | 0 | 2.0682e-06 | 0.42055 | 0.010759 | 86.2749 | 0 | 33.3 | 0.757 | [5 empty] | 0.162 | 0.21 | 2.2 | 2.2 | 5 | Calgary Intl AP | CAN | 64 | 4781 | 51.114 | -114.02 | 7a | 5000 | AB | CAN_AB_Calgary.Intl.AP.718770_CWEC2016.epw | 0.42055 | 24.2713 | 77.8726 | 6.0278 | 17.6014 | FALSE | FALSE | FALSE | FALSE | 8.5523 | 11.4943 | 0 | 0.14233 | 0.0019825 | 52.02 | 0 | 71.7905 | 0.64331 | 0.0089609 | 235.13 | 0 | 0.42055 | 12.83 | 6.33 | 15.17 | 14.5 |  | https://s3.console.aws.amazon.com/s3/buckets/834599497928?region=ca-central-1&prefix=phylroy.lopez/reference/reference/output/76a6bf0e-228c-4776-bbc7-80ac753ec6ea/ | 1.0.002
120 |  | TRUE | 65 | 0 | 0 | 129.0738 |  |  |  | 0.1 | 2021-09-22 20:06:35 +0000 | 438c2ebff | 0.2.14 | :adv_dx_units: NECB_Default :airloop_economizer_type: NECB_Default :algorithm_type: parametric :analysis_id: reference :analysis_name: reference :boiler_eff: NECB_Default :btap_batch_version: 1.0.002 :building_type: Warehouse :chiller_type: NECB_Default :compute_environment: aws_batch :datapoint_id: 139005a9-cc40-4261-8264-ea97545b90da :daylighting_type: NECB_Default :dcv_type: NECB_Default :door_construction_cond: NECB_Default :ecm_system_name: NECB_Default :electrical_loads_scale: NECB_Default :enable_costing: true :epw_file: CAN_BC_Vancouver.Intl.AP.718920_CWEC2016.epw :erv_package: NECB_Default :ext_floor_cond: NECB_Default :ext_roof_cond: NECB_Default :ext_wall_cond: NECB_Default :fdwr_set: NECB_Default :fixed_wind_solar_trans: NECB_Default :fixed_window_cond: NECB_Default :furnace_eff: NECB_Default :glass_door_cond: NECB_Default :glass_door_solar_trans: NECB_Default :ground_floor_cond: NECB_Default :ground_roof_cond: NECB_Default :ground_wall_cond: NECB_Default :image_name: btap_private_cli :infiltration_scale: NECB_Default :lights_scale: NECB_Default :lights_type: NECB_Default :nv_delta_temp_in_out: NECB_Default :nv_opening_fraction: NECB_Default :nv_temp_out_min: NECB_Default :nv_type: NECB_Default :oa_scale: NECB_Default :occupancy_loads_scale: NECB_Default :output_meters: [] :output_variables: [] :overhead_door_cond: NECB_Default :primary_heating_fuel: Electricity :pv_ground_azimuth_angle: NECB_Default :pv_ground_module_description: NECB_Default :pv_ground_tilt_angle: NECB_Default :pv_ground_total_area_pv_panels_m2: NECB_Default :pv_ground_type: NECB_Default :rotation_degrees: NECB_Default :run_annual_simulation: true :s3_bucket: '834599497928' :scale_x: NECB_Default :scale_y: NECB_Default :scale_z: NECB_Default :shw_eff: NECB_Default :skylight_cond: NECB_Default :skylight_solar_trans: NECB_Default :srr_set: NECB_Default :template: NECB2015 | reference | reference | 139005a9-cc40-4261-8264-ea97545b90da | NECB2015 | Warehouse | Electricity | Electricity | CAN_BC_Vancouver.Intl.AP.718920_CWEC2016.epw | parametric |  | NECB_Default | NECB_Default | NECB_Default | NECB_Default | NECB_Default | NECB_Default | NECB_Default | NECB_Default | NECB_Default | NECB_Default | NECB_Default | NECB_Default | NECB_Default | NECB_Default | NECB_Default | NECB_Default | NECB_Default | NECB_Default | NECB_Default | NECB_Default | NECB_Default | NECB_Default | NECB_Default | NECB_Default | NECB_Default | NECB_Default | NECB_Default | NECB_Default | NECB_Default | NECB_Default | NECB_Default | NECB_Default | NECB_Default | NECB_Default | NECB_Default | NECB_Default | NECB_Default | NECB_Default | NECB_Default | NECB_Default | NECB_Default | NECB_Default | NECB_Default | NECB_Default | NECB_Default | aws_batch | 834599497928 | btap_private_cli |  | TRUE | TRUE |  |  | 92.595 | 20.9403 | 35.9297 | 69.6184 | 4835.13 | 7095.2421 | 40 | Warehouse |  |  | 5 | Warehouse | 1 |  | 1 | NECB2015 | 0.18734 | 37873.9042 | 206.5952 | 11.1013 | 59.1758 | 2.7362 | 396.6618 | 117.0533 | VANCOUVER | BRITISH COLUMBIA | 0.98134 | 0 | 0 | 0.98134 | 9.7997 | 0 | 0 | 9.7997 | 0 | 0.025246 | 0 | 0 | 0.34628 | 0.086378 | 0 | 0.12935 | 0.017578 | 0.078074 | 0 | 2.0682e-06 | 0.34628 | 0.0096543 | 100.3637 | 0 | 40 | 0.757 | [5 empty] | 0.227 | 0.315 | 2.4 | 2.4 | 5 | Vancouver Intl AP | CAN | 42 | 2797 | 49.195 | -123.184 | 4 | 2800 | BC | CAN_BC_Vancouver.Intl.AP.718920_CWEC2016.epw | 0.34628 | 20.9403 | 92.595 | 5.7542 | 17.8779 | FALSE | FALSE | FALSE | FALSE | 7.191 | 3.8568 | 0 | 0.12772 | 0.001779 | 46.68 | 0 | 71.7905 | 0.64331 | 0.0089609 | 235.13 | 0 | 0.34628 | 15.17 | 8.5 | 7.33 | 5.83 |  | https://s3.console.aws.amazon.com/s3/buckets/834599497928?region=ca-central-1&prefix=phylroy.lopez/reference/reference/output/139005a9-cc40-4261-8264-ea97545b90da/ | 1.0.002
121 |  | TRUE | 184 | 3 | 0 | 661.2364 |  |  |  | 0.1 | 2021-09-22 20:06:28 +0000 | 438c2ebff | 0.2.14 | :adv_dx_units: NECB_Default :airloop_economizer_type: NECB_Default :algorithm_type: parametric :analysis_id: reference :analysis_name: reference :boiler_eff: NECB_Default :btap_batch_version: 1.0.002 :building_type: MediumOffice :chiller_type: NECB_Default :compute_environment: aws_batch :datapoint_id: 9c3df66b-538f-4585-954b-36fdd484eff6 :daylighting_type: NECB_Default :dcv_type: NECB_Default :door_construction_cond: NECB_Default :ecm_system_name: NECB_Default :electrical_loads_scale: NECB_Default :enable_costing: true :epw_file: CAN_BC_Vancouver.Intl.AP.718920_CWEC2016.epw :erv_package: NECB_Default :ext_floor_cond: NECB_Default :ext_roof_cond: NECB_Default :ext_wall_cond: NECB_Default :fdwr_set: NECB_Default :fixed_wind_solar_trans: NECB_Default :fixed_window_cond: NECB_Default :furnace_eff: NECB_Default :glass_door_cond: NECB_Default :glass_door_solar_trans: NECB_Default :ground_floor_cond: NECB_Default :ground_roof_cond: NECB_Default :ground_wall_cond: NECB_Default :image_name: btap_private_cli :infiltration_scale: NECB_Default :lights_scale: NECB_Default :lights_type: NECB_Default :nv_delta_temp_in_out: NECB_Default :nv_opening_fraction: NECB_Default :nv_temp_out_min: NECB_Default :nv_type: NECB_Default :oa_scale: NECB_Default :occupancy_loads_scale: NECB_Default :output_meters: [] :output_variables: [] :overhead_door_cond: NECB_Default :primary_heating_fuel: NaturalGas :pv_ground_azimuth_angle: NECB_Default :pv_ground_module_description: NECB_Default :pv_ground_tilt_angle: NECB_Default :pv_ground_total_area_pv_panels_m2: NECB_Default :pv_ground_type: NECB_Default :rotation_degrees: NECB_Default :run_annual_simulation: true :s3_bucket: '834599497928' :scale_x: NECB_Default :scale_y: NECB_Default :scale_z: NECB_Default :shw_eff: NECB_Default :skylight_cond: NECB_Default :skylight_solar_trans: NECB_Default :srr_set: NECB_Default :template: BTAPPRE1980 | reference | reference | 9c3df66b-538f-4585-954b-36fdd484eff6 | BTAPPRE1980 | MediumOffice | NaturalGas | Natural Gas | CAN_BC_Vancouver.Intl.AP.718920_CWEC2016.epw | parametric |  | NECB_Default | NECB_Default | NECB_Default | NECB_Default | NECB_Default | NECB_Default | NECB_Default | NECB_Default | NECB_Default | NECB_Default | NECB_Default | NECB_Default | NECB_Default | NECB_Default | NECB_Default | NECB_Default | NECB_Default | NECB_Default | NECB_Default | NECB_Default | NECB_Default | NECB_Default | NECB_Default | NECB_Default | NECB_Default | NECB_Default | NECB_Default | NECB_Default | NECB_Default | NECB_Default | NECB_Default | NECB_Default | NECB_Default | NECB_Default | NECB_Default | NECB_Default | NECB_Default | NECB_Default | NECB_Default | NECB_Default | NECB_Default | NECB_Default | NECB_Default | NECB_Default | NECB_Default | aws_batch | 834599497928 | btap_private_cli |  | TRUE | TRUE |  |  | 62.2069 | 11.4295 | 26.8278 | 65.6449 | 4982.19 | 3638.3973 | 33 | MediumOffice |  |  | 0 | MediumOffice | 3 |  | 3 | BTAPPRE1980 | 0.1843 | 19741.4134 | 1.1291 | 79.1035 | 63.3241 | 3.423 | 300.6875 | 153.7077 | VANCOUVER | BRITISH COLUMBIA | 0.7599 | 9.3149 | 0 | 10.0748 | 7.5883 | 2.0897 | 0 | 9.678 | 0 | 0.0083116 | 0 | 0 | 0.26814 | 0.039246 | 0 | 0.13106 | 0.099954 | 0.11619 | 0.18477 | 0.0039982 | 0.45291 | 0.053705 | 34.4108 | 63.5472 | 33 | 0.678 | [5 empty] | 0.363 | 0.994 | 4.09 |  | 0 | Vancouver Intl AP | CAN | 42 | 2797 | 49.195 | -123.184 | 4 | 2800 | BC | CAN_BC_Vancouver.Intl.AP.718920_CWEC2016.epw | 0.45291 | 11.4295 | 62.2069 | 13.4657 | 20.9238 | TRUE | FALSE | FALSE | FALSE | 10.3793 | 7.5719 | 0 | 0 | 0 | 0 | 267.57 | 249.3589 | 2.9448 | 0.011809 | 1076.31 | 0.00044358 | 0.45291 | 11.17 | 9.17 | 0 | 0 |  | https://s3.console.aws.amazon.com/s3/buckets/834599497928?region=ca-central-1&prefix=phylroy.lopez/reference/reference/output/9c3df66b-538f-4585-954b-36fdd484eff6/ | 1.0.002
122 |  | TRUE | 69 | 0 | 0 | 129.1813 |  |  |  | 0.1 | 2021-09-22 20:06:45 +0000 | 438c2ebff | 0.2.14 | :adv_dx_units: NECB_Default :airloop_economizer_type: NECB_Default :algorithm_type: parametric :analysis_id: reference :analysis_name: reference :boiler_eff: NECB_Default :btap_batch_version: 1.0.002 :building_type: Warehouse :chiller_type: NECB_Default :compute_environment: aws_batch :datapoint_id: cfae582e-3359-452b-9ddc-770cfc22f17b :daylighting_type: NECB_Default :dcv_type: NECB_Default :door_construction_cond: NECB_Default :ecm_system_name: NECB_Default :electrical_loads_scale: NECB_Default :enable_costing: true :epw_file: CAN_AB_Calgary.Intl.AP.718770_CWEC2016.epw :erv_package: NECB_Default :ext_floor_cond: NECB_Default :ext_roof_cond: NECB_Default :ext_wall_cond: NECB_Default :fdwr_set: NECB_Default :fixed_wind_solar_trans: NECB_Default :fixed_window_cond: NECB_Default :furnace_eff: NECB_Default :glass_door_cond: NECB_Default :glass_door_solar_trans: NECB_Default :ground_floor_cond: NECB_Default :ground_roof_cond: NECB_Default :ground_wall_cond: NECB_Default :image_name: btap_private_cli :infiltration_scale: NECB_Default :lights_scale: NECB_Default :lights_type: NECB_Default :nv_delta_temp_in_out: NECB_Default :nv_opening_fraction: NECB_Default :nv_temp_out_min: NECB_Default :nv_type: NECB_Default :oa_scale: NECB_Default :occupancy_loads_scale: NECB_Default :output_meters: [] :output_variables: [] :overhead_door_cond: NECB_Default :primary_heating_fuel: NaturalGas :pv_ground_azimuth_angle: NECB_Default :pv_ground_module_description: NECB_Default :pv_ground_tilt_angle: NECB_Default :pv_ground_total_area_pv_panels_m2: NECB_Default :pv_ground_type: NECB_Default :rotation_degrees: NECB_Default :run_annual_simulation: true :s3_bucket: '834599497928' :scale_x: NECB_Default :scale_y: NECB_Default :scale_z: NECB_Default :shw_eff: NECB_Default :skylight_cond: NECB_Default :skylight_solar_trans: NECB_Default :srr_set: NECB_Default :template: NECB2015 | reference | reference | cfae582e-3359-452b-9ddc-770cfc22f17b | NECB2015 | Warehouse | NaturalGas | Natural Gas | CAN_AB_Calgary.Intl.AP.718770_CWEC2016.epw | parametric |  | NECB_Default | NECB_Default | NECB_Default | NECB_Default | NECB_Default | NECB_Default | NECB_Default | NECB_Default | NECB_Default | NECB_Default | NECB_Default | NECB_Default | NECB_Default | NECB_Default | NECB_Default | NECB_Default | NECB_Default | NECB_Default | NECB_Default | NECB_Default | NECB_Default | NECB_Default | NECB_Default | NECB_Default | NECB_Default | NECB_Default | NECB_Default | NECB_Default | NECB_Default | NECB_Default | NECB_Default | NECB_Default | NECB_Default | NECB_Default | NECB_Default | NECB_Default | NECB_Default | NECB_Default | NECB_Default | NECB_Default | NECB_Default | NECB_Default | NECB_Default | NECB_Default | NECB_Default | aws_batch | 834599497928 | btap_private_cli |  | TRUE | TRUE |  |  | 95.4201 | 24.7712 | 52.9487 | 105.2488 | 4835.13 | 7095.2421 | 33.3 | Warehouse |  |  | 5 | Warehouse | 1 |  | 1 | NECB2015 | 0.18734 | 37873.9042 | 222.2676 | 34.5303 | 64.4203 | 3.0726 | 435.1427 | 110.8518 | CALGARY | ALBERTA | 48.9066 | 12.7011 | 0 | 61.6077 | 4.6353 | 0.90611 | 0 | 5.5414 | 0 | 0.02876 | 0 | 0 | 0.22285 | 0.095226 | 0 | 0.2385 | 0.017578 | 0.078074 | 0.2517 | 0.003214 | 0.47455 | 0.013197 | 40.6295 | 95.4246 | 33.3 | 0.757 | [5 empty] | 0.162 | 0.21 | 2.2 | 2.2 | 5 | Calgary Intl AP | CAN | 64 | 4781 | 51.114 | -114.02 | 7a | 5000 | AB | CAN_AB_Calgary.Intl.AP.718770_CWEC2016.epw | 0.47455 | 24.7712 | 95.4201 | 6.0278 | 17.6014 | FALSE | FALSE | FALSE | FALSE | 8.5523 | 11.4943 | 0 | 0 | 0 | 0 | 63.81 | 71.7905 | 0.64331 | 0.0089609 | 235.13 | 0 | 0.47455 | 13 | 6.33 | 20.17 | 19.17 |  | https://s3.console.aws.amazon.com/s3/buckets/834599497928?region=ca-central-1&prefix=phylroy.lopez/reference/reference/output/cfae582e-3359-452b-9ddc-770cfc22f17b/ | 1.0.002
123 |  | TRUE | 192 | 0 | 0 | 661.2743 |  |  |  | 0.1 | 2021-09-22 20:06:10 +0000 | 438c2ebff | 0.2.14 | :adv_dx_units: NECB_Default :airloop_economizer_type: NECB_Default :algorithm_type: parametric :analysis_id: reference :analysis_name: reference :boiler_eff: NECB_Default :btap_batch_version: 1.0.002 :building_type: MediumOffice :chiller_type: NECB_Default :compute_environment: aws_batch :datapoint_id: a1cd0421-b199-4ada-bdf4-dcbf591ffedf :daylighting_type: NECB_Default :dcv_type: NECB_Default :door_construction_cond: NECB_Default :ecm_system_name: NECB_Default :electrical_loads_scale: NECB_Default :enable_costing: true :epw_file: CAN_ON_Toronto.Pearson.Intl.AP.716240_CWEC2016.epw :erv_package: NECB_Default :ext_floor_cond: NECB_Default :ext_roof_cond: NECB_Default :ext_wall_cond: NECB_Default :fdwr_set: NECB_Default :fixed_wind_solar_trans: NECB_Default :fixed_window_cond: NECB_Default :furnace_eff: NECB_Default :glass_door_cond: NECB_Default :glass_door_solar_trans: NECB_Default :ground_floor_cond: NECB_Default :ground_roof_cond: NECB_Default :ground_wall_cond: NECB_Default :image_name: btap_private_cli :infiltration_scale: NECB_Default :lights_scale: NECB_Default :lights_type: NECB_Default :nv_delta_temp_in_out: NECB_Default :nv_opening_fraction: NECB_Default :nv_temp_out_min: NECB_Default :nv_type: NECB_Default :oa_scale: NECB_Default :occupancy_loads_scale: NECB_Default :output_meters: [] :output_variables: [] :overhead_door_cond: NECB_Default :primary_heating_fuel: Electricity :pv_ground_azimuth_angle: NECB_Default :pv_ground_module_description: NECB_Default :pv_ground_tilt_angle: NECB_Default :pv_ground_total_area_pv_panels_m2: NECB_Default :pv_ground_type: NECB_Default :rotation_degrees: NECB_Default :run_annual_simulation: true :s3_bucket: '834599497928' :scale_x: NECB_Default :scale_y: NECB_Default :scale_z: NECB_Default :shw_eff: NECB_Default :skylight_cond: NECB_Default :skylight_solar_trans: NECB_Default :srr_set: NECB_Default :template: BTAPPRE1980 | reference | reference | a1cd0421-b199-4ada-bdf4-dcbf591ffedf | BTAPPRE1980 | MediumOffice | Electricity | Electricity | CAN_ON_Toronto.Pearson.Intl.AP.716240_CWEC2016.epw | parametric |  | NECB_Default | NECB_Default | NECB_Default | NECB_Default | NECB_Default | NECB_Default | NECB_Default | NECB_Default | NECB_Default | NECB_Default | NECB_Default | NECB_Default | NECB_Default | NECB_Default | NECB_Default | NECB_Default | NECB_Default | NECB_Default | NECB_Default | NECB_Default | NECB_Default | NECB_Default | NECB_Default | NECB_Default | NECB_Default | NECB_Default | NECB_Default | NECB_Default | NECB_Default | NECB_Default | NECB_Default | NECB_Default | NECB_Default | NECB_Default | NECB_Default | NECB_Default | NECB_Default | NECB_Default | NECB_Default | NECB_Default | NECB_Default | NECB_Default | NECB_Default | NECB_Default | NECB_Default | aws_batch | 834599497928 | btap_private_cli |  | TRUE | TRUE |  |  | 51.5593 | 16.1553 | 46.8324 | 81.8744 | 4982.19 | 3638.3973 | 33 | MediumOffice |  |  | 0 | MediumOffice | 3 |  | 3 | BTAPPRE1980 | 0.1843 | 19741.4134 | 1.2318 | 58.7975 | 71.3348 | 11.8539 | 313.999 | 170.7812 | TORONTO | ONTARIO | 2.8473 | 0 | 0 | 2.8473 | 22.8124 | 0 | 0 | 22.8124 | 0 | 0.024226 | 0 | 0 | 0.51264 | 0.052314 | 0 | 0.1686 | 0.099954 | 0.11619 | 0 | 0.0066417 | 0.51264 | 0.042969 | 72.8678 | 0 | 33 | 0.678 | [5 empty] | 0.296 | 0.9 | 3.35 |  | 0 | Toronto Pearson Intl AP | CAN | 382 | 3615 | 43.677 | -79.631 | 5 | 3890 | ON | CAN_ON_Toronto.Pearson.Intl.AP.716240_CWEC2016.epw | 0.51264 | 16.1553 | 51.5593 | 16.3123 | 17.7277 | TRUE | FALSE | FALSE | FALSE | 12.6199 | 7.6583 | 0 | 0.58572 | 0.0023489 | 214.08 | 0 | 249.3589 | 2.9448 | 0.011809 | 1076.31 | 0.0017502 | 0.51264 | 64 | 57.17 | 0.17 | 0.17 |  | https://s3.console.aws.amazon.com/s3/buckets/834599497928?region=ca-central-1&prefix=phylroy.lopez/reference/reference/output/a1cd0421-b199-4ada-bdf4-dcbf591ffedf/ | 1.0.002
124 |  | TRUE | 187 | 0 | 0 | 660.2592 |  |  |  | 0.1 | 2021-09-22 20:05:41 +0000 | 438c2ebff | 0.2.14 | :adv_dx_units: NECB_Default :airloop_economizer_type: NECB_Default :algorithm_type: parametric :analysis_id: reference :analysis_name: reference :boiler_eff: NECB_Default :btap_batch_version: 1.0.002 :building_type: MediumOffice :chiller_type: NECB_Default :compute_environment: aws_batch :datapoint_id: 61535ac7-ee40-496f-a8b6-d0b4f8f7b48a :daylighting_type: NECB_Default :dcv_type: NECB_Default :door_construction_cond: NECB_Default :ecm_system_name: NECB_Default :electrical_loads_scale: NECB_Default :enable_costing: true :epw_file: CAN_NS_Halifax.Dockyard.713280_CWEC2016.epw :erv_package: NECB_Default :ext_floor_cond: NECB_Default :ext_roof_cond: NECB_Default :ext_wall_cond: NECB_Default :fdwr_set: NECB_Default :fixed_wind_solar_trans: NECB_Default :fixed_window_cond: NECB_Default :furnace_eff: NECB_Default :glass_door_cond: NECB_Default :glass_door_solar_trans: NECB_Default :ground_floor_cond: NECB_Default :ground_roof_cond: NECB_Default :ground_wall_cond: NECB_Default :image_name: btap_private_cli :infiltration_scale: NECB_Default :lights_scale: NECB_Default :lights_type: NECB_Default :nv_delta_temp_in_out: NECB_Default :nv_opening_fraction: NECB_Default :nv_temp_out_min: NECB_Default :nv_type: NECB_Default :oa_scale: NECB_Default :occupancy_loads_scale: NECB_Default :output_meters: [] :output_variables: [] :overhead_door_cond: NECB_Default :primary_heating_fuel: Electricity :pv_ground_azimuth_angle: NECB_Default :pv_ground_module_description: NECB_Default :pv_ground_tilt_angle: NECB_Default :pv_ground_total_area_pv_panels_m2: NECB_Default :pv_ground_type: NECB_Default :rotation_degrees: NECB_Default :run_annual_simulation: true :s3_bucket: '834599497928' :scale_x: NECB_Default :scale_y: NECB_Default :scale_z: NECB_Default :shw_eff: NECB_Default :skylight_cond: NECB_Default :skylight_solar_trans: NECB_Default :srr_set: NECB_Default :template: NECB2011 | reference | reference | 61535ac7-ee40-496f-a8b6-d0b4f8f7b48a | NECB2011 | MediumOffice | Electricity | Electricity | CAN_NS_Halifax.Dockyard.713280_CWEC2016.epw | parametric |  | NECB_Default | NECB_Default | NECB_Default | NECB_Default | NECB_Default | NECB_Default | NECB_Default | NECB_Default | NECB_Default | NECB_Default | NECB_Default | NECB_Default | NECB_Default | NECB_Default | NECB_Default | NECB_Default | NECB_Default | NECB_Default | NECB_Default | NECB_Default | NECB_Default | NECB_Default | NECB_Default | NECB_Default | NECB_Default | NECB_Default | NECB_Default | NECB_Default | NECB_Default | NECB_Default | NECB_Default | NECB_Default | NECB_Default | NECB_Default | NECB_Default | NECB_Default | NECB_Default | NECB_Default | NECB_Default | NECB_Default | NECB_Default | NECB_Default | NECB_Default | NECB_Default | NECB_Default | aws_batch | 834599497928 | btap_private_cli |  | TRUE | TRUE |  |  | 42.1451 | 12.77 | 36.0255 | 79.3075 | 4982.19 | 3638.3973 | 40 | MediumOffice |  |  | 0 | MediumOffice | 3 |  | 3 | NECB2011 | 0.1843 | 19741.4134 | 80.7955 | 47.0071 | 68.9799 | 11.7758 | 376.6696 | 168.1113 | HALIFAX | NOVA SCOTIA | 102.117 | 0 | 0 | 102.117 | 20.027 | 0 | 0 | 20.027 | 0 | 0.029031 | 0 | 0 | 0.50357 | 0.074825 | 0 | 0.12969 | 0.099954 | 0.11619 | 0 | 0.0082654 | 0.50357 | 0.043694 | 56.3693 | 0 | 40 | 0.757 | [5 empty] | 0.183 | 0.247 | 2.2 |  | 0 | Halifax Dockyard | CAN | 112 | 3647 | 44.655 | -63.577 | 6 | 4000 | NS | CAN_NS_Halifax.Dockyard.713280_CWEC2016.epw | 0.50357 | 12.77 | 42.1451 | 14.7037 | 18.9062 | TRUE | FALSE | FALSE | FALSE | 7.8475 | 6.58 | 0 | 0.5956 | 0.0023885 | 217.69 | 0 | 249.3589 | 2.9448 | 0.011809 | 1076.31 | 0.0019269 | 0.50357 | 14.17 | 10.33 | 11.33 | 11.33 |  | https://s3.console.aws.amazon.com/s3/buckets/834599497928?region=ca-central-1&prefix=phylroy.lopez/reference/reference/output/61535ac7-ee40-496f-a8b6-d0b4f8f7b48a/ | 1.0.002
125 |  | TRUE | 188 | 4 | 0 | 662.7885 |  |  |  | 0.1 | 2021-09-22 20:06:12 +0000 | 438c2ebff | 0.2.14 | :adv_dx_units: NECB_Default :airloop_economizer_type: NECB_Default :algorithm_type: parametric :analysis_id: reference :analysis_name: reference :boiler_eff: NECB_Default :btap_batch_version: 1.0.002 :building_type: MediumOffice :chiller_type: NECB_Default :compute_environment: aws_batch :datapoint_id: eb7c3667-06a3-4797-ab79-b909a13ab1e7 :daylighting_type: NECB_Default :dcv_type: NECB_Default :door_construction_cond: NECB_Default :ecm_system_name: NECB_Default :electrical_loads_scale: NECB_Default :enable_costing: true :epw_file: CAN_NS_Halifax.Dockyard.713280_CWEC2016.epw :erv_package: NECB_Default :ext_floor_cond: NECB_Default :ext_roof_cond: NECB_Default :ext_wall_cond: NECB_Default :fdwr_set: NECB_Default :fixed_wind_solar_trans: NECB_Default :fixed_window_cond: NECB_Default :furnace_eff: NECB_Default :glass_door_cond: NECB_Default :glass_door_solar_trans: NECB_Default :ground_floor_cond: NECB_Default :ground_roof_cond: NECB_Default :ground_wall_cond: NECB_Default :image_name: btap_private_cli :infiltration_scale: NECB_Default :lights_scale: NECB_Default :lights_type: NECB_Default :nv_delta_temp_in_out: NECB_Default :nv_opening_fraction: NECB_Default :nv_temp_out_min: NECB_Default :nv_type: NECB_Default :oa_scale: NECB_Default :occupancy_loads_scale: NECB_Default :output_meters: [] :output_variables: [] :overhead_door_cond: NECB_Default :primary_heating_fuel: NaturalGas :pv_ground_azimuth_angle: NECB_Default :pv_ground_module_description: NECB_Default :pv_ground_tilt_angle: NECB_Default :pv_ground_total_area_pv_panels_m2: NECB_Default :pv_ground_type: NECB_Default :rotation_degrees: NECB_Default :run_annual_simulation: true :s3_bucket: '834599497928' :scale_x: NECB_Default :scale_y: NECB_Default :scale_z: NECB_Default :shw_eff: NECB_Default :skylight_cond: NECB_Default :skylight_solar_trans: NECB_Default :srr_set: NECB_Default :template: BTAPPRE1980 | reference | reference | eb7c3667-06a3-4797-ab79-b909a13ab1e7 | BTAPPRE1980 | MediumOffice | NaturalGas | Natural Gas | CAN_NS_Halifax.Dockyard.713280_CWEC2016.epw | parametric |  | NECB_Default | NECB_Default | NECB_Default | NECB_Default | NECB_Default | NECB_Default | NECB_Default | NECB_Default | NECB_Default | NECB_Default | NECB_Default | NECB_Default | NECB_Default | NECB_Default | NECB_Default | NECB_Default | NECB_Default | NECB_Default | NECB_Default | NECB_Default | NECB_Default | NECB_Default | NECB_Default | NECB_Default | NECB_Default | NECB_Default | NECB_Default | NECB_Default | NECB_Default | NECB_Default | NECB_Default | NECB_Default | NECB_Default | NECB_Default | NECB_Default | NECB_Default | NECB_Default | NECB_Default | NECB_Default | NECB_Default | NECB_Default | NECB_Default | NECB_Default | NECB_Default | NECB_Default | aws_batch | 834599497928 | btap_private_cli |  | TRUE | TRUE |  |  | 82.2021 | 11.2548 | 35.4368 | 79.2311 | 4982.19 | 3638.3973 | 33 | MediumOffice |  |  | 0 | MediumOffice | 3 |  | 3 | BTAPPRE1980 | 0.1843 | 19741.4134 | 1.0436 | 83.3217 | 68.9799 | 3.4069 | 308.1024 | 151.3504 | HALIFAX | NOVA SCOTIA | 55.0605 | 11.4728 | 0 | 66.5334 | 10.7984 | 2.8958 | 0 | 13.6942 | 0 | 0.011425 | 0 | 0 | 0.27152 | 0.039107 | 0 | 0.17449 | 0.099954 | 0.11619 | 0.23056 | 0.0041387 | 0.50208 | 0.056076 | 33.8092 | 84.3931 | 33 | 0.678 | [5 empty] | 0.267 | 0.823 | 2.95 |  | 0 | Halifax Dockyard | CAN | 112 | 3647 | 44.655 | -63.577 | 6 | 4000 | NS | CAN_NS_Halifax.Dockyard.713280_CWEC2016.epw | 0.50208 | 11.2548 | 82.2021 | 14.7037 | 18.9061 | TRUE | FALSE | FALSE | FALSE | 7.8475 | 6.58 | 0 | 0 | 0 | 0 | 279.38 | 249.3589 | 2.9448 | 0.011809 | 1076.31 | 0.00071053 | 0.50208 | 11.67 | 8 | 0.17 | 0.17 |  | https://s3.console.aws.amazon.com/s3/buckets/834599497928?region=ca-central-1&prefix=phylroy.lopez/reference/reference/output/eb7c3667-06a3-4797-ab79-b909a13ab1e7/ | 1.0.002
126 |  | TRUE | 69 | 0 | 0 | 129.7125 |  |  |  | 0.1 | 2021-09-22 20:06:39 +0000 | 438c2ebff | 0.2.14 | :adv_dx_units: NECB_Default :airloop_economizer_type: NECB_Default :algorithm_type: parametric :analysis_id: reference :analysis_name: reference :boiler_eff: NECB_Default :btap_batch_version: 1.0.002 :building_type: Warehouse :chiller_type: NECB_Default :compute_environment: aws_batch :datapoint_id: 58a59f56-f2ef-4f6a-8e25-e20b8db07cf4 :daylighting_type: NECB_Default :dcv_type: NECB_Default :door_construction_cond: NECB_Default :ecm_system_name: NECB_Default :electrical_loads_scale: NECB_Default :enable_costing: true :epw_file: CAN_ON_Toronto.Pearson.Intl.AP.716240_CWEC2016.epw :erv_package: NECB_Default :ext_floor_cond: NECB_Default :ext_roof_cond: NECB_Default :ext_wall_cond: NECB_Default :fdwr_set: NECB_Default :fixed_wind_solar_trans: NECB_Default :fixed_window_cond: NECB_Default :furnace_eff: NECB_Default :glass_door_cond: NECB_Default :glass_door_solar_trans: NECB_Default :ground_floor_cond: NECB_Default :ground_roof_cond: NECB_Default :ground_wall_cond: NECB_Default :image_name: btap_private_cli :infiltration_scale: NECB_Default :lights_scale: NECB_Default :lights_type: NECB_Default :nv_delta_temp_in_out: NECB_Default :nv_opening_fraction: NECB_Default :nv_temp_out_min: NECB_Default :nv_type: NECB_Default :oa_scale: NECB_Default :occupancy_loads_scale: NECB_Default :output_meters: [] :output_variables: [] :overhead_door_cond: NECB_Default :primary_heating_fuel: NaturalGas :pv_ground_azimuth_angle: NECB_Default :pv_ground_module_description: NECB_Default :pv_ground_tilt_angle: NECB_Default :pv_ground_total_area_pv_panels_m2: NECB_Default :pv_ground_type: NECB_Default :rotation_degrees: NECB_Default :run_annual_simulation: true :s3_bucket: '834599497928' :scale_x: NECB_Default :scale_y: NECB_Default :scale_z: NECB_Default :shw_eff: NECB_Default :skylight_cond: NECB_Default :skylight_solar_trans: NECB_Default :srr_set: NECB_Default :template: NECB2015 | reference | reference | 58a59f56-f2ef-4f6a-8e25-e20b8db07cf4 | NECB2015 | Warehouse | NaturalGas | Natural Gas | CAN_ON_Toronto.Pearson.Intl.AP.716240_CWEC2016.epw | parametric |  | NECB_Default | NECB_Default | NECB_Default | NECB_Default | NECB_Default | NECB_Default | NECB_Default | NECB_Default | NECB_Default | NECB_Default | NECB_Default | NECB_Default | NECB_Default | NECB_Default | NECB_Default | NECB_Default | NECB_Default | NECB_Default | NECB_Default | NECB_Default | NECB_Default | NECB_Default | NECB_Default | NECB_Default | NECB_Default | NECB_Default | NECB_Default | NECB_Default | NECB_Default | NECB_Default | NECB_Default | NECB_Default | NECB_Default | NECB_Default | NECB_Default | NECB_Default | NECB_Default | NECB_Default | NECB_Default | NECB_Default | NECB_Default | NECB_Default | NECB_Default | NECB_Default | NECB_Default | aws_batch | 834599497928 | btap_private_cli |  | TRUE | TRUE |  |  | 116.2285 | 28.7077 | 49.4851 | 107.3509 | 4835.13 | 7095.2421 | 40 | Warehouse |  |  | 5 | Warehouse | 1 |  | 1 | NECB2015 | 0.18734 | 37873.9042 | 236.6595 | 39.2491 | 68.0165 | 3.1849 | 463.7057 | 116.5957 | TORONTO | ONTARIO | 1.3702 | 11.6344 | 0 | 13.0046 | 10.9778 | 2.0529 | 0 | 13.0307 | 0 | 0.052224 | 0 | 0 | 0.24669 | 0.095633 | 0 | 0.22321 | 0.017578 | 0.078074 | 0.23542 | 0.003183 | 0.48212 | 0.012211 | 44.5745 | 116.2329 | 40 | 0.757 | [5 empty] | 0.183 | 0.278 | 2.2 | 2.2 | 5 | Toronto Pearson Intl AP | CAN | 382 | 3615 | 43.677 | -79.631 | 5 | 3890 | ON | CAN_ON_Toronto.Pearson.Intl.AP.716240_CWEC2016.epw | 0.48212 | 28.7077 | 116.2285 | 9.2168 | 14.9507 | FALSE | FALSE | FALSE | FALSE | 8.9904 | 4.6324 | 0 | 0 | 0 | 0 | 59.04 | 71.7905 | 0.64331 | 0.0089609 | 235.13 | 0 | 0.48212 | 29.5 | 17.5 | 15.67 | 14.33 |  | https://s3.console.aws.amazon.com/s3/buckets/834599497928?region=ca-central-1&prefix=phylroy.lopez/reference/reference/output/58a59f56-f2ef-4f6a-8e25-e20b8db07cf4/ | 1.0.002
127 |  | TRUE | 77 | 0 | 0 | 127.7277 |  |  |  | 0.1 | 2021-09-22 20:06:42 +0000 | 438c2ebff | 0.2.14 | :adv_dx_units: NECB_Default :airloop_economizer_type: NECB_Default :algorithm_type: parametric :analysis_id: reference :analysis_name: reference :boiler_eff: NECB_Default :btap_batch_version: 1.0.002 :building_type: Warehouse :chiller_type: NECB_Default :compute_environment: aws_batch :datapoint_id: 224b3d4d-8b3f-41d1-a567-c93e2739c6f4 :daylighting_type: NECB_Default :dcv_type: NECB_Default :door_construction_cond: NECB_Default :ecm_system_name: NECB_Default :electrical_loads_scale: NECB_Default :enable_costing: true :epw_file: CAN_AB_Calgary.Intl.AP.718770_CWEC2016.epw :erv_package: NECB_Default :ext_floor_cond: NECB_Default :ext_roof_cond: NECB_Default :ext_wall_cond: NECB_Default :fdwr_set: NECB_Default :fixed_wind_solar_trans: NECB_Default :fixed_window_cond: NECB_Default :furnace_eff: NECB_Default :glass_door_cond: NECB_Default :glass_door_solar_trans: NECB_Default :ground_floor_cond: NECB_Default :ground_roof_cond: NECB_Default :ground_wall_cond: NECB_Default :image_name: btap_private_cli :infiltration_scale: NECB_Default :lights_scale: NECB_Default :lights_type: NECB_Default :nv_delta_temp_in_out: NECB_Default :nv_opening_fraction: NECB_Default :nv_temp_out_min: NECB_Default :nv_type: NECB_Default :oa_scale: NECB_Default :occupancy_loads_scale: NECB_Default :output_meters: [] :output_variables: [] :overhead_door_cond: NECB_Default :primary_heating_fuel: NaturalGas :pv_ground_azimuth_angle: NECB_Default :pv_ground_module_description: NECB_Default :pv_ground_tilt_angle: NECB_Default :pv_ground_total_area_pv_panels_m2: NECB_Default :pv_ground_type: NECB_Default :rotation_degrees: NECB_Default :run_annual_simulation: true :s3_bucket: '834599497928' :scale_x: NECB_Default :scale_y: NECB_Default :scale_z: NECB_Default :shw_eff: NECB_Default :skylight_cond: NECB_Default :skylight_solar_trans: NECB_Default :srr_set: NECB_Default :template: NECB2017 | reference | reference | 224b3d4d-8b3f-41d1-a567-c93e2739c6f4 | NECB2017 | Warehouse | NaturalGas | Natural Gas | CAN_AB_Calgary.Intl.AP.718770_CWEC2016.epw | parametric |  | NECB_Default | NECB_Default | NECB_Default | NECB_Default | NECB_Default | NECB_Default | NECB_Default | NECB_Default | NECB_Default | NECB_Default | NECB_Default | NECB_Default | NECB_Default | NECB_Default | NECB_Default | NECB_Default | NECB_Default | NECB_Default | NECB_Default | NECB_Default | NECB_Default | NECB_Default | NECB_Default | NECB_Default | NECB_Default | NECB_Default | NECB_Default | NECB_Default | NECB_Default | NECB_Default | NECB_Default | NECB_Default | NECB_Default | NECB_Default | NECB_Default | NECB_Default | NECB_Default | NECB_Default | NECB_Default | NECB_Default | NECB_Default | NECB_Default | NECB_Default | NECB_Default | NECB_Default | aws_batch | 834599497928 | btap_private_cli |  | TRUE | TRUE |  |  | 92.3169 | 19.1504 | 44.0543 | 86.1002 | 4835.13 | 7095.2421 | 33.3 | Warehouse |  |  | 2 | Warehouse | 1 |  | 1 | NECB2017 | 0.18734 | 37873.9042 | 227.1285 | 34.755 | 64.4203 | 3.0726 | 422.415 | 93.0385 | CALGARY | ALBERTA | 37.7933 | 10.6196 | 0 | 48.413 | 3.582 | 0.75762 | 0 | 4.3396 | 0 | 0.021995 | 0 | 0 | 0.17221 | 0.074414 | 0.0010941 | 0.19725 | 0.017578 | 0.05403 | 0.21045 | 0.0031023 | 0.38266 | 0.013201 | 31.362 | 92.3213 | 33.3 | 0.757 | [5 empty] | 0.138 | 0.21 | 1.9 | 1.9 | 2 | Calgary Intl AP | CAN | 64 | 4781 | 51.114 | -114.02 | 7a | 5000 | AB | CAN_AB_Calgary.Intl.AP.718770_CWEC2016.epw | 0.38266 | 19.1504 | 92.3169 | 6.0278 | 17.6014 | FALSE | FALSE | FALSE | FALSE | 8.5523 | 11.4943 | 0 | 0 | 0 | 0 | 63.83 | 71.7905 | 0.64331 | 0.0089609 | 235.13 | 0 | 0.38266 | 10.5 | 6.33 | 19.67 | 18.83 |  | https://s3.console.aws.amazon.com/s3/buckets/834599497928?region=ca-central-1&prefix=phylroy.lopez/reference/reference/output/224b3d4d-8b3f-41d1-a567-c93e2739c6f4/ | 1.0.002
128 |  | TRUE | 71 | 0 | 0 | 129.9733 |  |  |  | 0.1 | 2021-09-22 20:06:39 +0000 | 438c2ebff | 0.2.14 | :adv_dx_units: NECB_Default :airloop_economizer_type: NECB_Default :algorithm_type: parametric :analysis_id: reference :analysis_name: reference :boiler_eff: NECB_Default :btap_batch_version: 1.0.002 :building_type: Warehouse :chiller_type: NECB_Default :compute_environment: aws_batch :datapoint_id: b53fe717-8d97-4c88-9286-9c7b69ee6c1b :daylighting_type: NECB_Default :dcv_type: NECB_Default :door_construction_cond: NECB_Default :ecm_system_name: NECB_Default :electrical_loads_scale: NECB_Default :enable_costing: true :epw_file: CAN_ON_Toronto.Pearson.Intl.AP.716240_CWEC2016.epw :erv_package: NECB_Default :ext_floor_cond: NECB_Default :ext_roof_cond: NECB_Default :ext_wall_cond: NECB_Default :fdwr_set: NECB_Default :fixed_wind_solar_trans: NECB_Default :fixed_window_cond: NECB_Default :furnace_eff: NECB_Default :glass_door_cond: NECB_Default :glass_door_solar_trans: NECB_Default :ground_floor_cond: NECB_Default :ground_roof_cond: NECB_Default :ground_wall_cond: NECB_Default :image_name: btap_private_cli :infiltration_scale: NECB_Default :lights_scale: NECB_Default :lights_type: NECB_Default :nv_delta_temp_in_out: NECB_Default :nv_opening_fraction: NECB_Default :nv_temp_out_min: NECB_Default :nv_type: NECB_Default :oa_scale: NECB_Default :occupancy_loads_scale: NECB_Default :output_meters: [] :output_variables: [] :overhead_door_cond: NECB_Default :primary_heating_fuel: Electricity :pv_ground_azimuth_angle: NECB_Default :pv_ground_module_description: NECB_Default :pv_ground_tilt_angle: NECB_Default :pv_ground_total_area_pv_panels_m2: NECB_Default :pv_ground_type: NECB_Default :rotation_degrees: NECB_Default :run_annual_simulation: true :s3_bucket: '834599497928' :scale_x: NECB_Default :scale_y: NECB_Default :scale_z: NECB_Default :shw_eff: NECB_Default :skylight_cond: NECB_Default :skylight_solar_trans: NECB_Default :srr_set: NECB_Default :template: NECB2015 | reference | reference | b53fe717-8d97-4c88-9286-9c7b69ee6c1b | NECB2015 | Warehouse | Electricity | Electricity | CAN_ON_Toronto.Pearson.Intl.AP.716240_CWEC2016.epw | parametric |  | NECB_Default | NECB_Default | NECB_Default | NECB_Default | NECB_Default | NECB_Default | NECB_Default | NECB_Default | NECB_Default | NECB_Default | NECB_Default | NECB_Default | NECB_Default | NECB_Default | NECB_Default | NECB_Default | NECB_Default | NECB_Default | NECB_Default | NECB_Default | NECB_Default | NECB_Default | NECB_Default | NECB_Default | NECB_Default | NECB_Default | NECB_Default | NECB_Default | NECB_Default | NECB_Default | NECB_Default | NECB_Default | NECB_Default | NECB_Default | NECB_Default | NECB_Default | NECB_Default | NECB_Default | NECB_Default | NECB_Default | NECB_Default | NECB_Default | NECB_Default | NECB_Default | NECB_Default | aws_batch | 834599497928 | btap_private_cli |  | TRUE | TRUE |  |  | 94.4158 | 28.1281 | 49.6361 | 93.1171 | 4835.13 | 7095.2421 | 40 | Warehouse |  |  | 5 | Warehouse | 1 |  | 1 | NECB2015 | 0.18734 | 37873.9042 | 236.6595 | 14.9032 | 68.0165 | 2.8453 | 458.4931 | 136.0686 | TORONTO | ONTARIO | 2.3932 | 0 | 0 | 2.3932 | 19.1738 | 0 | 0 | 19.1738 | 0 | 0.051184 | 0 | 0 | 0.43087 | 0.095414 | 0 | 0.17869 | 0.017578 | 0.078074 | 0 | 2.0682e-06 | 0.43087 | 0.0099335 | 103.1249 | 0 | 40 | 0.757 | [5 empty] | 0.183 | 0.278 | 2.2 | 2.2 | 5 | Toronto Pearson Intl AP | CAN | 382 | 3615 | 43.677 | -79.631 | 5 | 3890 | ON | CAN_ON_Toronto.Pearson.Intl.AP.716240_CWEC2016.epw | 0.43087 | 28.1281 | 94.4158 | 9.2168 | 14.9507 | FALSE | FALSE | FALSE | FALSE | 8.9904 | 4.6324 | 0 | 0.13141 | 0.0018305 | 48.03 | 0 | 71.7905 | 0.64331 | 0.0089609 | 235.13 | 0 | 0.43087 | 29.67 | 17.83 | 7.17 | 6 |  | https://s3.console.aws.amazon.com/s3/buckets/834599497928?region=ca-central-1&prefix=phylroy.lopez/reference/reference/output/b53fe717-8d97-4c88-9286-9c7b69ee6c1b/ | 1.0.002
129 |  | TRUE | 187 | 0 | 0 | 662.0947 |  |  |  | 0.1 | 2021-09-22 20:06:07 +0000 | 438c2ebff | 0.2.14 | :adv_dx_units: NECB_Default :airloop_economizer_type: NECB_Default :algorithm_type: parametric :analysis_id: reference :analysis_name: reference :boiler_eff: NECB_Default :btap_batch_version: 1.0.002 :building_type: MediumOffice :chiller_type: NECB_Default :compute_environment: aws_batch :datapoint_id: fad67e05-fcfb-443e-8a8a-72eb9d5fd0df :daylighting_type: NECB_Default :dcv_type: NECB_Default :door_construction_cond: NECB_Default :ecm_system_name: NECB_Default :electrical_loads_scale: NECB_Default :enable_costing: true :epw_file: CAN_QC_Montreal-Trudeau.Intl.AP.716270_CWEC2016.epw :erv_package: NECB_Default :ext_floor_cond: NECB_Default :ext_roof_cond: NECB_Default :ext_wall_cond: NECB_Default :fdwr_set: NECB_Default :fixed_wind_solar_trans: NECB_Default :fixed_window_cond: NECB_Default :furnace_eff: NECB_Default :glass_door_cond: NECB_Default :glass_door_solar_trans: NECB_Default :ground_floor_cond: NECB_Default :ground_roof_cond: NECB_Default :ground_wall_cond: NECB_Default :image_name: btap_private_cli :infiltration_scale: NECB_Default :lights_scale: NECB_Default :lights_type: NECB_Default :nv_delta_temp_in_out: NECB_Default :nv_opening_fraction: NECB_Default :nv_temp_out_min: NECB_Default :nv_type: NECB_Default :oa_scale: NECB_Default :occupancy_loads_scale: NECB_Default :output_meters: [] :output_variables: [] :overhead_door_cond: NECB_Default :primary_heating_fuel: Electricity :pv_ground_azimuth_angle: NECB_Default :pv_ground_module_description: NECB_Default :pv_ground_tilt_angle: NECB_Default :pv_ground_total_area_pv_panels_m2: NECB_Default :pv_ground_type: NECB_Default :rotation_degrees: NECB_Default :run_annual_simulation: true :s3_bucket: '834599497928' :scale_x: NECB_Default :scale_y: NECB_Default :scale_z: NECB_Default :shw_eff: NECB_Default :skylight_cond: NECB_Default :skylight_solar_trans: NECB_Default :srr_set: NECB_Default :template: BTAP1980TO2010 | reference | reference | fad67e05-fcfb-443e-8a8a-72eb9d5fd0df | BTAP1980TO2010 | MediumOffice | Electricity | Electricity | CAN_QC_Montreal-Trudeau.Intl.AP.716270_CWEC2016.epw | parametric |  | NECB_Default | NECB_Default | NECB_Default | NECB_Default | NECB_Default | NECB_Default | NECB_Default | NECB_Default | NECB_Default | NECB_Default | NECB_Default | NECB_Default | NECB_Default | NECB_Default | NECB_Default | NECB_Default | NECB_Default | NECB_Default | NECB_Default | NECB_Default | NECB_Default | NECB_Default | NECB_Default | NECB_Default | NECB_Default | NECB_Default | NECB_Default | NECB_Default | NECB_Default | NECB_Default | NECB_Default | NECB_Default | NECB_Default | NECB_Default | NECB_Default | NECB_Default | NECB_Default | NECB_Default | NECB_Default | NECB_Default | NECB_Default | NECB_Default | NECB_Default | NECB_Default | NECB_Default | aws_batch | 834599497928 | btap_private_cli |  | TRUE | TRUE |  |  | 64.6683 | 15.3911 | 50.2757 | 82.5067 | 4982.19 | 3638.3973 | 33 | MediumOffice |  |  | 0 | MediumOffice | 3 |  | 3 | BTAP1980TO2010 | 0.1843 | 19741.4134 | 1.0345 | 53.8636 | 64.9436 | 11.7818 | 281.3473 | 149.7238 | MONTREAL | QUEBEC | 0.20004 | 0 | 0 | 0.20004 | 12.7401 | 0 | 0 | 12.7401 | 0 | 0.022211 | 0 | 0 | 0.51475 | 0.043126 | 0 | 0.18099 | 0.099954 | 0.11619 | 0 | 0.0063767 | 0.51475 | 0.044318 | 85.3098 | 0 | 33 | 0.678 | [5 empty] | 0.267 | 0.426 | 2.95 |  | 0 | Montreal-Trudeau Intl AP | CAN | 323 | 4090 | 45.471 | -73.741 | 6 | 4400 | QC | CAN_QC_Montreal-Trudeau.Intl.AP.716270_CWEC2016.epw | 0.51475 | 15.3911 | 64.6683 | 15.432 | 19.2902 | TRUE | FALSE | FALSE | FALSE | 12.5228 | 13.0396 | 0 | 0.6041 | 0.0024226 | 220.8 | 0 | 249.3589 | 2.9448 | 0.011809 | 1076.31 | 0.0015897 | 0.51475 | 53.67 | 45.83 | 0.17 | 0.17 |  | https://s3.console.aws.amazon.com/s3/buckets/834599497928?region=ca-central-1&prefix=phylroy.lopez/reference/reference/output/fad67e05-fcfb-443e-8a8a-72eb9d5fd0df/ | 1.0.002
130 |  | TRUE | 197 | 0 | 0 | 661.861 |  |  |  | 0.1 | 2021-09-22 20:06:27 +0000 | 438c2ebff | 0.2.14 | :adv_dx_units: NECB_Default :airloop_economizer_type: NECB_Default :algorithm_type: parametric :analysis_id: reference :analysis_name: reference :boiler_eff: NECB_Default :btap_batch_version: 1.0.002 :building_type: MediumOffice :chiller_type: NECB_Default :compute_environment: aws_batch :datapoint_id: 84b9c0b6-9f60-4222-8ac9-0e6dfdb9c136 :daylighting_type: NECB_Default :dcv_type: NECB_Default :door_construction_cond: NECB_Default :ecm_system_name: NECB_Default :electrical_loads_scale: NECB_Default :enable_costing: true :epw_file: CAN_AB_Edmonton.Intl.AP.711230_CWEC2016.epw :erv_package: NECB_Default :ext_floor_cond: NECB_Default :ext_roof_cond: NECB_Default :ext_wall_cond: NECB_Default :fdwr_set: NECB_Default :fixed_wind_solar_trans: NECB_Default :fixed_window_cond: NECB_Default :furnace_eff: NECB_Default :glass_door_cond: NECB_Default :glass_door_solar_trans: NECB_Default :ground_floor_cond: NECB_Default :ground_roof_cond: NECB_Default :ground_wall_cond: NECB_Default :image_name: btap_private_cli :infiltration_scale: NECB_Default :lights_scale: NECB_Default :lights_type: NECB_Default :nv_delta_temp_in_out: NECB_Default :nv_opening_fraction: NECB_Default :nv_temp_out_min: NECB_Default :nv_type: NECB_Default :oa_scale: NECB_Default :occupancy_loads_scale: NECB_Default :output_meters: [] :output_variables: [] :overhead_door_cond: NECB_Default :primary_heating_fuel: Electricity :pv_ground_azimuth_angle: NECB_Default :pv_ground_module_description: NECB_Default :pv_ground_tilt_angle: NECB_Default :pv_ground_total_area_pv_panels_m2: NECB_Default :pv_ground_type: NECB_Default :rotation_degrees: NECB_Default :run_annual_simulation: true :s3_bucket: '834599497928' :scale_x: NECB_Default :scale_y: NECB_Default :scale_z: NECB_Default :shw_eff: NECB_Default :skylight_cond: NECB_Default :skylight_solar_trans: NECB_Default :srr_set: NECB_Default :template: BTAP1980TO2010 | reference | reference | 84b9c0b6-9f60-4222-8ac9-0e6dfdb9c136 | BTAP1980TO2010 | MediumOffice | Electricity | Electricity | CAN_AB_Edmonton.Intl.AP.711230_CWEC2016.epw | parametric |  | NECB_Default | NECB_Default | NECB_Default | NECB_Default | NECB_Default | NECB_Default | NECB_Default | NECB_Default | NECB_Default | NECB_Default | NECB_Default | NECB_Default | NECB_Default | NECB_Default | NECB_Default | NECB_Default | NECB_Default | NECB_Default | NECB_Default | NECB_Default | NECB_Default | NECB_Default | NECB_Default | NECB_Default | NECB_Default | NECB_Default | NECB_Default | NECB_Default | NECB_Default | NECB_Default | NECB_Default | NECB_Default | NECB_Default | NECB_Default | NECB_Default | NECB_Default | NECB_Default | NECB_Default | NECB_Default | NECB_Default | NECB_Default | NECB_Default | NECB_Default | NECB_Default | NECB_Default | aws_batch | 834599497928 | btap_private_cli |  | TRUE | TRUE |  |  | 56.9148 | 12.8888 | 48.0121 | 80.6802 | 4982.19 | 3638.3973 | 33 | MediumOffice |  |  | 0 | MediumOffice | 3 |  | 3 | BTAP1980TO2010 | 0.1843 | 19741.4134 | 1.0685 | 51.0795 | 70.6807 | 11.8015 | 303.2565 | 168.6263 | EDMONTON | ALBERTA | 111.291 | 0 | 0 | 111.291 | 10.5481 | 0 | 0 | 10.5481 | 0 | 0.0099274 | 0 | 0 | 0.50712 | 0.055514 | 0 | 0.17284 | 0.099954 | 0.11619 | 0 | 0.0037373 | 0.50712 | 0.048426 | 78.8731 | 0 | 33 | 0.678 | [5 empty] | 0.227 | 0.346 | 2.95 |  | 0 | Edmonton Intl AP | CAN | 23 | 5588 | 53.31 | -113.579 | 7a | 5120 | AB | CAN_AB_Edmonton.Intl.AP.711230_CWEC2016.epw | 0.50712 | 12.8888 | 56.9148 | 13.6016 | 16.5427 | TRUE | FALSE | FALSE | FALSE | 11.0857 | 15.6741 | 0 | 0.66011 | 0.0026472 | 241.27 | 0 | 249.3589 | 2.9448 | 0.011809 | 1076.31 | 0.00053189 | 0.50712 | 19.5 | 15 | 0 | 0 |  | https://s3.console.aws.amazon.com/s3/buckets/834599497928?region=ca-central-1&prefix=phylroy.lopez/reference/reference/output/84b9c0b6-9f60-4222-8ac9-0e6dfdb9c136/ | 1.0.002
131 |  | TRUE | 189 | 0 | 0 | 664.2783 |  |  |  | 0.1 | 2021-09-22 20:06:24 +0000 | 438c2ebff | 0.2.14 | :adv_dx_units: NECB_Default :airloop_economizer_type: NECB_Default :algorithm_type: parametric :analysis_id: reference :analysis_name: reference :boiler_eff: NECB_Default :btap_batch_version: 1.0.002 :building_type: MediumOffice :chiller_type: NECB_Default :compute_environment: aws_batch :datapoint_id: 8f679d92-900c-429b-a845-515c335ae869 :daylighting_type: NECB_Default :dcv_type: NECB_Default :door_construction_cond: NECB_Default :ecm_system_name: NECB_Default :electrical_loads_scale: NECB_Default :enable_costing: true :epw_file: CAN_AB_Edmonton.Intl.AP.711230_CWEC2016.epw :erv_package: NECB_Default :ext_floor_cond: NECB_Default :ext_roof_cond: NECB_Default :ext_wall_cond: NECB_Default :fdwr_set: NECB_Default :fixed_wind_solar_trans: NECB_Default :fixed_window_cond: NECB_Default :furnace_eff: NECB_Default :glass_door_cond: NECB_Default :glass_door_solar_trans: NECB_Default :ground_floor_cond: NECB_Default :ground_roof_cond: NECB_Default :ground_wall_cond: NECB_Default :image_name: btap_private_cli :infiltration_scale: NECB_Default :lights_scale: NECB_Default :lights_type: NECB_Default :nv_delta_temp_in_out: NECB_Default :nv_opening_fraction: NECB_Default :nv_temp_out_min: NECB_Default :nv_type: NECB_Default :oa_scale: NECB_Default :occupancy_loads_scale: NECB_Default :output_meters: [] :output_variables: [] :overhead_door_cond: NECB_Default :primary_heating_fuel: Electricity :pv_ground_azimuth_angle: NECB_Default :pv_ground_module_description: NECB_Default :pv_ground_tilt_angle: NECB_Default :pv_ground_total_area_pv_panels_m2: NECB_Default :pv_ground_type: NECB_Default :rotation_degrees: NECB_Default :run_annual_simulation: true :s3_bucket: '834599497928' :scale_x: NECB_Default :scale_y: NECB_Default :scale_z: NECB_Default :shw_eff: NECB_Default :skylight_cond: NECB_Default :skylight_solar_trans: NECB_Default :srr_set: NECB_Default :template: BTAPPRE1980 | reference | reference | 8f679d92-900c-429b-a845-515c335ae869 | BTAPPRE1980 | MediumOffice | Electricity | Electricity | CAN_AB_Edmonton.Intl.AP.711230_CWEC2016.epw | parametric |  | NECB_Default | NECB_Default | NECB_Default | NECB_Default | NECB_Default | NECB_Default | NECB_Default | NECB_Default | NECB_Default | NECB_Default | NECB_Default | NECB_Default | NECB_Default | NECB_Default | NECB_Default | NECB_Default | NECB_Default | NECB_Default | NECB_Default | NECB_Default | NECB_Default | NECB_Default | NECB_Default | NECB_Default | NECB_Default | NECB_Default | NECB_Default | NECB_Default | NECB_Default | NECB_Default | NECB_Default | NECB_Default | NECB_Default | NECB_Default | NECB_Default | NECB_Default | NECB_Default | NECB_Default | NECB_Default | NECB_Default | NECB_Default | NECB_Default | NECB_Default | NECB_Default | NECB_Default | aws_batch | 834599497928 | btap_private_cli |  | TRUE | TRUE |  |  | 60.4123 | 13.1433 | 54.4763 | 87.1532 | 4982.19 | 3638.3973 | 33 | MediumOffice |  |  | 0 | MediumOffice | 3 |  | 3 | BTAPPRE1980 | 0.1843 | 19741.4134 | 1.0685 | 52.2473 | 70.6807 | 11.8015 | 307.3297 | 171.5317 | EDMONTON | ALBERTA | 116.3988 | 0 | 0 | 116.3988 | 11.0322 | 0 | 0 | 11.0322 | 0 | 0.0094256 | 0 | 0 | 0.5304 | 0.056094 | 0 | 0.19612 | 0.099954 | 0.11619 | 0 | 0.0036891 | 0.5304 | 0.048426 | 82.2734 | 0 | 33 | 0.678 | [5 empty] | 0.227 | 0.772 | 2.95 |  | 0 | Edmonton Intl AP | CAN | 23 | 5588 | 53.31 | -113.579 | 7a | 5120 | AB | CAN_AB_Edmonton.Intl.AP.711230_CWEC2016.epw | 0.53039 | 13.1433 | 60.4123 | 13.6016 | 16.5427 | TRUE | FALSE | FALSE | FALSE | 11.0857 | 15.6741 | 0 | 0.66011 | 0.0026472 | 241.27 | 0 | 249.3589 | 2.9448 | 0.011809 | 1076.31 | 0.00050379 | 0.5304 | 16.83 | 13.17 | 0 | 0 |  | https://s3.console.aws.amazon.com/s3/buckets/834599497928?region=ca-central-1&prefix=phylroy.lopez/reference/reference/output/8f679d92-900c-429b-a845-515c335ae869/ | 1.0.002
132 |  | TRUE | 69 | 0 | 0 | 130.9366 |  |  |  | 0.1 | 2021-09-22 20:06:37 +0000 | 438c2ebff | 0.2.14 | :adv_dx_units: NECB_Default :airloop_economizer_type: NECB_Default :algorithm_type: parametric :analysis_id: reference :analysis_name: reference :boiler_eff: NECB_Default :btap_batch_version: 1.0.002 :building_type: Warehouse :chiller_type: NECB_Default :compute_environment: aws_batch :datapoint_id: c7ea4026-7ea2-4f06-ba85-2bccc5e18138 :daylighting_type: NECB_Default :dcv_type: NECB_Default :door_construction_cond: NECB_Default :ecm_system_name: NECB_Default :electrical_loads_scale: NECB_Default :enable_costing: true :epw_file: CAN_YT_Whitehorse.Intl.AP.719640_CWEC2016.epw :erv_package: NECB_Default :ext_floor_cond: NECB_Default :ext_roof_cond: NECB_Default :ext_wall_cond: NECB_Default :fdwr_set: NECB_Default :fixed_wind_solar_trans: NECB_Default :fixed_window_cond: NECB_Default :furnace_eff: NECB_Default :glass_door_cond: NECB_Default :glass_door_solar_trans: NECB_Default :ground_floor_cond: NECB_Default :ground_roof_cond: NECB_Default :ground_wall_cond: NECB_Default :image_name: btap_private_cli :infiltration_scale: NECB_Default :lights_scale: NECB_Default :lights_type: NECB_Default :nv_delta_temp_in_out: NECB_Default :nv_opening_fraction: NECB_Default :nv_temp_out_min: NECB_Default :nv_type: NECB_Default :oa_scale: NECB_Default :occupancy_loads_scale: NECB_Default :output_meters: [] :output_variables: [] :overhead_door_cond: NECB_Default :primary_heating_fuel: Electricity :pv_ground_azimuth_angle: NECB_Default :pv_ground_module_description: NECB_Default :pv_ground_tilt_angle: NECB_Default :pv_ground_total_area_pv_panels_m2: NECB_Default :pv_ground_type: NECB_Default :rotation_degrees: NECB_Default :run_annual_simulation: true :s3_bucket: '834599497928' :scale_x: NECB_Default :scale_y: NECB_Default :scale_z: NECB_Default :shw_eff: NECB_Default :skylight_cond: NECB_Default :skylight_solar_trans: NECB_Default :srr_set: NECB_Default :template: NECB2015 | reference | reference | c7ea4026-7ea2-4f06-ba85-2bccc5e18138 | NECB2015 | Warehouse | Electricity | Electricity | CAN_YT_Whitehorse.Intl.AP.719640_CWEC2016.epw | parametric |  | NECB_Default | NECB_Default | NECB_Default | NECB_Default | NECB_Default | NECB_Default | NECB_Default | NECB_Default | NECB_Default | NECB_Default | NECB_Default | NECB_Default | NECB_Default | NECB_Default | NECB_Default | NECB_Default | NECB_Default | NECB_Default | NECB_Default | NECB_Default | NECB_Default | NECB_Default | NECB_Default | NECB_Default | NECB_Default | NECB_Default | NECB_Default | NECB_Default | NECB_Default | NECB_Default | NECB_Default | NECB_Default | NECB_Default | NECB_Default | NECB_Default | NECB_Default | NECB_Default | NECB_Default | NECB_Default | NECB_Default | NECB_Default | NECB_Default | NECB_Default | NECB_Default | NECB_Default | aws_batch | 834599497928 | btap_private_cli |  | TRUE | TRUE |  |  | 76.7686 | 16.1145 | 74.0265 | 98.3858 | 4835.13 | 7095.2421 | 22.8 | Warehouse |  |  | 5 | Warehouse | 1 |  | 1 | NECB2015 | 0.18734 | 37873.9042 | 169.5269 | 10.8799 | 57.1962 | 2.6492 | 333.711 | 93.4587 | WHITEHORSE | YUKON | 6.9967 | 0 | 0 | 6.9967 | 16.0233 | 0 | 0 | 16.0233 | 0 | 0.0067258 | 0 | 0 | 0.44984 | 0.069411 | 0 | 0.2665 | 0.017578 | 0.078074 | 0 | 2.0682e-06 | 0.44984 | 0.011555 | 83.8086 | 0 | 22.8 | 0.757 | [5 empty] | 0.162 | 0.21 | 2.2 | 2.2 | 5 | Whitehorse Intl AP | CAN | 5 | 6491 | 60.709 | -135.069 | 7b | 6580 | YT | CAN_YT_Whitehorse.Intl.AP.719640_CWEC2016.epw | 0.44984 | 16.1145 | 76.7686 | 7.6017 | 13.1022 | TRUE | FALSE | FALSE | FALSE | 4.4827 | 15.1089 | 0 | 0.15286 | 0.0021292 | 55.87 | 0 | 71.7905 | 0.64331 | 0.0089609 | 235.13 | 0 | 0.44984 | 6 | 3.5 | 14.5 | 13.67 |  | https://s3.console.aws.amazon.com/s3/buckets/834599497928?region=ca-central-1&prefix=phylroy.lopez/reference/reference/output/c7ea4026-7ea2-4f06-ba85-2bccc5e18138/ | 1.0.002
133 |  | TRUE | 77 | 0 | 0 | 129.0119 |  |  |  | 0.1 | 2021-09-22 20:06:47 +0000 | 438c2ebff | 0.2.14 | :adv_dx_units: NECB_Default :airloop_economizer_type: NECB_Default :algorithm_type: parametric :analysis_id: reference :analysis_name: reference :boiler_eff: NECB_Default :btap_batch_version: 1.0.002 :building_type: Warehouse :chiller_type: NECB_Default :compute_environment: aws_batch :datapoint_id: 9ba5b1de-1e06-48fa-b581-50e251c9a0b0 :daylighting_type: NECB_Default :dcv_type: NECB_Default :door_construction_cond: NECB_Default :ecm_system_name: NECB_Default :electrical_loads_scale: NECB_Default :enable_costing: true :epw_file: CAN_ON_Toronto.Pearson.Intl.AP.716240_CWEC2016.epw :erv_package: NECB_Default :ext_floor_cond: NECB_Default :ext_roof_cond: NECB_Default :ext_wall_cond: NECB_Default :fdwr_set: NECB_Default :fixed_wind_solar_trans: NECB_Default :fixed_window_cond: NECB_Default :furnace_eff: NECB_Default :glass_door_cond: NECB_Default :glass_door_solar_trans: NECB_Default :ground_floor_cond: NECB_Default :ground_roof_cond: NECB_Default :ground_wall_cond: NECB_Default :image_name: btap_private_cli :infiltration_scale: NECB_Default :lights_scale: NECB_Default :lights_type: NECB_Default :nv_delta_temp_in_out: NECB_Default :nv_opening_fraction: NECB_Default :nv_temp_out_min: NECB_Default :nv_type: NECB_Default :oa_scale: NECB_Default :occupancy_loads_scale: NECB_Default :output_meters: [] :output_variables: [] :overhead_door_cond: NECB_Default :primary_heating_fuel: NaturalGas :pv_ground_azimuth_angle: NECB_Default :pv_ground_module_description: NECB_Default :pv_ground_tilt_angle: NECB_Default :pv_ground_total_area_pv_panels_m2: NECB_Default :pv_ground_type: NECB_Default :rotation_degrees: NECB_Default :run_annual_simulation: true :s3_bucket: '834599497928' :scale_x: NECB_Default :scale_y: NECB_Default :scale_z: NECB_Default :shw_eff: NECB_Default :skylight_cond: NECB_Default :skylight_solar_trans: NECB_Default :srr_set: NECB_Default :template: NECB2017 | reference | reference | 9ba5b1de-1e06-48fa-b581-50e251c9a0b0 | NECB2017 | Warehouse | NaturalGas | Natural Gas | CAN_ON_Toronto.Pearson.Intl.AP.716240_CWEC2016.epw | parametric |  | NECB_Default | NECB_Default | NECB_Default | NECB_Default | NECB_Default | NECB_Default | NECB_Default | NECB_Default | NECB_Default | NECB_Default | NECB_Default | NECB_Default | NECB_Default | NECB_Default | NECB_Default | NECB_Default | NECB_Default | NECB_Default | NECB_Default | NECB_Default | NECB_Default | NECB_Default | NECB_Default | NECB_Default | NECB_Default | NECB_Default | NECB_Default | NECB_Default | NECB_Default | NECB_Default | NECB_Default | NECB_Default | NECB_Default | NECB_Default | NECB_Default | NECB_Default | NECB_Default | NECB_Default | NECB_Default | NECB_Default | NECB_Default | NECB_Default | NECB_Default | NECB_Default | NECB_Default | aws_batch | 834599497928 | btap_private_cli |  | TRUE | TRUE |  |  | 110.5575 | 23.1598 | 42.425 | 89.9143 | 4835.13 | 7095.2421 | 40 | Warehouse |  |  | 2 | Warehouse | 1 |  | 1 | NECB2017 | 0.18734 | 37873.9042 | 242.8104 | 38.1501 | 68.0165 | 3.1849 | 458.5372 | 106.3753 | TORONTO | ONTARIO | 1.0755 | 10.0336 | 0 | 11.1091 | 8.6169 | 1.7704 | 0 | 10.3874 | 0 | 0.040925 | 0 | 0 | 0.19364 | 0.076834 | 0.0013691 | 0.19082 | 0.017578 | 0.05403 | 0.20303 | 0.0029037 | 0.39667 | 0.012213 | 35.5516 | 110.5619 | 40 | 0.757 | [5 empty] | 0.156 | 0.278 | 1.9 | 1.9 | 2 | Toronto Pearson Intl AP | CAN | 382 | 3615 | 43.677 | -79.631 | 5 | 3890 | ON | CAN_ON_Toronto.Pearson.Intl.AP.716240_CWEC2016.epw | 0.39667 | 23.1598 | 110.5575 | 9.2168 | 14.9507 | FALSE | FALSE | FALSE | FALSE | 8.9904 | 4.6324 | 0 | 0 | 0 | 0 | 59.05 | 71.7905 | 0.64331 | 0.0089609 | 235.13 | 0 | 0.39667 | 21.5 | 11.5 | 15.17 | 14.17 |  | https://s3.console.aws.amazon.com/s3/buckets/834599497928?region=ca-central-1&prefix=phylroy.lopez/reference/reference/output/9ba5b1de-1e06-48fa-b581-50e251c9a0b0/ | 1.0.002
134 |  | TRUE | 186 | 0 | 0 | 662.2511 |  |  |  | 0.1 | 2021-09-22 20:06:01 +0000 | 438c2ebff | 0.2.14 | :adv_dx_units: NECB_Default :airloop_economizer_type: NECB_Default :algorithm_type: parametric :analysis_id: reference :analysis_name: reference :boiler_eff: NECB_Default :btap_batch_version: 1.0.002 :building_type: MediumOffice :chiller_type: NECB_Default :compute_environment: aws_batch :datapoint_id: acabb1fd-2e9d-4654-bd3d-03a139ca47f5 :daylighting_type: NECB_Default :dcv_type: NECB_Default :door_construction_cond: NECB_Default :ecm_system_name: NECB_Default :electrical_loads_scale: NECB_Default :enable_costing: true :epw_file: CAN_NS_Halifax.Dockyard.713280_CWEC2016.epw :erv_package: NECB_Default :ext_floor_cond: NECB_Default :ext_roof_cond: NECB_Default :ext_wall_cond: NECB_Default :fdwr_set: NECB_Default :fixed_wind_solar_trans: NECB_Default :fixed_window_cond: NECB_Default :furnace_eff: NECB_Default :glass_door_cond: NECB_Default :glass_door_solar_trans: NECB_Default :ground_floor_cond: NECB_Default :ground_roof_cond: NECB_Default :ground_wall_cond: NECB_Default :image_name: btap_private_cli :infiltration_scale: NECB_Default :lights_scale: NECB_Default :lights_type: NECB_Default :nv_delta_temp_in_out: NECB_Default :nv_opening_fraction: NECB_Default :nv_temp_out_min: NECB_Default :nv_type: NECB_Default :oa_scale: NECB_Default :occupancy_loads_scale: NECB_Default :output_meters: [] :output_variables: [] :overhead_door_cond: NECB_Default :primary_heating_fuel: NaturalGas :pv_ground_azimuth_angle: NECB_Default :pv_ground_module_description: NECB_Default :pv_ground_tilt_angle: NECB_Default :pv_ground_total_area_pv_panels_m2: NECB_Default :pv_ground_type: NECB_Default :rotation_degrees: NECB_Default :run_annual_simulation: true :s3_bucket: '834599497928' :scale_x: NECB_Default :scale_y: NECB_Default :scale_z: NECB_Default :shw_eff: NECB_Default :skylight_cond: NECB_Default :skylight_solar_trans: NECB_Default :srr_set: NECB_Default :template: NECB2011 | reference | reference | acabb1fd-2e9d-4654-bd3d-03a139ca47f5 | NECB2011 | MediumOffice | NaturalGas | Natural Gas | CAN_NS_Halifax.Dockyard.713280_CWEC2016.epw | parametric |  | NECB_Default | NECB_Default | NECB_Default | NECB_Default | NECB_Default | NECB_Default | NECB_Default | NECB_Default | NECB_Default | NECB_Default | NECB_Default | NECB_Default | NECB_Default | NECB_Default | NECB_Default | NECB_Default | NECB_Default | NECB_Default | NECB_Default | NECB_Default | NECB_Default | NECB_Default | NECB_Default | NECB_Default | NECB_Default | NECB_Default | NECB_Default | NECB_Default | NECB_Default | NECB_Default | NECB_Default | NECB_Default | NECB_Default | NECB_Default | NECB_Default | NECB_Default | NECB_Default | NECB_Default | NECB_Default | NECB_Default | NECB_Default | NECB_Default | NECB_Default | NECB_Default | NECB_Default | aws_batch | 834599497928 | btap_private_cli |  | TRUE | TRUE |  |  | 67.3243 | 12.77 | 36.3857 | 94.675 | 4982.19 | 3638.3973 | 40 | MediumOffice |  |  | 0 | MediumOffice | 3 |  | 3 | NECB2011 | 0.1843 | 19741.4134 | 80.7955 | 77.278 | 68.9799 | 3.4069 | 404.8996 | 174.4394 | HALIFAX | NOVA SCOTIA | 67.0888 | 11.3483 | 0 | 78.4371 | 13.1574 | 2.8644 | 0 | 16.0218 | 0 | 0.029027 | 0 | 0 | 0.33084 | 0.075128 | 0 | 0.17201 | 0.099954 | 0.11619 | 0.22806 | 0.0086167 | 0.5589 | 0.056044 | 38.2598 | 67.3362 | 40 | 0.757 | [5 empty] | 0.183 | 0.247 | 2.2 |  | 0 | Halifax Dockyard | CAN | 112 | 3647 | 44.655 | -63.577 | 6 | 4000 | NS | CAN_NS_Halifax.Dockyard.713280_CWEC2016.epw | 0.5589 | 12.77 | 67.3243 | 14.7037 | 18.9062 | TRUE | FALSE | FALSE | FALSE | 7.8475 | 6.58 | 0 | 0 | 0 | 0 | 279.22 | 249.3589 | 2.9448 | 0.011809 | 1076.31 | 0.0019269 | 0.5589 | 14 | 10.17 | 35.33 | 35.33 |  | https://s3.console.aws.amazon.com/s3/buckets/834599497928?region=ca-central-1&prefix=phylroy.lopez/reference/reference/output/acabb1fd-2e9d-4654-bd3d-03a139ca47f5/ | 1.0.002
135 |  | TRUE | 79 | 0 | 0 | 130.5808 |  |  |  | 0.1 | 2021-09-22 20:06:40 +0000 | 438c2ebff | 0.2.14 | :adv_dx_units: NECB_Default :airloop_economizer_type: NECB_Default :algorithm_type: parametric :analysis_id: reference :analysis_name: reference :boiler_eff: NECB_Default :btap_batch_version: 1.0.002 :building_type: Warehouse :chiller_type: NECB_Default :compute_environment: aws_batch :datapoint_id: d68f8fd8-1689-4e70-9234-9eb3e35eadf3 :daylighting_type: NECB_Default :dcv_type: NECB_Default :door_construction_cond: NECB_Default :ecm_system_name: NECB_Default :electrical_loads_scale: NECB_Default :enable_costing: true :epw_file: CAN_QC_Montreal-Trudeau.Intl.AP.716270_CWEC2016.epw :erv_package: NECB_Default :ext_floor_cond: NECB_Default :ext_roof_cond: NECB_Default :ext_wall_cond: NECB_Default :fdwr_set: NECB_Default :fixed_wind_solar_trans: NECB_Default :fixed_window_cond: NECB_Default :furnace_eff: NECB_Default :glass_door_cond: NECB_Default :glass_door_solar_trans: NECB_Default :ground_floor_cond: NECB_Default :ground_roof_cond: NECB_Default :ground_wall_cond: NECB_Default :image_name: btap_private_cli :infiltration_scale: NECB_Default :lights_scale: NECB_Default :lights_type: NECB_Default :nv_delta_temp_in_out: NECB_Default :nv_opening_fraction: NECB_Default :nv_temp_out_min: NECB_Default :nv_type: NECB_Default :oa_scale: NECB_Default :occupancy_loads_scale: NECB_Default :output_meters: [] :output_variables: [] :overhead_door_cond: NECB_Default :primary_heating_fuel: Electricity :pv_ground_azimuth_angle: NECB_Default :pv_ground_module_description: NECB_Default :pv_ground_tilt_angle: NECB_Default :pv_ground_total_area_pv_panels_m2: NECB_Default :pv_ground_type: NECB_Default :rotation_degrees: NECB_Default :run_annual_simulation: true :s3_bucket: '834599497928' :scale_x: NECB_Default :scale_y: NECB_Default :scale_z: NECB_Default :shw_eff: NECB_Default :skylight_cond: NECB_Default :skylight_solar_trans: NECB_Default :srr_set: NECB_Default :template: NECB2017 | reference | reference | d68f8fd8-1689-4e70-9234-9eb3e35eadf3 | NECB2017 | Warehouse | Electricity | Electricity | CAN_QC_Montreal-Trudeau.Intl.AP.716270_CWEC2016.epw | parametric |  | NECB_Default | NECB_Default | NECB_Default | NECB_Default | NECB_Default | NECB_Default | NECB_Default | NECB_Default | NECB_Default | NECB_Default | NECB_Default | NECB_Default | NECB_Default | NECB_Default | NECB_Default | NECB_Default | NECB_Default | NECB_Default | NECB_Default | NECB_Default | NECB_Default | NECB_Default | NECB_Default | NECB_Default | NECB_Default | NECB_Default | NECB_Default | NECB_Default | NECB_Default | NECB_Default | NECB_Default | NECB_Default | NECB_Default | NECB_Default | NECB_Default | NECB_Default | NECB_Default | NECB_Default | NECB_Default | NECB_Default | NECB_Default | NECB_Default | NECB_Default | NECB_Default | NECB_Default | aws_batch | 834599497928 | btap_private_cli |  | TRUE | TRUE |  |  | 91.2212 | 20.768 | 48.7796 | 80.5764 | 4835.13 | 7095.2421 | 37.3 | Warehouse |  |  | 2 | Warehouse | 1 |  | 1 | NECB2017 | 0.18734 | 37873.9042 | 219.5066 | 12.77 | 60.9991 | 2.7401 | 401.5259 | 105.5101 | MONTREAL | QUEBEC | 0.14111 | 0 | 0 | 0.14111 | 8.9872 | 0 | 0 | 8.9872 | 0 | 0.034404 | 0 | 0 | 0.36312 | 0.069831 | 0.0014395 | 0.17561 | 0.017578 | 0.05403 | 0 | 2.0682e-06 | 0.36312 | 0.010231 | 97.8533 | 0 | 37.3 | 0.757 | [5 empty] | 0.156 | 0.247 | 1.9 | 1.9 | 2 | Montreal-Trudeau Intl AP | CAN | 323 | 4090 | 45.471 | -73.741 | 6 | 4400 | QC | CAN_QC_Montreal-Trudeau.Intl.AP.716270_CWEC2016.epw | 0.36312 | 20.768 | 91.2212 | 8.1646 | 17.6094 | FALSE | FALSE | FALSE | FALSE | 8.9896 | 10.309 | 0 | 0.13535 | 0.0018853 | 49.47 | 0 | 71.7905 | 0.64331 | 0.0089609 | 235.13 | 0 | 0.36312 | 16.5 | 6.33 | 8.83 | 7.83 |  | https://s3.console.aws.amazon.com/s3/buckets/834599497928?region=ca-central-1&prefix=phylroy.lopez/reference/reference/output/d68f8fd8-1689-4e70-9234-9eb3e35eadf3/ | 1.0.002
136 |  | TRUE | 183 | 0 | 0 | 661.4404 |  |  |  | 0.1 | 2021-09-22 20:06:04 +0000 | 438c2ebff | 0.2.14 | :adv_dx_units: NECB_Default :airloop_economizer_type: NECB_Default :algorithm_type: parametric :analysis_id: reference :analysis_name: reference :boiler_eff: NECB_Default :btap_batch_version: 1.0.002 :building_type: MediumOffice :chiller_type: NECB_Default :compute_environment: aws_batch :datapoint_id: 99b2f558-ce01-4f77-ba4f-f7804677b32c :daylighting_type: NECB_Default :dcv_type: NECB_Default :door_construction_cond: NECB_Default :ecm_system_name: NECB_Default :electrical_loads_scale: NECB_Default :enable_costing: true :epw_file: CAN_ON_Toronto.Pearson.Intl.AP.716240_CWEC2016.epw :erv_package: NECB_Default :ext_floor_cond: NECB_Default :ext_roof_cond: NECB_Default :ext_wall_cond: NECB_Default :fdwr_set: NECB_Default :fixed_wind_solar_trans: NECB_Default :fixed_window_cond: NECB_Default :furnace_eff: NECB_Default :glass_door_cond: NECB_Default :glass_door_solar_trans: NECB_Default :ground_floor_cond: NECB_Default :ground_roof_cond: NECB_Default :ground_wall_cond: NECB_Default :image_name: btap_private_cli :infiltration_scale: NECB_Default :lights_scale: NECB_Default :lights_type: NECB_Default :nv_delta_temp_in_out: NECB_Default :nv_opening_fraction: NECB_Default :nv_temp_out_min: NECB_Default :nv_type: NECB_Default :oa_scale: NECB_Default :occupancy_loads_scale: NECB_Default :output_meters: [] :output_variables: [] :overhead_door_cond: NECB_Default :primary_heating_fuel: NaturalGas :pv_ground_azimuth_angle: NECB_Default :pv_ground_module_description: NECB_Default :pv_ground_tilt_angle: NECB_Default :pv_ground_total_area_pv_panels_m2: NECB_Default :pv_ground_type: NECB_Default :rotation_degrees: NECB_Default :run_annual_simulation: true :s3_bucket: '834599497928' :scale_x: NECB_Default :scale_y: NECB_Default :scale_z: NECB_Default :shw_eff: NECB_Default :skylight_cond: NECB_Default :skylight_solar_trans: NECB_Default :srr_set: NECB_Default :template: NECB2011 | reference | reference | 99b2f558-ce01-4f77-ba4f-f7804677b32c | NECB2011 | MediumOffice | NaturalGas | Natural Gas | CAN_ON_Toronto.Pearson.Intl.AP.716240_CWEC2016.epw | parametric |  | NECB_Default | NECB_Default | NECB_Default | NECB_Default | NECB_Default | NECB_Default | NECB_Default | NECB_Default | NECB_Default | NECB_Default | NECB_Default | NECB_Default | NECB_Default | NECB_Default | NECB_Default | NECB_Default | NECB_Default | NECB_Default | NECB_Default | NECB_Default | NECB_Default | NECB_Default | NECB_Default | NECB_Default | NECB_Default | NECB_Default | NECB_Default | NECB_Default | NECB_Default | NECB_Default | NECB_Default | NECB_Default | NECB_Default | NECB_Default | NECB_Default | NECB_Default | NECB_Default | NECB_Default | NECB_Default | NECB_Default | NECB_Default | NECB_Default | NECB_Default | NECB_Default | NECB_Default | aws_batch | 834599497928 | btap_private_cli |  | TRUE | TRUE |  |  | 79.7134 | 15.9229 | 37.1167 | 101.8913 | 4982.19 | 3638.3973 | 40 | MediumOffice |  |  | 0 | MediumOffice | 3 |  | 3 | NECB2011 | 0.1843 | 19741.4134 | 94.6626 | 95.6498 | 71.3348 | 3.5224 | 459.7063 | 194.5367 | TORONTO | ONTARIO | 1.9494 | 11.6226 | 0 | 13.5719 | 15.6181 | 2.0508 | 0 | 17.6689 | 0 | 0.042774 | 0 | 0 | 0.35097 | 0.077245 | 0 | 0.18004 | 0.099954 | 0.11619 | 0.23518 | 0.011605 | 0.58615 | 0.055144 | 44.1334 | 79.7253 | 40 | 0.757 | [5 empty] | 0.183 | 0.278 | 2.2 |  | 0 | Toronto Pearson Intl AP | CAN | 382 | 3615 | 43.677 | -79.631 | 5 | 3890 | ON | CAN_ON_Toronto.Pearson.Intl.AP.716240_CWEC2016.epw | 0.58615 | 15.9229 | 79.7134 | 16.3123 | 17.7277 | TRUE | FALSE | FALSE | FALSE | 12.6199 | 7.6583 | 0 | 0 | 0 | 0 | 274.74 | 249.3589 | 2.9448 | 0.011809 | 1076.31 | 0.0032034 | 0.58615 | 181.33 | 173.33 | 24.33 | 24.33 |  | https://s3.console.aws.amazon.com/s3/buckets/834599497928?region=ca-central-1&prefix=phylroy.lopez/reference/reference/output/99b2f558-ce01-4f77-ba4f-f7804677b32c/ | 1.0.002
137 |  | TRUE | 185 | 1 | 0 | 663.0184 |  |  |  | 0.1 | 2021-09-22 20:06:30 +0000 | 438c2ebff | 0.2.14 | :adv_dx_units: NECB_Default :airloop_economizer_type: NECB_Default :algorithm_type: parametric :analysis_id: reference :analysis_name: reference :boiler_eff: NECB_Default :btap_batch_version: 1.0.002 :building_type: MediumOffice :chiller_type: NECB_Default :compute_environment: aws_batch :datapoint_id: 6ffe1fdf-4136-41db-acde-948b78dab7d9 :daylighting_type: NECB_Default :dcv_type: NECB_Default :door_construction_cond: NECB_Default :ecm_system_name: NECB_Default :electrical_loads_scale: NECB_Default :enable_costing: true :epw_file: CAN_BC_Vancouver.Intl.AP.718920_CWEC2016.epw :erv_package: NECB_Default :ext_floor_cond: NECB_Default :ext_roof_cond: NECB_Default :ext_wall_cond: NECB_Default :fdwr_set: NECB_Default :fixed_wind_solar_trans: NECB_Default :fixed_window_cond: NECB_Default :furnace_eff: NECB_Default :glass_door_cond: NECB_Default :glass_door_solar_trans: NECB_Default :ground_floor_cond: NECB_Default :ground_roof_cond: NECB_Default :ground_wall_cond: NECB_Default :image_name: btap_private_cli :infiltration_scale: NECB_Default :lights_scale: NECB_Default :lights_type: NECB_Default :nv_delta_temp_in_out: NECB_Default :nv_opening_fraction: NECB_Default :nv_temp_out_min: NECB_Default :nv_type: NECB_Default :oa_scale: NECB_Default :occupancy_loads_scale: NECB_Default :output_meters: [] :output_variables: [] :overhead_door_cond: NECB_Default :primary_heating_fuel: NaturalGas :pv_ground_azimuth_angle: NECB_Default :pv_ground_module_description: NECB_Default :pv_ground_tilt_angle: NECB_Default :pv_ground_total_area_pv_panels_m2: NECB_Default :pv_ground_type: NECB_Default :rotation_degrees: NECB_Default :run_annual_simulation: true :s3_bucket: '834599497928' :scale_x: NECB_Default :scale_y: NECB_Default :scale_z: NECB_Default :shw_eff: NECB_Default :skylight_cond: NECB_Default :skylight_solar_trans: NECB_Default :srr_set: NECB_Default :template: BTAP1980TO2010 | reference | reference | 6ffe1fdf-4136-41db-acde-948b78dab7d9 | BTAP1980TO2010 | MediumOffice | NaturalGas | Natural Gas | CAN_BC_Vancouver.Intl.AP.718920_CWEC2016.epw | parametric |  | NECB_Default | NECB_Default | NECB_Default | NECB_Default | NECB_Default | NECB_Default | NECB_Default | NECB_Default | NECB_Default | NECB_Default | NECB_Default | NECB_Default | NECB_Default | NECB_Default | NECB_Default | NECB_Default | NECB_Default | NECB_Default | NECB_Default | NECB_Default | NECB_Default | NECB_Default | NECB_Default | NECB_Default | NECB_Default | NECB_Default | NECB_Default | NECB_Default | NECB_Default | NECB_Default | NECB_Default | NECB_Default | NECB_Default | NECB_Default | NECB_Default | NECB_Default | NECB_Default | NECB_Default | NECB_Default | NECB_Default | NECB_Default | NECB_Default | NECB_Default | NECB_Default | NECB_Default | aws_batch | 834599497928 | btap_private_cli |  | TRUE | TRUE |  |  | 61.4593 | 11.2866 | 23.8934 | 61.8732 | 4982.19 | 3638.3973 | 33 | MediumOffice |  |  | 0 | MediumOffice | 3 |  | 3 | BTAP1980TO2010 | 0.1843 | 19741.4134 | 1.1291 | 75.4678 | 63.3241 | 3.423 | 295.2922 | 151.9481 | VANCOUVER | BRITISH COLUMBIA | 0.76002 | 8.6288 | 0 | 9.3888 | 7.5895 | 1.9358 | 0 | 9.5253 | 0 | 0.0085725 | 0 | 0 | 0.26818 | 0.039007 | 0 | 0.11745 | 0.099954 | 0.11619 | 0.17116 | 0.0040043 | 0.43934 | 0.053705 | 34.2511 | 61.4712 | 33 | 0.678 | [5 empty] | 0.363 | 0.568 | 4.09 |  | 0 | Vancouver Intl AP | CAN | 42 | 2797 | 49.195 | -123.184 | 4 | 2800 | BC | CAN_BC_Vancouver.Intl.AP.718920_CWEC2016.epw | 0.43934 | 11.2866 | 61.4593 | 13.4657 | 20.9239 | TRUE | FALSE | FALSE | FALSE | 10.3793 | 7.5719 | 0 | 0 | 0 | 0 | 267.57 | 249.3589 | 2.9448 | 0.011809 | 1076.31 | 0.00045964 | 0.43934 | 11.67 | 9.5 | 0 | 0 |  | https://s3.console.aws.amazon.com/s3/buckets/834599497928?region=ca-central-1&prefix=phylroy.lopez/reference/reference/output/6ffe1fdf-4136-41db-acde-948b78dab7d9/ | 1.0.002
138 |  | TRUE | 75 | 0 | 0 | 130.2709 |  |  |  | 0.1 | 2021-09-22 20:06:38 +0000 | 438c2ebff | 0.2.14 | :adv_dx_units: NECB_Default :airloop_economizer_type: NECB_Default :algorithm_type: parametric :analysis_id: reference :analysis_name: reference :boiler_eff: NECB_Default :btap_batch_version: 1.0.002 :building_type: Warehouse :chiller_type: NECB_Default :compute_environment: aws_batch :datapoint_id: e2240d25-0e7b-4774-8174-e0cc3c2ce035 :daylighting_type: NECB_Default :dcv_type: NECB_Default :door_construction_cond: NECB_Default :ecm_system_name: NECB_Default :electrical_loads_scale: NECB_Default :enable_costing: true :epw_file: CAN_NS_Halifax.Dockyard.713280_CWEC2016.epw :erv_package: NECB_Default :ext_floor_cond: NECB_Default :ext_roof_cond: NECB_Default :ext_wall_cond: NECB_Default :fdwr_set: NECB_Default :fixed_wind_solar_trans: NECB_Default :fixed_window_cond: NECB_Default :furnace_eff: NECB_Default :glass_door_cond: NECB_Default :glass_door_solar_trans: NECB_Default :ground_floor_cond: NECB_Default :ground_roof_cond: NECB_Default :ground_wall_cond: NECB_Default :image_name: btap_private_cli :infiltration_scale: NECB_Default :lights_scale: NECB_Default :lights_type: NECB_Default :nv_delta_temp_in_out: NECB_Default :nv_opening_fraction: NECB_Default :nv_temp_out_min: NECB_Default :nv_type: NECB_Default :oa_scale: NECB_Default :occupancy_loads_scale: NECB_Default :output_meters: [] :output_variables: [] :overhead_door_cond: NECB_Default :primary_heating_fuel: Electricity :pv_ground_azimuth_angle: NECB_Default :pv_ground_module_description: NECB_Default :pv_ground_tilt_angle: NECB_Default :pv_ground_total_area_pv_panels_m2: NECB_Default :pv_ground_type: NECB_Default :rotation_degrees: NECB_Default :run_annual_simulation: true :s3_bucket: '834599497928' :scale_x: NECB_Default :scale_y: NECB_Default :scale_z: NECB_Default :shw_eff: NECB_Default :skylight_cond: NECB_Default :skylight_solar_trans: NECB_Default :srr_set: NECB_Default :template: NECB2017 | reference | reference | e2240d25-0e7b-4774-8174-e0cc3c2ce035 | NECB2017 | Warehouse | Electricity | Electricity | CAN_NS_Halifax.Dockyard.713280_CWEC2016.epw | parametric |  | NECB_Default | NECB_Default | NECB_Default | NECB_Default | NECB_Default | NECB_Default | NECB_Default | NECB_Default | NECB_Default | NECB_Default | NECB_Default | NECB_Default | NECB_Default | NECB_Default | NECB_Default | NECB_Default | NECB_Default | NECB_Default | NECB_Default | NECB_Default | NECB_Default | NECB_Default | NECB_Default | NECB_Default | NECB_Default | NECB_Default | NECB_Default | NECB_Default | NECB_Default | NECB_Default | NECB_Default | NECB_Default | NECB_Default | NECB_Default | NECB_Default | NECB_Default | NECB_Default | NECB_Default | NECB_Default | NECB_Default | NECB_Default | NECB_Default | NECB_Default | NECB_Default | NECB_Default | aws_batch | 834599497928 | btap_private_cli |  | TRUE | TRUE |  |  | 89.9885 | 16.6942 | 35.9183 | 63.5143 | 4835.13 | 7095.2421 | 40 | Warehouse |  |  | 2 | Warehouse | 1 |  | 1 | NECB2017 | 0.18734 | 37873.9042 | 207.4958 | 11.5695 | 64.9033 | 2.7713 | 388.9944 | 102.2544 | HALIFAX | NOVA SCOTIA | 61.1154 | 0 | 0 | 61.1154 | 11.9859 | 0 | 0 | 11.9859 | 0 | 0.020796 | 0 | 0 | 0.30138 | 0.068451 | 0.001123 | 0.12931 | 0.017578 | 0.05403 | 0 | 2.0682e-06 | 0.30138 | 0.010097 | 96.6273 | 0 | 40 | 0.757 | [5 empty] | 0.156 | 0.247 | 1.9 | 1.9 | 2 | Halifax Dockyard | CAN | 112 | 3647 | 44.655 | -63.577 | 6 | 4000 | NS | CAN_NS_Halifax.Dockyard.713280_CWEC2016.epw | 0.30138 | 16.6942 | 89.9885 | 7.1132 | 16.3126 | TRUE | FALSE | FALSE | FALSE | 4.5017 | 3.3108 | 0 | 0.13357 | 0.0018606 | 48.82 | 0 | 71.7905 | 0.64331 | 0.0089609 | 235.13 | 0 | 0.30138 | 6.83 | 2.33 | 12 | 11 |  | https://s3.console.aws.amazon.com/s3/buckets/834599497928?region=ca-central-1&prefix=phylroy.lopez/reference/reference/output/e2240d25-0e7b-4774-8174-e0cc3c2ce035/ | 1.0.002
139 |  | TRUE | 77 | 0 | 0 | 130.2179 |  |  |  | 0.1 | 2021-09-22 20:06:45 +0000 | 438c2ebff | 0.2.14 | :adv_dx_units: NECB_Default :airloop_economizer_type: NECB_Default :algorithm_type: parametric :analysis_id: reference :analysis_name: reference :boiler_eff: NECB_Default :btap_batch_version: 1.0.002 :building_type: Warehouse :chiller_type: NECB_Default :compute_environment: aws_batch :datapoint_id: e5e6cfa6-f830-4fa0-b304-a8b5a37ccc18 :daylighting_type: NECB_Default :dcv_type: NECB_Default :door_construction_cond: NECB_Default :ecm_system_name: NECB_Default :electrical_loads_scale: NECB_Default :enable_costing: true :epw_file: CAN_QC_Montreal-Trudeau.Intl.AP.716270_CWEC2016.epw :erv_package: NECB_Default :ext_floor_cond: NECB_Default :ext_roof_cond: NECB_Default :ext_wall_cond: NECB_Default :fdwr_set: NECB_Default :fixed_wind_solar_trans: NECB_Default :fixed_window_cond: NECB_Default :furnace_eff: NECB_Default :glass_door_cond: NECB_Default :glass_door_solar_trans: NECB_Default :ground_floor_cond: NECB_Default :ground_roof_cond: NECB_Default :ground_wall_cond: NECB_Default :image_name: btap_private_cli :infiltration_scale: NECB_Default :lights_scale: NECB_Default :lights_type: NECB_Default :nv_delta_temp_in_out: NECB_Default :nv_opening_fraction: NECB_Default :nv_temp_out_min: NECB_Default :nv_type: NECB_Default :oa_scale: NECB_Default :occupancy_loads_scale: NECB_Default :output_meters: [] :output_variables: [] :overhead_door_cond: NECB_Default :primary_heating_fuel: NaturalGas :pv_ground_azimuth_angle: NECB_Default :pv_ground_module_description: NECB_Default :pv_ground_tilt_angle: NECB_Default :pv_ground_total_area_pv_panels_m2: NECB_Default :pv_ground_type: NECB_Default :rotation_degrees: NECB_Default :run_annual_simulation: true :s3_bucket: '834599497928' :scale_x: NECB_Default :scale_y: NECB_Default :scale_z: NECB_Default :shw_eff: NECB_Default :skylight_cond: NECB_Default :skylight_solar_trans: NECB_Default :srr_set: NECB_Default :template: NECB2017 | reference | reference | e5e6cfa6-f830-4fa0-b304-a8b5a37ccc18 | NECB2017 | Warehouse | NaturalGas | Natural Gas | CAN_QC_Montreal-Trudeau.Intl.AP.716270_CWEC2016.epw | parametric |  | NECB_Default | NECB_Default | NECB_Default | NECB_Default | NECB_Default | NECB_Default | NECB_Default | NECB_Default | NECB_Default | NECB_Default | NECB_Default | NECB_Default | NECB_Default | NECB_Default | NECB_Default | NECB_Default | NECB_Default | NECB_Default | NECB_Default | NECB_Default | NECB_Default | NECB_Default | NECB_Default | NECB_Default | NECB_Default | NECB_Default | NECB_Default | NECB_Default | NECB_Default | NECB_Default | NECB_Default | NECB_Default | NECB_Default | NECB_Default | NECB_Default | NECB_Default | NECB_Default | NECB_Default | NECB_Default | NECB_Default | NECB_Default | NECB_Default | NECB_Default | NECB_Default | NECB_Default | aws_batch | 834599497928 | btap_private_cli |  | TRUE | TRUE |  |  | 109.7914 | 21.1846 | 48.7302 | 94.5292 | 4835.13 | 7095.2421 | 37.3 | Warehouse |  |  | 2 | Warehouse | 1 |  | 1 | NECB2017 | 0.18734 | 37873.9042 | 219.5066 | 35.7792 | 60.9991 | 2.9649 | 411.1757 | 91.9258 | MONTREAL | QUEBEC | 0.07039 | 11.4716 | 0 | 11.542 | 4.4831 | 3.0049 | 0 | 7.488 | 0 | 0.035079 | 0 | 0 | 0.18113 | 0.06994 | 0.0014374 | 0.21965 | 0.017578 | 0.05403 | 0.23222 | 0.0030692 | 0.41335 | 0.01257 | 33.0645 | 109.8478 | 37.3 | 0.757 | [5 empty] | 0.156 | 0.247 | 1.9 | 1.9 | 2 | Montreal-Trudeau Intl AP | CAN | 323 | 4090 | 45.471 | -73.741 | 6 | 4400 | QC | CAN_QC_Montreal-Trudeau.Intl.AP.716270_CWEC2016.epw | 0.41335 | 21.1846 | 109.7914 | 8.1646 | 17.6093 | FALSE | FALSE | FALSE | FALSE | 8.9896 | 10.309 | 0 | 0 | 0 | 0 | 60.78 | 71.7905 | 0.64331 | 0.0089609 | 235.13 | 0 | 0.41335 | 16.5 | 6.33 | 14.67 | 12.83 |  | https://s3.console.aws.amazon.com/s3/buckets/834599497928?region=ca-central-1&prefix=phylroy.lopez/reference/reference/output/e5e6cfa6-f830-4fa0-b304-a8b5a37ccc18/ | 1.0.002
140 |  | TRUE | 78 | 0 | 0 | 127.979 |  |  |  | 0.1 | 2021-09-22 20:06:38 +0000 | 438c2ebff | 0.2.14 | :adv_dx_units: NECB_Default :airloop_economizer_type: NECB_Default :algorithm_type: parametric :analysis_id: reference :analysis_name: reference :boiler_eff: NECB_Default :btap_batch_version: 1.0.002 :building_type: RetailStandalone :chiller_type: NECB_Default :compute_environment: aws_batch :datapoint_id: d28063d6-838f-492a-aad3-c8850d2d690c :daylighting_type: NECB_Default :dcv_type: NECB_Default :door_construction_cond: NECB_Default :ecm_system_name: NECB_Default :electrical_loads_scale: NECB_Default :enable_costing: true :epw_file: CAN_BC_Vancouver.Intl.AP.718920_CWEC2016.epw :erv_package: NECB_Default :ext_floor_cond: NECB_Default :ext_roof_cond: NECB_Default :ext_wall_cond: NECB_Default :fdwr_set: NECB_Default :fixed_wind_solar_trans: NECB_Default :fixed_window_cond: NECB_Default :furnace_eff: NECB_Default :glass_door_cond: NECB_Default :glass_door_solar_trans: NECB_Default :ground_floor_cond: NECB_Default :ground_roof_cond: NECB_Default :ground_wall_cond: NECB_Default :image_name: btap_private_cli :infiltration_scale: NECB_Default :lights_scale: NECB_Default :lights_type: NECB_Default :nv_delta_temp_in_out: NECB_Default :nv_opening_fraction: NECB_Default :nv_temp_out_min: NECB_Default :nv_type: NECB_Default :oa_scale: NECB_Default :occupancy_loads_scale: NECB_Default :output_meters: [] :output_variables: [] :overhead_door_cond: NECB_Default :primary_heating_fuel: Electricity :pv_ground_azimuth_angle: NECB_Default :pv_ground_module_description: NECB_Default :pv_ground_tilt_angle: NECB_Default :pv_ground_total_area_pv_panels_m2: NECB_Default :pv_ground_type: NECB_Default :rotation_degrees: NECB_Default :run_annual_simulation: true :s3_bucket: '834599497928' :scale_x: NECB_Default :scale_y: NECB_Default :scale_z: NECB_Default :shw_eff: NECB_Default :skylight_cond: NECB_Default :skylight_solar_trans: NECB_Default :srr_set: NECB_Default :template: BTAPPRE1980 | reference | reference | d28063d6-838f-492a-aad3-c8850d2d690c | BTAPPRE1980 | RetailStandalone | Electricity | Electricity | CAN_BC_Vancouver.Intl.AP.718920_CWEC2016.epw | parametric |  | NECB_Default | NECB_Default | NECB_Default | NECB_Default | NECB_Default | NECB_Default | NECB_Default | NECB_Default | NECB_Default | NECB_Default | NECB_Default | NECB_Default | NECB_Default | NECB_Default | NECB_Default | NECB_Default | NECB_Default | NECB_Default | NECB_Default | NECB_Default | NECB_Default | NECB_Default | NECB_Default | NECB_Default | NECB_Default | NECB_Default | NECB_Default | NECB_Default | NECB_Default | NECB_Default | NECB_Default | NECB_Default | NECB_Default | NECB_Default | NECB_Default | NECB_Default | NECB_Default | NECB_Default | NECB_Default | NECB_Default | NECB_Default | NECB_Default | NECB_Default | NECB_Default | NECB_Default | aws_batch | 834599497928 | btap_private_cli |  | TRUE | TRUE |  |  | 61.418 | 16.2992 | 89.2707 | 128.2494 | 2293.99 | 3471.0086 | 7.1 | RetailStandalone |  |  | 1 | RetailStandalone | 1 |  | 1 | BTAPPRE1980 | 0.24821 | 13984.1807 | 0.40463 | 11.9893 | 102.2195 | 5.2579 | 289.0568 | 169.1855 | VANCOUVER | BRITISH COLUMBIA | 2.0293 | 0 | 0 | 2.0293 | 20.2641 | 0 | 0 | 20.2641 | 0 | 0.023435 | 0 | 0 | 0.71605 | 0.10347 | 0 | 0.32137 | 0.030964 | 0.22339 | 0 | 0 | 0.71605 | 0.013418 | 80.0022 | 0 | 7.1 | 0.678 | [5 empty] | 0.363 | 0.994 | 4.09 | 4.09 | 1 | Vancouver Intl AP | CAN | 42 | 2797 | 49.195 | -123.184 | 4 | 2800 | BC | CAN_BC_Vancouver.Intl.AP.718920_CWEC2016.epw | 0.71605 | 16.2992 | 61.418 | 5.452 | 17.8436 | FALSE | FALSE | FALSE | FALSE | 7.5399 | 4.9574 | 0 | 0.084213 | 0.0012299 | 30.78 | 0 | 68.4695 | 0.41833 | 0.0061097 | 152.9 | 0 | 0.71605 | 72.17 | 72.17 | 7.5 | 7.5 |  | https://s3.console.aws.amazon.com/s3/buckets/834599497928?region=ca-central-1&prefix=phylroy.lopez/reference/reference/output/d28063d6-838f-492a-aad3-c8850d2d690c/ | 1.0.002
141 |  | TRUE | 186 | 0 | 0 | 662.9982 |  |  |  | 0.1 | 2021-09-22 20:06:11 +0000 | 438c2ebff | 0.2.14 | :adv_dx_units: NECB_Default :airloop_economizer_type: NECB_Default :algorithm_type: parametric :analysis_id: reference :analysis_name: reference :boiler_eff: NECB_Default :btap_batch_version: 1.0.002 :building_type: MediumOffice :chiller_type: NECB_Default :compute_environment: aws_batch :datapoint_id: c84dbf56-3b69-4dbf-9a56-9ad37aa38fd3 :daylighting_type: NECB_Default :dcv_type: NECB_Default :door_construction_cond: NECB_Default :ecm_system_name: NECB_Default :electrical_loads_scale: NECB_Default :enable_costing: true :epw_file: CAN_QC_Montreal-Trudeau.Intl.AP.716270_CWEC2016.epw :erv_package: NECB_Default :ext_floor_cond: NECB_Default :ext_roof_cond: NECB_Default :ext_wall_cond: NECB_Default :fdwr_set: NECB_Default :fixed_wind_solar_trans: NECB_Default :fixed_window_cond: NECB_Default :furnace_eff: NECB_Default :glass_door_cond: NECB_Default :glass_door_solar_trans: NECB_Default :ground_floor_cond: NECB_Default :ground_roof_cond: NECB_Default :ground_wall_cond: NECB_Default :image_name: btap_private_cli :infiltration_scale: NECB_Default :lights_scale: NECB_Default :lights_type: NECB_Default :nv_delta_temp_in_out: NECB_Default :nv_opening_fraction: NECB_Default :nv_temp_out_min: NECB_Default :nv_type: NECB_Default :oa_scale: NECB_Default :occupancy_loads_scale: NECB_Default :output_meters: [] :output_variables: [] :overhead_door_cond: NECB_Default :primary_heating_fuel: NaturalGas :pv_ground_azimuth_angle: NECB_Default :pv_ground_module_description: NECB_Default :pv_ground_tilt_angle: NECB_Default :pv_ground_total_area_pv_panels_m2: NECB_Default :pv_ground_type: NECB_Default :rotation_degrees: NECB_Default :run_annual_simulation: true :s3_bucket: '834599497928' :scale_x: NECB_Default :scale_y: NECB_Default :scale_z: NECB_Default :shw_eff: NECB_Default :skylight_cond: NECB_Default :skylight_solar_trans: NECB_Default :srr_set: NECB_Default :template: NECB2011 | reference | reference | c84dbf56-3b69-4dbf-9a56-9ad37aa38fd3 | NECB2011 | MediumOffice | NaturalGas | Natural Gas | CAN_QC_Montreal-Trudeau.Intl.AP.716270_CWEC2016.epw | parametric |  | NECB_Default | NECB_Default | NECB_Default | NECB_Default | NECB_Default | NECB_Default | NECB_Default | NECB_Default | NECB_Default | NECB_Default | NECB_Default | NECB_Default | NECB_Default | NECB_Default | NECB_Default | NECB_Default | NECB_Default | NECB_Default | NECB_Default | NECB_Default | NECB_Default | NECB_Default | NECB_Default | NECB_Default | NECB_Default | NECB_Default | NECB_Default | NECB_Default | NECB_Default | NECB_Default | NECB_Default | NECB_Default | NECB_Default | NECB_Default | NECB_Default | NECB_Default | NECB_Default | NECB_Default | NECB_Default | NECB_Default | NECB_Default | NECB_Default | NECB_Default | NECB_Default | NECB_Default | aws_batch | 834599497928 | btap_private_cli |  | TRUE | TRUE |  |  | 86.0923 | 15.1824 | 38.6047 | 97.9193 | 4982.19 | 3638.3973 | 37.3 | MediumOffice |  |  | 0 | MediumOffice | 3 |  | 3 | NECB2011 | 0.1843 | 19741.4134 | 85.5765 | 92.2439 | 64.9436 | 3.393 | 420.578 | 174.4209 | MONTREAL | QUEBEC | 0.12655 | 12.1467 | 0 | 12.2733 | 8.0596 | 3.1817 | 0 | 11.2413 | 0 | 0.037903 | 0 | 0 | 0.32564 | 0.058233 | 0 | 0.18914 | 0.099954 | 0.11619 | 0.24588 | 0.010489 | 0.57152 | 0.056742 | 42.2239 | 86.1042 | 37.3 | 0.757 | [5 empty] | 0.183 | 0.247 | 2.2 |  | 0 | Montreal-Trudeau Intl AP | CAN | 323 | 4090 | 45.471 | -73.741 | 6 | 4400 | QC | CAN_QC_Montreal-Trudeau.Intl.AP.716270_CWEC2016.epw | 0.57152 | 15.1824 | 86.0923 | 15.432 | 19.2902 | TRUE | FALSE | FALSE | FALSE | 12.5228 | 13.0396 | 0 | 0 | 0 | 0 | 282.7 | 249.3589 | 2.9448 | 0.011809 | 1076.31 | 0.0028742 | 0.57152 | 105.33 | 96.67 | 19.67 | 19.67 |  | https://s3.console.aws.amazon.com/s3/buckets/834599497928?region=ca-central-1&prefix=phylroy.lopez/reference/reference/output/c84dbf56-3b69-4dbf-9a56-9ad37aa38fd3/ | 1.0.002
142 |  | TRUE | 185 | 0 | 0 | 662.756 |  |  |  | 0.1 | 2021-09-22 20:05:50 +0000 | 438c2ebff | 0.2.14 | :adv_dx_units: NECB_Default :airloop_economizer_type: NECB_Default :algorithm_type: parametric :analysis_id: reference :analysis_name: reference :boiler_eff: NECB_Default :btap_batch_version: 1.0.002 :building_type: MediumOffice :chiller_type: NECB_Default :compute_environment: aws_batch :datapoint_id: 86e2ab97-eb99-4783-9480-4f0b0e89413d :daylighting_type: NECB_Default :dcv_type: NECB_Default :door_construction_cond: NECB_Default :ecm_system_name: NECB_Default :electrical_loads_scale: NECB_Default :enable_costing: true :epw_file: CAN_BC_Vancouver.Intl.AP.718920_CWEC2016.epw :erv_package: NECB_Default :ext_floor_cond: NECB_Default :ext_roof_cond: NECB_Default :ext_wall_cond: NECB_Default :fdwr_set: NECB_Default :fixed_wind_solar_trans: NECB_Default :fixed_window_cond: NECB_Default :furnace_eff: NECB_Default :glass_door_cond: NECB_Default :glass_door_solar_trans: NECB_Default :ground_floor_cond: NECB_Default :ground_roof_cond: NECB_Default :ground_wall_cond: NECB_Default :image_name: btap_private_cli :infiltration_scale: NECB_Default :lights_scale: NECB_Default :lights_type: NECB_Default :nv_delta_temp_in_out: NECB_Default :nv_opening_fraction: NECB_Default :nv_temp_out_min: NECB_Default :nv_type: NECB_Default :oa_scale: NECB_Default :occupancy_loads_scale: NECB_Default :output_meters: [] :output_variables: [] :overhead_door_cond: NECB_Default :primary_heating_fuel: Electricity :pv_ground_azimuth_angle: NECB_Default :pv_ground_module_description: NECB_Default :pv_ground_tilt_angle: NECB_Default :pv_ground_total_area_pv_panels_m2: NECB_Default :pv_ground_type: NECB_Default :rotation_degrees: NECB_Default :run_annual_simulation: true :s3_bucket: '834599497928' :scale_x: NECB_Default :scale_y: NECB_Default :scale_z: NECB_Default :shw_eff: NECB_Default :skylight_cond: NECB_Default :skylight_solar_trans: NECB_Default :srr_set: NECB_Default :template: NECB2011 | reference | reference | 86e2ab97-eb99-4783-9480-4f0b0e89413d | NECB2011 | MediumOffice | Electricity | Electricity | CAN_BC_Vancouver.Intl.AP.718920_CWEC2016.epw | parametric |  | NECB_Default | NECB_Default | NECB_Default | NECB_Default | NECB_Default | NECB_Default | NECB_Default | NECB_Default | NECB_Default | NECB_Default | NECB_Default | NECB_Default | NECB_Default | NECB_Default | NECB_Default | NECB_Default | NECB_Default | NECB_Default | NECB_Default | NECB_Default | NECB_Default | NECB_Default | NECB_Default | NECB_Default | NECB_Default | NECB_Default | NECB_Default | NECB_Default | NECB_Default | NECB_Default | NECB_Default | NECB_Default | NECB_Default | NECB_Default | NECB_Default | NECB_Default | NECB_Default | NECB_Default | NECB_Default | NECB_Default | NECB_Default | NECB_Default | NECB_Default | NECB_Default | NECB_Default | aws_batch | 834599497928 | btap_private_cli |  | TRUE | TRUE |  |  | 44.3285 | 12.4518 | 35.5628 | 77.7152 | 4982.19 | 3638.3973 | 40 | MediumOffice |  |  | 0 | MediumOffice | 3 |  | 3 | NECB2011 | 0.1843 | 19741.4134 | 82.5722 | 46.4983 | 63.3241 | 11.8007 | 371.4595 | 167.2641 | VANCOUVER | BRITISH COLUMBIA | 1.41 | 0 | 0 | 1.41 | 14.0799 | 0 | 0 | 14.0799 | 0 | 0.026197 | 0 | 0 | 0.49752 | 0.074754 | 0 | 0.12803 | 0.099954 | 0.11619 | 0 | 0.0090603 | 0.49752 | 0.041737 | 55.7552 | 0 | 40 | 0.757 | [5 empty] | 0.227 | 0.315 | 2.4 |  | 0 | Vancouver Intl AP | CAN | 42 | 2797 | 49.195 | -123.184 | 4 | 2800 | BC | CAN_BC_Vancouver.Intl.AP.718920_CWEC2016.epw | 0.49752 | 12.4518 | 44.3285 | 13.4657 | 20.9238 | TRUE | FALSE | FALSE | FALSE | 10.3793 | 7.5719 | 0 | 0.56892 | 0.0022815 | 207.94 | 0 | 249.3589 | 2.9448 | 0.011809 | 1076.31 | 0.0016097 | 0.49752 | 63.33 | 59 | 8.17 | 8.17 |  | https://s3.console.aws.amazon.com/s3/buckets/834599497928?region=ca-central-1&prefix=phylroy.lopez/reference/reference/output/86e2ab97-eb99-4783-9480-4f0b0e89413d/ | 1.0.002
143 |  | TRUE | 187 | 0 | 0 | 663.6518 |  |  |  | 0.1 | 2021-09-22 20:06:31 +0000 | 438c2ebff | 0.2.14 | :adv_dx_units: NECB_Default :airloop_economizer_type: NECB_Default :algorithm_type: parametric :analysis_id: reference :analysis_name: reference :boiler_eff: NECB_Default :btap_batch_version: 1.0.002 :building_type: MediumOffice :chiller_type: NECB_Default :compute_environment: aws_batch :datapoint_id: 18227b32-9873-44ae-be4a-882d283cfb7e :daylighting_type: NECB_Default :dcv_type: NECB_Default :door_construction_cond: NECB_Default :ecm_system_name: NECB_Default :electrical_loads_scale: NECB_Default :enable_costing: true :epw_file: CAN_NS_Halifax.Dockyard.713280_CWEC2016.epw :erv_package: NECB_Default :ext_floor_cond: NECB_Default :ext_roof_cond: NECB_Default :ext_wall_cond: NECB_Default :fdwr_set: NECB_Default :fixed_wind_solar_trans: NECB_Default :fixed_window_cond: NECB_Default :furnace_eff: NECB_Default :glass_door_cond: NECB_Default :glass_door_solar_trans: NECB_Default :ground_floor_cond: NECB_Default :ground_roof_cond: NECB_Default :ground_wall_cond: NECB_Default :image_name: btap_private_cli :infiltration_scale: NECB_Default :lights_scale: NECB_Default :lights_type: NECB_Default :nv_delta_temp_in_out: NECB_Default :nv_opening_fraction: NECB_Default :nv_temp_out_min: NECB_Default :nv_type: NECB_Default :oa_scale: NECB_Default :occupancy_loads_scale: NECB_Default :output_meters: [] :output_variables: [] :overhead_door_cond: NECB_Default :primary_heating_fuel: NaturalGas :pv_ground_azimuth_angle: NECB_Default :pv_ground_module_description: NECB_Default :pv_ground_tilt_angle: NECB_Default :pv_ground_total_area_pv_panels_m2: NECB_Default :pv_ground_type: NECB_Default :rotation_degrees: NECB_Default :run_annual_simulation: true :s3_bucket: '834599497928' :scale_x: NECB_Default :scale_y: NECB_Default :scale_z: NECB_Default :shw_eff: NECB_Default :skylight_cond: NECB_Default :skylight_solar_trans: NECB_Default :srr_set: NECB_Default :template: BTAP1980TO2010 | reference | reference | 18227b32-9873-44ae-be4a-882d283cfb7e | BTAP1980TO2010 | MediumOffice | NaturalGas | Natural Gas | CAN_NS_Halifax.Dockyard.713280_CWEC2016.epw | parametric |  | NECB_Default | NECB_Default | NECB_Default | NECB_Default | NECB_Default | NECB_Default | NECB_Default | NECB_Default | NECB_Default | NECB_Default | NECB_Default | NECB_Default | NECB_Default | NECB_Default | NECB_Default | NECB_Default | NECB_Default | NECB_Default | NECB_Default | NECB_Default | NECB_Default | NECB_Default | NECB_Default | NECB_Default | NECB_Default | NECB_Default | NECB_Default | NECB_Default | NECB_Default | NECB_Default | NECB_Default | NECB_Default | NECB_Default | NECB_Default | NECB_Default | NECB_Default | NECB_Default | NECB_Default | NECB_Default | NECB_Default | NECB_Default | NECB_Default | NECB_Default | NECB_Default | NECB_Default | aws_batch | 834599497928 | btap_private_cli |  | TRUE | TRUE |  |  | 81.0537 | 11.4387 | 31.8819 | 74.7524 | 4982.19 | 3638.3973 | 33 | MediumOffice |  |  | 0 | MediumOffice | 3 |  | 3 | BTAP1980TO2010 | 0.1843 | 19741.4134 | 1.0436 | 78.774 | 68.9799 | 3.4069 | 301.3746 | 149.1703 | HALIFAX | NOVA SCOTIA | 55.028 | 10.6794 | 0 | 65.7074 | 10.792 | 2.6956 | 0 | 13.4876 | 0 | 0.011782 | 0 | 0 | 0.27136 | 0.038646 | 0 | 0.15854 | 0.099954 | 0.11619 | 0.21462 | 0.0040645 | 0.48598 | 0.056076 | 34.0633 | 82.4551 | 33 | 0.678 | [5 empty] | 0.267 | 0.426 | 2.95 |  | 0 | Halifax Dockyard | CAN | 112 | 3647 | 44.655 | -63.577 | 6 | 4000 | NS | CAN_NS_Halifax.Dockyard.713280_CWEC2016.epw | 0.48598 | 11.4387 | 81.0537 | 14.7037 | 18.9061 | TRUE | FALSE | FALSE | FALSE | 7.8475 | 6.58 | 0 | 0 | 0 | 0 | 279.38 | 249.3589 | 2.9448 | 0.011809 | 1076.31 | 0.0007286 | 0.48598 | 12.17 | 7.83 | 0 | 0 |  | https://s3.console.aws.amazon.com/s3/buckets/834599497928?region=ca-central-1&prefix=phylroy.lopez/reference/reference/output/18227b32-9873-44ae-be4a-882d283cfb7e/ | 1.0.002
144 |  | TRUE | 86 | 0 | 0 | 128.7776 |  |  |  | 0.1 | 2021-09-22 20:06:39 +0000 | 438c2ebff | 0.2.14 | :adv_dx_units: NECB_Default :airloop_economizer_type: NECB_Default :algorithm_type: parametric :analysis_id: reference :analysis_name: reference :boiler_eff: NECB_Default :btap_batch_version: 1.0.002 :building_type: RetailStandalone :chiller_type: NECB_Default :compute_environment: aws_batch :datapoint_id: fcdd0059-d6e6-420e-bbf5-0adc32a591bf :daylighting_type: NECB_Default :dcv_type: NECB_Default :door_construction_cond: NECB_Default :ecm_system_name: NECB_Default :electrical_loads_scale: NECB_Default :enable_costing: true :epw_file: CAN_AB_Edmonton.Intl.AP.711230_CWEC2016.epw :erv_package: NECB_Default :ext_floor_cond: NECB_Default :ext_roof_cond: NECB_Default :ext_wall_cond: NECB_Default :fdwr_set: NECB_Default :fixed_wind_solar_trans: NECB_Default :fixed_window_cond: NECB_Default :furnace_eff: NECB_Default :glass_door_cond: NECB_Default :glass_door_solar_trans: NECB_Default :ground_floor_cond: NECB_Default :ground_roof_cond: NECB_Default :ground_wall_cond: NECB_Default :image_name: btap_private_cli :infiltration_scale: NECB_Default :lights_scale: NECB_Default :lights_type: NECB_Default :nv_delta_temp_in_out: NECB_Default :nv_opening_fraction: NECB_Default :nv_temp_out_min: NECB_Default :nv_type: NECB_Default :oa_scale: NECB_Default :occupancy_loads_scale: NECB_Default :output_meters: [] :output_variables: [] :overhead_door_cond: NECB_Default :primary_heating_fuel: Electricity :pv_ground_azimuth_angle: NECB_Default :pv_ground_module_description: NECB_Default :pv_ground_tilt_angle: NECB_Default :pv_ground_total_area_pv_panels_m2: NECB_Default :pv_ground_type: NECB_Default :rotation_degrees: NECB_Default :run_annual_simulation: true :s3_bucket: '834599497928' :scale_x: NECB_Default :scale_y: NECB_Default :scale_z: NECB_Default :shw_eff: NECB_Default :skylight_cond: NECB_Default :skylight_solar_trans: NECB_Default :srr_set: NECB_Default :template: BTAPPRE1980 | reference | reference | fcdd0059-d6e6-420e-bbf5-0adc32a591bf | BTAPPRE1980 | RetailStandalone | Electricity | Electricity | CAN_AB_Edmonton.Intl.AP.711230_CWEC2016.epw | parametric |  | NECB_Default | NECB_Default | NECB_Default | NECB_Default | NECB_Default | NECB_Default | NECB_Default | NECB_Default | NECB_Default | NECB_Default | NECB_Default | NECB_Default | NECB_Default | NECB_Default | NECB_Default | NECB_Default | NECB_Default | NECB_Default | NECB_Default | NECB_Default | NECB_Default | NECB_Default | NECB_Default | NECB_Default | NECB_Default | NECB_Default | NECB_Default | NECB_Default | NECB_Default | NECB_Default | NECB_Default | NECB_Default | NECB_Default | NECB_Default | NECB_Default | NECB_Default | NECB_Default | NECB_Default | NECB_Default | NECB_Default | NECB_Default | NECB_Default | NECB_Default | NECB_Default | NECB_Default | aws_batch | 834599497928 | btap_private_cli |  | TRUE | TRUE |  |  | 124.0108 | 18.6132 | 165.7725 | 208.7859 | 2293.99 | 3471.0086 | 7.1 | RetailStandalone |  |  | 1 | RetailStandalone | 1 |  | 1 | BTAPPRE1980 | 0.24821 | 13984.1807 | 0.38292 | 16.0787 | 115.2609 | 5.3267 | 306.0106 | 168.9613 | EDMONTON | ALBERTA | 220.7701 | 0 | 0 | 220.7701 | 20.9244 | 0 | 0 | 20.9244 | 0 | 0.026639 | 0 | 0 | 1.006 | 0.11301 | 0 | 0.59678 | 0.030964 | 0.22339 | 0 | 0 | 1.006 | 0.015196 | 147.6737 | 0 | 7.1 | 0.678 | [5 empty] | 0.227 | 0.772 | 2.95 | 2.95 | 1 | Edmonton Intl AP | CAN | 23 | 5588 | 53.31 | -113.579 | 7a | 5120 | AB | CAN_AB_Edmonton.Intl.AP.711230_CWEC2016.epw | 1.006 | 18.6132 | 124.0108 | 5.7944 | 16.586 | FALSE | FALSE | FALSE | FALSE | 8.1594 | 14.7536 | 0 | 0.095376 | 0.001393 | 34.86 | 0 | 68.4695 | 0.41833 | 0.0061097 | 152.9 | 0 | 1.006 | 60.33 | 60.33 | 3.17 | 3.17 |  | https://s3.console.aws.amazon.com/s3/buckets/834599497928?region=ca-central-1&prefix=phylroy.lopez/reference/reference/output/fcdd0059-d6e6-420e-bbf5-0adc32a591bf/ | 1.0.002
145 |  | TRUE | 67 | 0 | 0 | 131.7452 |  |  |  | 0.1 | 2021-09-22 20:06:40 +0000 | 438c2ebff | 0.2.14 | :adv_dx_units: NECB_Default :airloop_economizer_type: NECB_Default :algorithm_type: parametric :analysis_id: reference :analysis_name: reference :boiler_eff: NECB_Default :btap_batch_version: 1.0.002 :building_type: Warehouse :chiller_type: NECB_Default :compute_environment: aws_batch :datapoint_id: 14fde1df-b596-467f-ab86-32346a35b29f :daylighting_type: NECB_Default :dcv_type: NECB_Default :door_construction_cond: NECB_Default :ecm_system_name: NECB_Default :electrical_loads_scale: NECB_Default :enable_costing: true :epw_file: CAN_YT_Whitehorse.Intl.AP.719640_CWEC2016.epw :erv_package: NECB_Default :ext_floor_cond: NECB_Default :ext_roof_cond: NECB_Default :ext_wall_cond: NECB_Default :fdwr_set: NECB_Default :fixed_wind_solar_trans: NECB_Default :fixed_window_cond: NECB_Default :furnace_eff: NECB_Default :glass_door_cond: NECB_Default :glass_door_solar_trans: NECB_Default :ground_floor_cond: NECB_Default :ground_roof_cond: NECB_Default :ground_wall_cond: NECB_Default :image_name: btap_private_cli :infiltration_scale: NECB_Default :lights_scale: NECB_Default :lights_type: NECB_Default :nv_delta_temp_in_out: NECB_Default :nv_opening_fraction: NECB_Default :nv_temp_out_min: NECB_Default :nv_type: NECB_Default :oa_scale: NECB_Default :occupancy_loads_scale: NECB_Default :output_meters: [] :output_variables: [] :overhead_door_cond: NECB_Default :primary_heating_fuel: NaturalGas :pv_ground_azimuth_angle: NECB_Default :pv_ground_module_description: NECB_Default :pv_ground_tilt_angle: NECB_Default :pv_ground_total_area_pv_panels_m2: NECB_Default :pv_ground_type: NECB_Default :rotation_degrees: NECB_Default :run_annual_simulation: true :s3_bucket: '834599497928' :scale_x: NECB_Default :scale_y: NECB_Default :scale_z: NECB_Default :shw_eff: NECB_Default :skylight_cond: NECB_Default :skylight_solar_trans: NECB_Default :srr_set: NECB_Default :template: NECB2015 | reference | reference | 14fde1df-b596-467f-ab86-32346a35b29f | NECB2015 | Warehouse | NaturalGas | Natural Gas | CAN_YT_Whitehorse.Intl.AP.719640_CWEC2016.epw | parametric |  | NECB_Default | NECB_Default | NECB_Default | NECB_Default | NECB_Default | NECB_Default | NECB_Default | NECB_Default | NECB_Default | NECB_Default | NECB_Default | NECB_Default | NECB_Default | NECB_Default | NECB_Default | NECB_Default | NECB_Default | NECB_Default | NECB_Default | NECB_Default | NECB_Default | NECB_Default | NECB_Default | NECB_Default | NECB_Default | NECB_Default | NECB_Default | NECB_Default | NECB_Default | NECB_Default | NECB_Default | NECB_Default | NECB_Default | NECB_Default | NECB_Default | NECB_Default | NECB_Default | NECB_Default | NECB_Default | NECB_Default | NECB_Default | NECB_Default | NECB_Default | NECB_Default | NECB_Default | aws_batch | 834599497928 | btap_private_cli |  | TRUE | TRUE |  |  | 99.9676 | 16.4379 | 73.8932 | 119.8991 | 4835.13 | 7095.2421 | 22.8 | Warehouse |  |  | 5 | Warehouse | 1 |  | 1 | NECB2015 | 0.18734 | 37873.9042 | 169.5269 | 32.1725 | 57.1962 | 2.8162 | 342.4553 | 80.7435 | WHITEHORSE | YUKON | 2.7321 | 17.4974 | 0 | 20.2295 | 6.2568 | 3.1893 | 0 | 9.4461 | 0 | 0.0068437 | 0 | 0 | 0.17566 | 0.069651 | 0 | 0.33748 | 0.017578 | 0.078074 | 0.35163 | 0.0035097 | 0.52729 | 0.014153 | 30.3311 | 100.3983 | 22.8 | 0.757 | [5 empty] | 0.162 | 0.21 | 2.2 | 2.2 | 5 | Whitehorse Intl AP | CAN | 5 | 6491 | 60.709 | -135.069 | 7b | 6580 | YT | CAN_YT_Whitehorse.Intl.AP.719640_CWEC2016.epw | 0.52729 | 16.4379 | 99.9676 | 7.6017 | 13.1023 | TRUE | FALSE | FALSE | FALSE | 4.4827 | 15.109 | 0 | 0 | 0 | 0 | 68.43 | 71.7905 | 0.64331 | 0.0089609 | 235.13 | 0 | 0.52729 | 6 | 3.5 | 23.17 | 22.67 |  | https://s3.console.aws.amazon.com/s3/buckets/834599497928?region=ca-central-1&prefix=phylroy.lopez/reference/reference/output/14fde1df-b596-467f-ab86-32346a35b29f/ | 1.0.002
146 |  | TRUE | 65 | 0 | 0 | 130.0494 |  |  |  | 0.1 | 2021-09-22 20:06:45 +0000 | 438c2ebff | 0.2.14 | :adv_dx_units: NECB_Default :airloop_economizer_type: NECB_Default :algorithm_type: parametric :analysis_id: reference :analysis_name: reference :boiler_eff: NECB_Default :btap_batch_version: 1.0.002 :building_type: Warehouse :chiller_type: NECB_Default :compute_environment: aws_batch :datapoint_id: 449c5294-cc8b-4ae2-83f9-620ca4b23f50 :daylighting_type: NECB_Default :dcv_type: NECB_Default :door_construction_cond: NECB_Default :ecm_system_name: NECB_Default :electrical_loads_scale: NECB_Default :enable_costing: true :epw_file: CAN_BC_Vancouver.Intl.AP.718920_CWEC2016.epw :erv_package: NECB_Default :ext_floor_cond: NECB_Default :ext_roof_cond: NECB_Default :ext_wall_cond: NECB_Default :fdwr_set: NECB_Default :fixed_wind_solar_trans: NECB_Default :fixed_window_cond: NECB_Default :furnace_eff: NECB_Default :glass_door_cond: NECB_Default :glass_door_solar_trans: NECB_Default :ground_floor_cond: NECB_Default :ground_roof_cond: NECB_Default :ground_wall_cond: NECB_Default :image_name: btap_private_cli :infiltration_scale: NECB_Default :lights_scale: NECB_Default :lights_type: NECB_Default :nv_delta_temp_in_out: NECB_Default :nv_opening_fraction: NECB_Default :nv_temp_out_min: NECB_Default :nv_type: NECB_Default :oa_scale: NECB_Default :occupancy_loads_scale: NECB_Default :output_meters: [] :output_variables: [] :overhead_door_cond: NECB_Default :primary_heating_fuel: NaturalGas :pv_ground_azimuth_angle: NECB_Default :pv_ground_module_description: NECB_Default :pv_ground_tilt_angle: NECB_Default :pv_ground_total_area_pv_panels_m2: NECB_Default :pv_ground_type: NECB_Default :rotation_degrees: NECB_Default :run_annual_simulation: true :s3_bucket: '834599497928' :scale_x: NECB_Default :scale_y: NECB_Default :scale_z: NECB_Default :shw_eff: NECB_Default :skylight_cond: NECB_Default :skylight_solar_trans: NECB_Default :srr_set: NECB_Default :template: NECB2017 | reference | reference | 449c5294-cc8b-4ae2-83f9-620ca4b23f50 | NECB2017 | Warehouse | NaturalGas | Natural Gas | CAN_BC_Vancouver.Intl.AP.718920_CWEC2016.epw | parametric |  | NECB_Default | NECB_Default | NECB_Default | NECB_Default | NECB_Default | NECB_Default | NECB_Default | NECB_Default | NECB_Default | NECB_Default | NECB_Default | NECB_Default | NECB_Default | NECB_Default | NECB_Default | NECB_Default | NECB_Default | NECB_Default | NECB_Default | NECB_Default | NECB_Default | NECB_Default | NECB_Default | NECB_Default | NECB_Default | NECB_Default | NECB_Default | NECB_Default | NECB_Default | NECB_Default | NECB_Default | NECB_Default | NECB_Default | NECB_Default | NECB_Default | NECB_Default | NECB_Default | NECB_Default | NECB_Default | NECB_Default | NECB_Default | NECB_Default | NECB_Default | NECB_Default | NECB_Default | aws_batch | 834599497928 | btap_private_cli |  | TRUE | TRUE |  |  | 107.5022 | 17.0325 | 32.0978 | 69.3248 | 4835.13 | 7095.2421 | 40 | Warehouse |  |  | 2 | Warehouse | 1 |  | 1 | NECB2017 | 0.18734 | 37873.9042 | 206.5563 | 30.6481 | 59.1758 | 2.9994 | 385.9447 | 86.5651 | VANCOUVER | BRITISH COLUMBIA | 0.464 | 7.9377 | 0 | 8.4017 | 4.6335 | 1.7808 | 0 | 6.4142 | 0 | 0.020165 | 0 | 0 | 0.16373 | 0.069659 | 0 | 0.14557 | 0.017578 | 0.05403 | 0.15745 | 0.0022957 | 0.32118 | 0.01188 | 28.6569 | 107.5067 | 40 | 0.757 | [5 empty] | 0.193 | 0.315 | 2.1 | 2.1 | 2 | Vancouver Intl AP | CAN | 42 | 2797 | 49.195 | -123.184 | 4 | 2800 | BC | CAN_BC_Vancouver.Intl.AP.718920_CWEC2016.epw | 0.32117 | 17.0325 | 107.5022 | 5.7542 | 17.8779 | TRUE | FALSE | FALSE | FALSE | 7.191 | 3.8568 | 0 | 0 | 0 | 0 | 57.44 | 71.7905 | 0.64331 | 0.0089609 | 235.13 | 0 | 0.32118 | 15.5 | 10.33 | 8.17 | 5.83 |  | https://s3.console.aws.amazon.com/s3/buckets/834599497928?region=ca-central-1&prefix=phylroy.lopez/reference/reference/output/449c5294-cc8b-4ae2-83f9-620ca4b23f50/ | 1.0.002
147 |  | TRUE | 83 | 0 | 0 | 129.3221 |  |  |  | 0.1 | 2021-09-22 20:06:44 +0000 | 438c2ebff | 0.2.14 | :adv_dx_units: NECB_Default :airloop_economizer_type: NECB_Default :algorithm_type: parametric :analysis_id: reference :analysis_name: reference :boiler_eff: NECB_Default :btap_batch_version: 1.0.002 :building_type: RetailStandalone :chiller_type: NECB_Default :compute_environment: aws_batch :datapoint_id: 1fb7b029-fdbd-4d09-8dfe-6d94d12c3708 :daylighting_type: NECB_Default :dcv_type: NECB_Default :door_construction_cond: NECB_Default :ecm_system_name: NECB_Default :electrical_loads_scale: NECB_Default :enable_costing: true :epw_file: CAN_NS_Halifax.Dockyard.713280_CWEC2016.epw :erv_package: NECB_Default :ext_floor_cond: NECB_Default :ext_roof_cond: NECB_Default :ext_wall_cond: NECB_Default :fdwr_set: NECB_Default :fixed_wind_solar_trans: NECB_Default :fixed_window_cond: NECB_Default :furnace_eff: NECB_Default :glass_door_cond: NECB_Default :glass_door_solar_trans: NECB_Default :ground_floor_cond: NECB_Default :ground_roof_cond: NECB_Default :ground_wall_cond: NECB_Default :image_name: btap_private_cli :infiltration_scale: NECB_Default :lights_scale: NECB_Default :lights_type: NECB_Default :nv_delta_temp_in_out: NECB_Default :nv_opening_fraction: NECB_Default :nv_temp_out_min: NECB_Default :nv_type: NECB_Default :oa_scale: NECB_Default :occupancy_loads_scale: NECB_Default :output_meters: [] :output_variables: [] :overhead_door_cond: NECB_Default :primary_heating_fuel: NaturalGas :pv_ground_azimuth_angle: NECB_Default :pv_ground_module_description: NECB_Default :pv_ground_tilt_angle: NECB_Default :pv_ground_total_area_pv_panels_m2: NECB_Default :pv_ground_type: NECB_Default :rotation_degrees: NECB_Default :run_annual_simulation: true :s3_bucket: '834599497928' :scale_x: NECB_Default :scale_y: NECB_Default :scale_z: NECB_Default :shw_eff: NECB_Default :skylight_cond: NECB_Default :skylight_solar_trans: NECB_Default :srr_set: NECB_Default :template: BTAPPRE1980 | reference | reference | 1fb7b029-fdbd-4d09-8dfe-6d94d12c3708 | BTAPPRE1980 | RetailStandalone | NaturalGas | Natural Gas | CAN_NS_Halifax.Dockyard.713280_CWEC2016.epw | parametric |  | NECB_Default | NECB_Default | NECB_Default | NECB_Default | NECB_Default | NECB_Default | NECB_Default | NECB_Default | NECB_Default | NECB_Default | NECB_Default | NECB_Default | NECB_Default | NECB_Default | NECB_Default | NECB_Default | NECB_Default | NECB_Default | NECB_Default | NECB_Default | NECB_Default | NECB_Default | NECB_Default | NECB_Default | NECB_Default | NECB_Default | NECB_Default | NECB_Default | NECB_Default | NECB_Default | NECB_Default | NECB_Default | NECB_Default | NECB_Default | NECB_Default | NECB_Default | NECB_Default | NECB_Default | NECB_Default | NECB_Default | NECB_Default | NECB_Default | NECB_Default | NECB_Default | NECB_Default | aws_batch | 834599497928 | btap_private_cli |  | TRUE | TRUE |  |  | 133.0929 | 16.8634 | 123.2278 | 206.2818 | 2293.99 | 3471.0086 | 7.1 | RetailStandalone |  |  | 1 | RetailStandalone | 1 |  | 1 | BTAPPRE1980 | 0.24821 | 13984.1807 | 0.37399 | 50.4105 | 112.2906 | 4.8559 | 313.0022 | 145.0711 | HALIFAX | NOVA SCOTIA | 77.3912 | 30.6184 | 0 | 108.0096 | 15.1779 | 7.7284 | 0 | 22.9062 | 0 | 0.025458 | 0 | 0 | 0.38165 | 0.097328 | 0 | 0.59843 | 0.030964 | 0.22339 | 0.61532 | 0.0045118 | 0.99697 | 0.016883 | 39.235 | 133.3139 | 7.1 | 0.678 | [5 empty] | 0.267 | 0.823 | 2.95 | 2.95 | 1 | Halifax Dockyard | CAN | 112 | 3647 | 44.655 | -63.577 | 6 | 4000 | NS | CAN_NS_Halifax.Dockyard.713280_CWEC2016.epw | 0.99696 | 16.8634 | 133.0929 | 6.8376 | 16.3064 | FALSE | FALSE | FALSE | FALSE | 4.994 | 4.4578 | 0 | 0 | 0 | 0 | 38.73 | 68.4695 | 0.41833 | 0.0061097 | 152.9 | 0 | 0.99697 | 114.83 | 114.83 | 22.83 | 22.83 |  | https://s3.console.aws.amazon.com/s3/buckets/834599497928?region=ca-central-1&prefix=phylroy.lopez/reference/reference/output/1fb7b029-fdbd-4d09-8dfe-6d94d12c3708/ | 1.0.002
148 |  | TRUE | 75 | 0 | 0 | 130.5425 |  |  |  | 0.1 | 2021-09-22 20:06:38 +0000 | 438c2ebff | 0.2.14 | :adv_dx_units: NECB_Default :airloop_economizer_type: NECB_Default :algorithm_type: parametric :analysis_id: reference :analysis_name: reference :boiler_eff: NECB_Default :btap_batch_version: 1.0.002 :building_type: Warehouse :chiller_type: NECB_Default :compute_environment: aws_batch :datapoint_id: 113aa3b6-a7a9-4e3e-8cba-604238204245 :daylighting_type: NECB_Default :dcv_type: NECB_Default :door_construction_cond: NECB_Default :ecm_system_name: NECB_Default :electrical_loads_scale: NECB_Default :enable_costing: true :epw_file: CAN_YT_Whitehorse.Intl.AP.719640_CWEC2016.epw :erv_package: NECB_Default :ext_floor_cond: NECB_Default :ext_roof_cond: NECB_Default :ext_wall_cond: NECB_Default :fdwr_set: NECB_Default :fixed_wind_solar_trans: NECB_Default :fixed_window_cond: NECB_Default :furnace_eff: NECB_Default :glass_door_cond: NECB_Default :glass_door_solar_trans: NECB_Default :ground_floor_cond: NECB_Default :ground_roof_cond: NECB_Default :ground_wall_cond: NECB_Default :image_name: btap_private_cli :infiltration_scale: NECB_Default :lights_scale: NECB_Default :lights_type: NECB_Default :nv_delta_temp_in_out: NECB_Default :nv_opening_fraction: NECB_Default :nv_temp_out_min: NECB_Default :nv_type: NECB_Default :oa_scale: NECB_Default :occupancy_loads_scale: NECB_Default :output_meters: [] :output_variables: [] :overhead_door_cond: NECB_Default :primary_heating_fuel: Electricity :pv_ground_azimuth_angle: NECB_Default :pv_ground_module_description: NECB_Default :pv_ground_tilt_angle: NECB_Default :pv_ground_total_area_pv_panels_m2: NECB_Default :pv_ground_type: NECB_Default :rotation_degrees: NECB_Default :run_annual_simulation: true :s3_bucket: '834599497928' :scale_x: NECB_Default :scale_y: NECB_Default :scale_z: NECB_Default :shw_eff: NECB_Default :skylight_cond: NECB_Default :skylight_solar_trans: NECB_Default :srr_set: NECB_Default :template: NECB2017 | reference | reference | 113aa3b6-a7a9-4e3e-8cba-604238204245 | NECB2017 | Warehouse | Electricity | Electricity | CAN_YT_Whitehorse.Intl.AP.719640_CWEC2016.epw | parametric |  | NECB_Default | NECB_Default | NECB_Default | NECB_Default | NECB_Default | NECB_Default | NECB_Default | NECB_Default | NECB_Default | NECB_Default | NECB_Default | NECB_Default | NECB_Default | NECB_Default | NECB_Default | NECB_Default | NECB_Default | NECB_Default | NECB_Default | NECB_Default | NECB_Default | NECB_Default | NECB_Default | NECB_Default | NECB_Default | NECB_Default | NECB_Default | NECB_Default | NECB_Default | NECB_Default | NECB_Default | NECB_Default | NECB_Default | NECB_Default | NECB_Default | NECB_Default | NECB_Default | NECB_Default | NECB_Default | NECB_Default | NECB_Default | NECB_Default | NECB_Default | NECB_Default | NECB_Default | aws_batch | 834599497928 | btap_private_cli |  | TRUE | TRUE |  |  | 76.9972 | 12.439 | 61.5605 | 80.7367 | 4835.13 | 7095.2421 | 22.8 | Warehouse |  |  | 2 | Warehouse | 1 |  | 1 | NECB2017 | 0.18734 | 37873.9042 | 173.4413 | 9.824 | 57.1962 | 2.6492 | 327.16 | 84.0493 | WHITEHORSE | YUKON | 5.6547 | 0 | 0 | 5.6547 | 12.9499 | 0 | 0 | 12.9499 | 0 | 0.0050836 | 0 | 0 | 0.36356 | 0.052394 | 0.0012988 | 0.22162 | 0.017578 | 0.05403 | 0 | 2.0682e-06 | 0.36356 | 0.011555 | 83.3196 | 0 | 22.8 | 0.757 | [5 empty] | 0.138 | 0.21 | 1.9 | 1.9 | 2 | Whitehorse Intl AP | CAN | 5 | 6491 | 60.709 | -135.069 | 7b | 6580 | YT | CAN_YT_Whitehorse.Intl.AP.719640_CWEC2016.epw | 0.36356 | 12.439 | 76.9972 | 7.6017 | 13.1022 | TRUE | FALSE | FALSE | FALSE | 4.4827 | 15.1089 | 0 | 0.15286 | 0.0021292 | 55.87 | 0 | 71.7905 | 0.64331 | 0.0089609 | 235.13 | 0 | 0.36356 | 4.33 | 2.5 | 19.83 | 18.67 |  | https://s3.console.aws.amazon.com/s3/buckets/834599497928?region=ca-central-1&prefix=phylroy.lopez/reference/reference/output/113aa3b6-a7a9-4e3e-8cba-604238204245/ | 1.0.002
149 |  | TRUE | 79 | 0 | 0 | 129.9209 |  |  |  | 0.1 | 2021-09-22 20:06:42 +0000 | 438c2ebff | 0.2.14 | :adv_dx_units: NECB_Default :airloop_economizer_type: NECB_Default :algorithm_type: parametric :analysis_id: reference :analysis_name: reference :boiler_eff: NECB_Default :btap_batch_version: 1.0.002 :building_type: Warehouse :chiller_type: NECB_Default :compute_environment: aws_batch :datapoint_id: 94f14f57-9970-4088-8ec8-c0e5fdfe4249 :daylighting_type: NECB_Default :dcv_type: NECB_Default :door_construction_cond: NECB_Default :ecm_system_name: NECB_Default :electrical_loads_scale: NECB_Default :enable_costing: true :epw_file: CAN_AB_Calgary.Intl.AP.718770_CWEC2016.epw :erv_package: NECB_Default :ext_floor_cond: NECB_Default :ext_roof_cond: NECB_Default :ext_wall_cond: NECB_Default :fdwr_set: NECB_Default :fixed_wind_solar_trans: NECB_Default :fixed_window_cond: NECB_Default :furnace_eff: NECB_Default :glass_door_cond: NECB_Default :glass_door_solar_trans: NECB_Default :ground_floor_cond: NECB_Default :ground_roof_cond: NECB_Default :ground_wall_cond: NECB_Default :image_name: btap_private_cli :infiltration_scale: NECB_Default :lights_scale: NECB_Default :lights_type: NECB_Default :nv_delta_temp_in_out: NECB_Default :nv_opening_fraction: NECB_Default :nv_temp_out_min: NECB_Default :nv_type: NECB_Default :oa_scale: NECB_Default :occupancy_loads_scale: NECB_Default :output_meters: [] :output_variables: [] :overhead_door_cond: NECB_Default :primary_heating_fuel: Electricity :pv_ground_azimuth_angle: NECB_Default :pv_ground_module_description: NECB_Default :pv_ground_tilt_angle: NECB_Default :pv_ground_total_area_pv_panels_m2: NECB_Default :pv_ground_type: NECB_Default :rotation_degrees: NECB_Default :run_annual_simulation: true :s3_bucket: '834599497928' :scale_x: NECB_Default :scale_y: NECB_Default :scale_z: NECB_Default :shw_eff: NECB_Default :skylight_cond: NECB_Default :skylight_solar_trans: NECB_Default :srr_set: NECB_Default :template: NECB2017 | reference | reference | 94f14f57-9970-4088-8ec8-c0e5fdfe4249 | NECB2017 | Warehouse | Electricity | Electricity | CAN_AB_Calgary.Intl.AP.718770_CWEC2016.epw | parametric |  | NECB_Default | NECB_Default | NECB_Default | NECB_Default | NECB_Default | NECB_Default | NECB_Default | NECB_Default | NECB_Default | NECB_Default | NECB_Default | NECB_Default | NECB_Default | NECB_Default | NECB_Default | NECB_Default | NECB_Default | NECB_Default | NECB_Default | NECB_Default | NECB_Default | NECB_Default | NECB_Default | NECB_Default | NECB_Default | NECB_Default | NECB_Default | NECB_Default | NECB_Default | NECB_Default | NECB_Default | NECB_Default | NECB_Default | NECB_Default | NECB_Default | NECB_Default | NECB_Default | NECB_Default | NECB_Default | NECB_Default | NECB_Default | NECB_Default | NECB_Default | NECB_Default | NECB_Default | aws_batch | 834599497928 | btap_private_cli |  | TRUE | TRUE |  |  | 77.4779 | 18.7746 | 44.179 | 73.8254 | 4835.13 | 7095.2421 | 33.3 | Warehouse |  |  | 2 | Warehouse | 1 |  | 1 | NECB2017 | 0.18734 | 37873.9042 | 227.1285 | 12.5132 | 64.4203 | 2.7917 | 412.7009 | 105.8472 | CALGARY | ALBERTA | 74.2809 | 0 | 0 | 74.2809 | 7.0403 | 0 | 0 | 7.0403 | 0 | 0.021584 | 0 | 0 | 0.33847 | 0.074385 | 0.0010941 | 0.15904 | 0.017578 | 0.05403 | 0 | 2.0682e-06 | 0.33847 | 0.010759 | 84.1767 | 0 | 33.3 | 0.757 | [5 empty] | 0.138 | 0.21 | 1.9 | 1.9 | 2 | Calgary Intl AP | CAN | 64 | 4781 | 51.114 | -114.02 | 7a | 5000 | AB | CAN_AB_Calgary.Intl.AP.718770_CWEC2016.epw | 0.33847 | 18.7746 | 77.4779 | 6.0278 | 17.6013 | TRUE | FALSE | FALSE | FALSE | 8.5523 | 11.4943 | 0 | 0.14233 | 0.0019825 | 52.02 | 0 | 71.7905 | 0.64331 | 0.0089609 | 235.13 | 0 | 0.33847 | 10.33 | 6.17 | 6.33 | 6 |  | https://s3.console.aws.amazon.com/s3/buckets/834599497928?region=ca-central-1&prefix=phylroy.lopez/reference/reference/output/94f14f57-9970-4088-8ec8-c0e5fdfe4249/ | 1.0.002
150 |  | TRUE | 79 | 0 | 0 | 130.0958 |  |  |  | 0.1 | 2021-09-22 20:06:43 +0000 | 438c2ebff | 0.2.14 | :adv_dx_units: NECB_Default :airloop_economizer_type: NECB_Default :algorithm_type: parametric :analysis_id: reference :analysis_name: reference :boiler_eff: NECB_Default :btap_batch_version: 1.0.002 :building_type: Warehouse :chiller_type: NECB_Default :compute_environment: aws_batch :datapoint_id: 9e1f3bd2-33b1-4478-be48-ef597060db1d :daylighting_type: NECB_Default :dcv_type: NECB_Default :door_construction_cond: NECB_Default :ecm_system_name: NECB_Default :electrical_loads_scale: NECB_Default :enable_costing: true :epw_file: CAN_ON_Toronto.Pearson.Intl.AP.716240_CWEC2016.epw :erv_package: NECB_Default :ext_floor_cond: NECB_Default :ext_roof_cond: NECB_Default :ext_wall_cond: NECB_Default :fdwr_set: NECB_Default :fixed_wind_solar_trans: NECB_Default :fixed_window_cond: NECB_Default :furnace_eff: NECB_Default :glass_door_cond: NECB_Default :glass_door_solar_trans: NECB_Default :ground_floor_cond: NECB_Default :ground_roof_cond: NECB_Default :ground_wall_cond: NECB_Default :image_name: btap_private_cli :infiltration_scale: NECB_Default :lights_scale: NECB_Default :lights_type: NECB_Default :nv_delta_temp_in_out: NECB_Default :nv_opening_fraction: NECB_Default :nv_temp_out_min: NECB_Default :nv_type: NECB_Default :oa_scale: NECB_Default :occupancy_loads_scale: NECB_Default :output_meters: [] :output_variables: [] :overhead_door_cond: NECB_Default :primary_heating_fuel: Electricity :pv_ground_azimuth_angle: NECB_Default :pv_ground_module_description: NECB_Default :pv_ground_tilt_angle: NECB_Default :pv_ground_total_area_pv_panels_m2: NECB_Default :pv_ground_type: NECB_Default :rotation_degrees: NECB_Default :run_annual_simulation: true :s3_bucket: '834599497928' :scale_x: NECB_Default :scale_y: NECB_Default :scale_z: NECB_Default :shw_eff: NECB_Default :skylight_cond: NECB_Default :skylight_solar_trans: NECB_Default :srr_set: NECB_Default :template: NECB2017 | reference | reference | 9e1f3bd2-33b1-4478-be48-ef597060db1d | NECB2017 | Warehouse | Electricity | Electricity | CAN_ON_Toronto.Pearson.Intl.AP.716240_CWEC2016.epw | parametric |  | NECB_Default | NECB_Default | NECB_Default | NECB_Default | NECB_Default | NECB_Default | NECB_Default | NECB_Default | NECB_Default | NECB_Default | NECB_Default | NECB_Default | NECB_Default | NECB_Default | NECB_Default | NECB_Default | NECB_Default | NECB_Default | NECB_Default | NECB_Default | NECB_Default | NECB_Default | NECB_Default | NECB_Default | NECB_Default | NECB_Default | NECB_Default | NECB_Default | NECB_Default | NECB_Default | NECB_Default | NECB_Default | NECB_Default | NECB_Default | NECB_Default | NECB_Default | NECB_Default | NECB_Default | NECB_Default | NECB_Default | NECB_Default | NECB_Default | NECB_Default | NECB_Default | NECB_Default | aws_batch | 834599497928 | btap_private_cli |  | TRUE | TRUE |  |  | 93.1228 | 22.7042 | 42.5577 | 77.7676 | 4835.13 | 7095.2421 | 40 | Warehouse |  |  | 2 | Warehouse | 1 |  | 1 | NECB2017 | 0.18734 | 37873.9042 | 242.8104 | 14.2946 | 68.0165 | 2.8453 | 447.5466 | 119.5798 | TORONTO | ONTARIO | 1.9603 | 0 | 0 | 1.9603 | 15.7058 | 0 | 0 | 15.7058 | 0 | 0.04014 | 0 | 0 | 0.35294 | 0.07668 | 0.0013691 | 0.15321 | 0.017578 | 0.05403 | 0 | 2.0682e-06 | 0.35294 | 0.0099335 | 100.0008 | 0 | 40 | 0.757 | [5 empty] | 0.156 | 0.278 | 1.9 | 1.9 | 2 | Toronto Pearson Intl AP | CAN | 382 | 3615 | 43.677 | -79.631 | 5 | 3890 | ON | CAN_ON_Toronto.Pearson.Intl.AP.716240_CWEC2016.epw | 0.35294 | 22.7042 | 93.1228 | 9.2168 | 14.9507 | FALSE | FALSE | FALSE | FALSE | 8.9904 | 4.6324 | 0 | 0.13141 | 0.0018305 | 48.03 | 0 | 71.7905 | 0.64331 | 0.0089609 | 235.13 | 0 | 0.35294 | 21.33 | 11.5 | 8.5 | 7.33 |  | https://s3.console.aws.amazon.com/s3/buckets/834599497928?region=ca-central-1&prefix=phylroy.lopez/reference/reference/output/9e1f3bd2-33b1-4478-be48-ef597060db1d/ | 1.0.002
151 |  | TRUE | 200 | 0 | 0 | 664.1594 |  |  |  | 0.1 | 2021-09-22 20:06:34 +0000 | 438c2ebff | 0.2.14 | :adv_dx_units: NECB_Default :airloop_economizer_type: NECB_Default :algorithm_type: parametric :analysis_id: reference :analysis_name: reference :boiler_eff: NECB_Default :btap_batch_version: 1.0.002 :building_type: MediumOffice :chiller_type: NECB_Default :compute_environment: aws_batch :datapoint_id: fa552817-a264-4928-bd66-851c27e03a47 :daylighting_type: NECB_Default :dcv_type: NECB_Default :door_construction_cond: NECB_Default :ecm_system_name: NECB_Default :electrical_loads_scale: NECB_Default :enable_costing: true :epw_file: CAN_YT_Whitehorse.Intl.AP.719640_CWEC2016.epw :erv_package: NECB_Default :ext_floor_cond: NECB_Default :ext_roof_cond: NECB_Default :ext_wall_cond: NECB_Default :fdwr_set: NECB_Default :fixed_wind_solar_trans: NECB_Default :fixed_window_cond: NECB_Default :furnace_eff: NECB_Default :glass_door_cond: NECB_Default :glass_door_solar_trans: NECB_Default :ground_floor_cond: NECB_Default :ground_roof_cond: NECB_Default :ground_wall_cond: NECB_Default :image_name: btap_private_cli :infiltration_scale: NECB_Default :lights_scale: NECB_Default :lights_type: NECB_Default :nv_delta_temp_in_out: NECB_Default :nv_opening_fraction: NECB_Default :nv_temp_out_min: NECB_Default :nv_type: NECB_Default :oa_scale: NECB_Default :occupancy_loads_scale: NECB_Default :output_meters: [] :output_variables: [] :overhead_door_cond: NECB_Default :primary_heating_fuel: Electricity :pv_ground_azimuth_angle: NECB_Default :pv_ground_module_description: NECB_Default :pv_ground_tilt_angle: NECB_Default :pv_ground_total_area_pv_panels_m2: NECB_Default :pv_ground_type: NECB_Default :rotation_degrees: NECB_Default :run_annual_simulation: true :s3_bucket: '834599497928' :scale_x: NECB_Default :scale_y: NECB_Default :scale_z: NECB_Default :shw_eff: NECB_Default :skylight_cond: NECB_Default :skylight_solar_trans: NECB_Default :srr_set: NECB_Default :template: BTAP1980TO2010 | reference | reference | fa552817-a264-4928-bd66-851c27e03a47 | BTAP1980TO2010 | MediumOffice | Electricity | Electricity | CAN_YT_Whitehorse.Intl.AP.719640_CWEC2016.epw | parametric |  | NECB_Default | NECB_Default | NECB_Default | NECB_Default | NECB_Default | NECB_Default | NECB_Default | NECB_Default | NECB_Default | NECB_Default | NECB_Default | NECB_Default | NECB_Default | NECB_Default | NECB_Default | NECB_Default | NECB_Default | NECB_Default | NECB_Default | NECB_Default | NECB_Default | NECB_Default | NECB_Default | NECB_Default | NECB_Default | NECB_Default | NECB_Default | NECB_Default | NECB_Default | NECB_Default | NECB_Default | NECB_Default | NECB_Default | NECB_Default | NECB_Default | NECB_Default | NECB_Default | NECB_Default | NECB_Default | NECB_Default | NECB_Default | NECB_Default | NECB_Default | NECB_Default | NECB_Default | aws_batch | 834599497928 | btap_private_cli |  | TRUE | TRUE |  |  | 58.191 | 11.4999 | 62.9771 | 94.1676 | 4982.19 | 3638.3973 | 33 | MediumOffice |  |  | 0 | MediumOffice | 3 |  | 3 | BTAP1980TO2010 | 0.1843 | 19741.4134 | 0.80374 | 47.0633 | 63.2389 | 11.6496 | 280.3489 | 157.5934 | WHITEHORSE | YUKON | 8.6374 | 0 | 0 | 8.6374 | 19.7809 | 0 | 0 | 19.7809 | 0 | 0.0045181 | 0 | 0 | 0.55533 | 0.055341 | 0 | 0.22672 | 0.099954 | 0.11619 | 0 | 0.0021677 | 0.55533 | 0.050257 | 80.4225 | 0 | 33 | 0.678 | [5 empty] | 0.227 | 0.346 | 2.95 |  | 0 | Whitehorse Intl AP | CAN | 5 | 6491 | 60.709 | -135.069 | 7b | 6580 | YT | CAN_YT_Whitehorse.Intl.AP.719640_CWEC2016.epw | 0.55533 | 11.4999 | 58.191 | 16.1384 | 12.8111 | TRUE | FALSE | FALSE | FALSE | 7.8055 | 16.8781 | 0 | 0.68506 | 0.0027473 | 250.39 | 0 | 249.3589 | 2.9448 | 0.011809 | 1076.31 | 0.00019068 | 0.55533 | 45.5 | 36 | 0.67 | 0.67 |  | https://s3.console.aws.amazon.com/s3/buckets/834599497928?region=ca-central-1&prefix=phylroy.lopez/reference/reference/output/fa552817-a264-4928-bd66-851c27e03a47/ | 1.0.002
152 |  | TRUE | 77 | 0 | 0 | 131.2906 |  |  |  | 0.1 | 2021-09-22 20:06:45 +0000 | 438c2ebff | 0.2.14 | :adv_dx_units: NECB_Default :airloop_economizer_type: NECB_Default :algorithm_type: parametric :analysis_id: reference :analysis_name: reference :boiler_eff: NECB_Default :btap_batch_version: 1.0.002 :building_type: Warehouse :chiller_type: NECB_Default :compute_environment: aws_batch :datapoint_id: 2d50cd04-c802-496f-a535-1ece0ce89c78 :daylighting_type: NECB_Default :dcv_type: NECB_Default :door_construction_cond: NECB_Default :ecm_system_name: NECB_Default :electrical_loads_scale: NECB_Default :enable_costing: true :epw_file: CAN_AB_Edmonton.Intl.AP.711230_CWEC2016.epw :erv_package: NECB_Default :ext_floor_cond: NECB_Default :ext_roof_cond: NECB_Default :ext_wall_cond: NECB_Default :fdwr_set: NECB_Default :fixed_wind_solar_trans: NECB_Default :fixed_window_cond: NECB_Default :furnace_eff: NECB_Default :glass_door_cond: NECB_Default :glass_door_solar_trans: NECB_Default :ground_floor_cond: NECB_Default :ground_roof_cond: NECB_Default :ground_wall_cond: NECB_Default :image_name: btap_private_cli :infiltration_scale: NECB_Default :lights_scale: NECB_Default :lights_type: NECB_Default :nv_delta_temp_in_out: NECB_Default :nv_opening_fraction: NECB_Default :nv_temp_out_min: NECB_Default :nv_type: NECB_Default :oa_scale: NECB_Default :occupancy_loads_scale: NECB_Default :output_meters: [] :output_variables: [] :overhead_door_cond: NECB_Default :primary_heating_fuel: Electricity :pv_ground_azimuth_angle: NECB_Default :pv_ground_module_description: NECB_Default :pv_ground_tilt_angle: NECB_Default :pv_ground_total_area_pv_panels_m2: NECB_Default :pv_ground_type: NECB_Default :rotation_degrees: NECB_Default :run_annual_simulation: true :s3_bucket: '834599497928' :scale_x: NECB_Default :scale_y: NECB_Default :scale_z: NECB_Default :shw_eff: NECB_Default :skylight_cond: NECB_Default :skylight_solar_trans: NECB_Default :srr_set: NECB_Default :template: NECB2017 | reference | reference | 2d50cd04-c802-496f-a535-1ece0ce89c78 | NECB2017 | Warehouse | Electricity | Electricity | CAN_AB_Edmonton.Intl.AP.711230_CWEC2016.epw | parametric |  | NECB_Default | NECB_Default | NECB_Default | NECB_Default | NECB_Default | NECB_Default | NECB_Default | NECB_Default | NECB_Default | NECB_Default | NECB_Default | NECB_Default | NECB_Default | NECB_Default | NECB_Default | NECB_Default | NECB_Default | NECB_Default | NECB_Default | NECB_Default | NECB_Default | NECB_Default | NECB_Default | NECB_Default | NECB_Default | NECB_Default | NECB_Default | NECB_Default | NECB_Default | NECB_Default | NECB_Default | NECB_Default | NECB_Default | NECB_Default | NECB_Default | NECB_Default | NECB_Default | NECB_Default | NECB_Default | NECB_Default | NECB_Default | NECB_Default | NECB_Default | NECB_Default | NECB_Default | aws_batch | 834599497928 | btap_private_cli |  | TRUE | TRUE |  |  | 75.1802 | 16.5367 | 53.1314 | 80.3575 | 4835.13 | 7095.2421 | 32.5 | Warehouse |  |  | 2 | Warehouse | 1 |  | 1 | NECB2017 | 0.18734 | 37873.9042 | 222.0203 | 12.7675 | 66.5982 | 2.8023 | 409.7608 | 105.5724 | EDMONTON | ALBERTA | 79.4619 | 0 | 0 | 79.4619 | 7.5313 | 0 | 0 | 7.5313 | 0 | 0.017838 | 0 | 0 | 0.36209 | 0.069026 | 0.0011913 | 0.19127 | 0.017578 | 0.05403 | 0 | 2.0682e-06 | 0.36209 | 0.011148 | 81.4001 | 0 | 32.5 | 0.757 | [5 empty] | 0.138 | 0.21 | 1.9 | 1.9 | 2 | Edmonton Intl AP | CAN | 23 | 5588 | 53.31 | -113.579 | 7a | 5120 | AB | CAN_AB_Edmonton.Intl.AP.711230_CWEC2016.epw | 0.36208 | 16.5367 | 75.1802 | 6.0844 | 16.4382 | TRUE | FALSE | FALSE | FALSE | 7.63 | 13.4937 | 0 | 0.14747 | 0.0020542 | 53.9 | 0 | 71.7905 | 0.64331 | 0.0089609 | 235.13 | 0 | 0.36209 | 5.5 | 1.67 | 12.83 | 12.5 |  | https://s3.console.aws.amazon.com/s3/buckets/834599497928?region=ca-central-1&prefix=phylroy.lopez/reference/reference/output/2d50cd04-c802-496f-a535-1ece0ce89c78/ | 1.0.002
153 |  | TRUE | 188 | 0 | 0 | 663.9208 |  |  |  | 0.1 | 2021-09-22 20:06:04 +0000 | 438c2ebff | 0.2.14 | :adv_dx_units: NECB_Default :airloop_economizer_type: NECB_Default :algorithm_type: parametric :analysis_id: reference :analysis_name: reference :boiler_eff: NECB_Default :btap_batch_version: 1.0.002 :building_type: MediumOffice :chiller_type: NECB_Default :compute_environment: aws_batch :datapoint_id: 40641d4e-885a-4e68-adc6-e31888869f04 :daylighting_type: NECB_Default :dcv_type: NECB_Default :door_construction_cond: NECB_Default :ecm_system_name: NECB_Default :electrical_loads_scale: NECB_Default :enable_costing: true :epw_file: CAN_NS_Halifax.Dockyard.713280_CWEC2016.epw :erv_package: NECB_Default :ext_floor_cond: NECB_Default :ext_roof_cond: NECB_Default :ext_wall_cond: NECB_Default :fdwr_set: NECB_Default :fixed_wind_solar_trans: NECB_Default :fixed_window_cond: NECB_Default :furnace_eff: NECB_Default :glass_door_cond: NECB_Default :glass_door_solar_trans: NECB_Default :ground_floor_cond: NECB_Default :ground_roof_cond: NECB_Default :ground_wall_cond: NECB_Default :image_name: btap_private_cli :infiltration_scale: NECB_Default :lights_scale: NECB_Default :lights_type: NECB_Default :nv_delta_temp_in_out: NECB_Default :nv_opening_fraction: NECB_Default :nv_temp_out_min: NECB_Default :nv_type: NECB_Default :oa_scale: NECB_Default :occupancy_loads_scale: NECB_Default :output_meters: [] :output_variables: [] :overhead_door_cond: NECB_Default :primary_heating_fuel: Electricity :pv_ground_azimuth_angle: NECB_Default :pv_ground_module_description: NECB_Default :pv_ground_tilt_angle: NECB_Default :pv_ground_total_area_pv_panels_m2: NECB_Default :pv_ground_type: NECB_Default :rotation_degrees: NECB_Default :run_annual_simulation: true :s3_bucket: '834599497928' :scale_x: NECB_Default :scale_y: NECB_Default :scale_z: NECB_Default :shw_eff: NECB_Default :skylight_cond: NECB_Default :skylight_solar_trans: NECB_Default :srr_set: NECB_Default :template: BTAP1980TO2010 | reference | reference | 40641d4e-885a-4e68-adc6-e31888869f04 | BTAP1980TO2010 | MediumOffice | Electricity | Electricity | CAN_NS_Halifax.Dockyard.713280_CWEC2016.epw | parametric |  | NECB_Default | NECB_Default | NECB_Default | NECB_Default | NECB_Default | NECB_Default | NECB_Default | NECB_Default | NECB_Default | NECB_Default | NECB_Default | NECB_Default | NECB_Default | NECB_Default | NECB_Default | NECB_Default | NECB_Default | NECB_Default | NECB_Default | NECB_Default | NECB_Default | NECB_Default | NECB_Default | NECB_Default | NECB_Default | NECB_Default | NECB_Default | NECB_Default | NECB_Default | NECB_Default | NECB_Default | NECB_Default | NECB_Default | NECB_Default | NECB_Default | NECB_Default | NECB_Default | NECB_Default | NECB_Default | NECB_Default | NECB_Default | NECB_Default | NECB_Default | NECB_Default | NECB_Default | aws_batch | 834599497928 | btap_private_cli |  | TRUE | TRUE |  |  | 43.2128 | 11.4387 | 32.4952 | 59.6937 | 4982.19 | 3638.3973 | 33 | MediumOffice |  |  | 0 | MediumOffice | 3 |  | 3 | BTAP1980TO2010 | 0.1843 | 19741.4134 | 1.0436 | 48.6007 | 68.9799 | 11.7758 | 273.6744 | 143.2744 | HALIFAX | NOVA SCOTIA | 87.5563 | 0 | 0 | 87.5563 | 17.1714 | 0 | 0 | 17.1714 | 0 | 0.011848 | 0 | 0 | 0.43177 | 0.03867 | 0 | 0.11698 | 0.099954 | 0.11619 | 0 | 0.0037012 | 0.43177 | 0.043694 | 63.7627 | 0 | 33 | 0.678 | [5 empty] | 0.267 | 0.426 | 2.95 |  | 0 | Halifax Dockyard | CAN | 112 | 3647 | 44.655 | -63.577 | 6 | 4000 | NS | CAN_NS_Halifax.Dockyard.713280_CWEC2016.epw | 0.43177 | 11.4387 | 43.2128 | 14.7037 | 18.9062 | TRUE | FALSE | FALSE | FALSE | 7.8475 | 6.58 | 0 | 0.5956 | 0.0023885 | 217.69 | 0 | 249.3589 | 2.9448 | 0.011809 | 1076.31 | 0.00073261 | 0.43177 | 12.5 | 8 | 0 | 0 |  | https://s3.console.aws.amazon.com/s3/buckets/834599497928?region=ca-central-1&prefix=phylroy.lopez/reference/reference/output/40641d4e-885a-4e68-adc6-e31888869f04/ | 1.0.002
154 |  | TRUE | 86 | 0 | 0 | 129.3101 |  |  |  | 0.1 | 2021-09-22 20:06:39 +0000 | 438c2ebff | 0.2.14 | :adv_dx_units: NECB_Default :airloop_economizer_type: NECB_Default :algorithm_type: parametric :analysis_id: reference :analysis_name: reference :boiler_eff: NECB_Default :btap_batch_version: 1.0.002 :building_type: RetailStandalone :chiller_type: NECB_Default :compute_environment: aws_batch :datapoint_id: dacd34af-6b1f-44ee-809c-ebaf1e1c81fb :daylighting_type: NECB_Default :dcv_type: NECB_Default :door_construction_cond: NECB_Default :ecm_system_name: NECB_Default :electrical_loads_scale: NECB_Default :enable_costing: true :epw_file: CAN_NS_Halifax.Dockyard.713280_CWEC2016.epw :erv_package: NECB_Default :ext_floor_cond: NECB_Default :ext_roof_cond: NECB_Default :ext_wall_cond: NECB_Default :fdwr_set: NECB_Default :fixed_wind_solar_trans: NECB_Default :fixed_window_cond: NECB_Default :furnace_eff: NECB_Default :glass_door_cond: NECB_Default :glass_door_solar_trans: NECB_Default :ground_floor_cond: NECB_Default :ground_roof_cond: NECB_Default :ground_wall_cond: NECB_Default :image_name: btap_private_cli :infiltration_scale: NECB_Default :lights_scale: NECB_Default :lights_type: NECB_Default :nv_delta_temp_in_out: NECB_Default :nv_opening_fraction: NECB_Default :nv_temp_out_min: NECB_Default :nv_type: NECB_Default :oa_scale: NECB_Default :occupancy_loads_scale: NECB_Default :output_meters: [] :output_variables: [] :overhead_door_cond: NECB_Default :primary_heating_fuel: Electricity :pv_ground_azimuth_angle: NECB_Default :pv_ground_module_description: NECB_Default :pv_ground_tilt_angle: NECB_Default :pv_ground_total_area_pv_panels_m2: NECB_Default :pv_ground_type: NECB_Default :rotation_degrees: NECB_Default :run_annual_simulation: true :s3_bucket: '834599497928' :scale_x: NECB_Default :scale_y: NECB_Default :scale_z: NECB_Default :shw_eff: NECB_Default :skylight_cond: NECB_Default :skylight_solar_trans: NECB_Default :srr_set: NECB_Default :template: BTAPPRE1980 | reference | reference | dacd34af-6b1f-44ee-809c-ebaf1e1c81fb | BTAPPRE1980 | RetailStandalone | Electricity | Electricity | CAN_NS_Halifax.Dockyard.713280_CWEC2016.epw | parametric |  | NECB_Default | NECB_Default | NECB_Default | NECB_Default | NECB_Default | NECB_Default | NECB_Default | NECB_Default | NECB_Default | NECB_Default | NECB_Default | NECB_Default | NECB_Default | NECB_Default | NECB_Default | NECB_Default | NECB_Default | NECB_Default | NECB_Default | NECB_Default | NECB_Default | NECB_Default | NECB_Default | NECB_Default | NECB_Default | NECB_Default | NECB_Default | NECB_Default | NECB_Default | NECB_Default | NECB_Default | NECB_Default | NECB_Default | NECB_Default | NECB_Default | NECB_Default | NECB_Default | NECB_Default | NECB_Default | NECB_Default | NECB_Default | NECB_Default | NECB_Default | NECB_Default | NECB_Default | aws_batch | 834599497928 | btap_private_cli |  | TRUE | TRUE |  |  | 102.7158 | 16.8634 | 123.5124 | 161.2329 | 2293.99 | 3471.0086 | 7.1 | RetailStandalone |  |  | 1 | RetailStandalone | 1 |  | 1 | BTAPPRE1980 | 0.24821 | 13984.1807 | 0.37399 | 14.7557 | 112.2906 | 5.2773 | 294.7314 | 162.0338 | HALIFAX | NOVA SCOTIA | 169.2824 | 0 | 0 | 169.2824 | 33.1994 | 0 | 0 | 33.1994 | 0 | 0.025458 | 0 | 0 | 0.83479 | 0.096374 | 0 | 0.44464 | 0.030964 | 0.22339 | 0 | 0 | 0.83479 | 0.013963 | 124.5774 | 0 | 7.1 | 0.678 | [5 empty] | 0.267 | 0.823 | 2.95 | 2.95 | 1 | Halifax Dockyard | CAN | 112 | 3647 | 44.655 | -63.577 | 6 | 4000 | NS | CAN_NS_Halifax.Dockyard.713280_CWEC2016.epw | 0.83478 | 16.8634 | 102.7158 | 6.8376 | 16.3063 | FALSE | FALSE | FALSE | FALSE | 4.994 | 4.4577 | 0 | 0.087633 | 0.0012799 | 32.03 | 0 | 68.4695 | 0.41833 | 0.0061097 | 152.9 | 0 | 0.83479 | 114.83 | 114.83 | 2.33 | 2.33 |  | https://s3.console.aws.amazon.com/s3/buckets/834599497928?region=ca-central-1&prefix=phylroy.lopez/reference/reference/output/dacd34af-6b1f-44ee-809c-ebaf1e1c81fb/ | 1.0.002
155 |  | TRUE | 88 | 0 | 0 | 128.2764 |  |  |  | 0.1 | 2021-09-22 20:06:46 +0000 | 438c2ebff | 0.2.14 | :adv_dx_units: NECB_Default :airloop_economizer_type: NECB_Default :algorithm_type: parametric :analysis_id: reference :analysis_name: reference :boiler_eff: NECB_Default :btap_batch_version: 1.0.002 :building_type: RetailStandalone :chiller_type: NECB_Default :compute_environment: aws_batch :datapoint_id: dd64c772-5a89-4794-802b-5f913d144ba5 :daylighting_type: NECB_Default :dcv_type: NECB_Default :door_construction_cond: NECB_Default :ecm_system_name: NECB_Default :electrical_loads_scale: NECB_Default :enable_costing: true :epw_file: CAN_AB_Calgary.Intl.AP.718770_CWEC2016.epw :erv_package: NECB_Default :ext_floor_cond: NECB_Default :ext_roof_cond: NECB_Default :ext_wall_cond: NECB_Default :fdwr_set: NECB_Default :fixed_wind_solar_trans: NECB_Default :fixed_window_cond: NECB_Default :furnace_eff: NECB_Default :glass_door_cond: NECB_Default :glass_door_solar_trans: NECB_Default :ground_floor_cond: NECB_Default :ground_roof_cond: NECB_Default :ground_wall_cond: NECB_Default :image_name: btap_private_cli :infiltration_scale: NECB_Default :lights_scale: NECB_Default :lights_type: NECB_Default :nv_delta_temp_in_out: NECB_Default :nv_opening_fraction: NECB_Default :nv_temp_out_min: NECB_Default :nv_type: NECB_Default :oa_scale: NECB_Default :occupancy_loads_scale: NECB_Default :output_meters: [] :output_variables: [] :overhead_door_cond: NECB_Default :primary_heating_fuel: Electricity :pv_ground_azimuth_angle: NECB_Default :pv_ground_module_description: NECB_Default :pv_ground_tilt_angle: NECB_Default :pv_ground_total_area_pv_panels_m2: NECB_Default :pv_ground_type: NECB_Default :rotation_degrees: NECB_Default :run_annual_simulation: true :s3_bucket: '834599497928' :scale_x: NECB_Default :scale_y: NECB_Default :scale_z: NECB_Default :shw_eff: NECB_Default :skylight_cond: NECB_Default :skylight_solar_trans: NECB_Default :srr_set: NECB_Default :template: BTAPPRE1980 | reference | reference | dd64c772-5a89-4794-802b-5f913d144ba5 | BTAPPRE1980 | RetailStandalone | Electricity | Electricity | CAN_AB_Calgary.Intl.AP.718770_CWEC2016.epw | parametric |  | NECB_Default | NECB_Default | NECB_Default | NECB_Default | NECB_Default | NECB_Default | NECB_Default | NECB_Default | NECB_Default | NECB_Default | NECB_Default | NECB_Default | NECB_Default | NECB_Default | NECB_Default | NECB_Default | NECB_Default | NECB_Default | NECB_Default | NECB_Default | NECB_Default | NECB_Default | NECB_Default | NECB_Default | NECB_Default | NECB_Default | NECB_Default | NECB_Default | NECB_Default | NECB_Default | NECB_Default | NECB_Default | NECB_Default | NECB_Default | NECB_Default | NECB_Default | NECB_Default | NECB_Default | NECB_Default | NECB_Default | NECB_Default | NECB_Default | NECB_Default | NECB_Default | NECB_Default | aws_batch | 834599497928 | btap_private_cli |  | TRUE | TRUE |  |  | 122.9864 | 18.7387 | 134.9057 | 180.5975 | 2293.99 | 3471.0086 | 7.1 | RetailStandalone |  |  | 1 | RetailStandalone | 1 |  | 1 | BTAPPRE1980 | 0.24821 | 13984.1807 | 0.38424 | 16.2077 | 111.6157 | 5.3194 | 305.6552 | 172.1281 | CALGARY | ALBERTA | 198.499 | 0 | 0 | 198.499 | 18.8136 | 0 | 0 | 18.8136 | 0 | 0.028392 | 0 | 0 | 0.9045 | 0.12137 | 0 | 0.48566 | 0.030964 | 0.22339 | 0 | 0 | 0.9045 | 0.01473 | 139.2841 | 0 | 7.1 | 0.678 | [5 empty] | 0.227 | 0.772 | 2.95 | 2.95 | 1 | Calgary Intl AP | CAN | 64 | 4781 | 51.114 | -114.02 | 7a | 5000 | AB | CAN_AB_Calgary.Intl.AP.718770_CWEC2016.epw | 0.9045 | 18.7387 | 122.9864 | 5.7475 | 17.7009 | FALSE | FALSE | FALSE | FALSE | 9.1296 | 12.7296 | 0 | 0.092449 | 0.0013502 | 33.79 | 0 | 68.4695 | 0.41833 | 0.0061097 | 152.9 | 0 | 0.9045 | 150.33 | 150.33 | 1.33 | 1.33 |  | https://s3.console.aws.amazon.com/s3/buckets/834599497928?region=ca-central-1&prefix=phylroy.lopez/reference/reference/output/dd64c772-5a89-4794-802b-5f913d144ba5/ | 1.0.002
156 |  | TRUE | 183 | 0 | 0 | 663.1924 |  |  |  | 0.1 | 2021-09-22 20:06:09 +0000 | 438c2ebff | 0.2.14 | :adv_dx_units: NECB_Default :airloop_economizer_type: NECB_Default :algorithm_type: parametric :analysis_id: reference :analysis_name: reference :boiler_eff: NECB_Default :btap_batch_version: 1.0.002 :building_type: MediumOffice :chiller_type: NECB_Default :compute_environment: aws_batch :datapoint_id: 40f16f90-c8bc-414c-bbe7-f27a237b0f11 :daylighting_type: NECB_Default :dcv_type: NECB_Default :door_construction_cond: NECB_Default :ecm_system_name: NECB_Default :electrical_loads_scale: NECB_Default :enable_costing: true :epw_file: CAN_BC_Vancouver.Intl.AP.718920_CWEC2016.epw :erv_package: NECB_Default :ext_floor_cond: NECB_Default :ext_roof_cond: NECB_Default :ext_wall_cond: NECB_Default :fdwr_set: NECB_Default :fixed_wind_solar_trans: NECB_Default :fixed_window_cond: NECB_Default :furnace_eff: NECB_Default :glass_door_cond: NECB_Default :glass_door_solar_trans: NECB_Default :ground_floor_cond: NECB_Default :ground_roof_cond: NECB_Default :ground_wall_cond: NECB_Default :image_name: btap_private_cli :infiltration_scale: NECB_Default :lights_scale: NECB_Default :lights_type: NECB_Default :nv_delta_temp_in_out: NECB_Default :nv_opening_fraction: NECB_Default :nv_temp_out_min: NECB_Default :nv_type: NECB_Default :oa_scale: NECB_Default :occupancy_loads_scale: NECB_Default :output_meters: [] :output_variables: [] :overhead_door_cond: NECB_Default :primary_heating_fuel: NaturalGas :pv_ground_azimuth_angle: NECB_Default :pv_ground_module_description: NECB_Default :pv_ground_tilt_angle: NECB_Default :pv_ground_total_area_pv_panels_m2: NECB_Default :pv_ground_type: NECB_Default :rotation_degrees: NECB_Default :run_annual_simulation: true :s3_bucket: '834599497928' :scale_x: NECB_Default :scale_y: NECB_Default :scale_z: NECB_Default :shw_eff: NECB_Default :skylight_cond: NECB_Default :skylight_solar_trans: NECB_Default :srr_set: NECB_Default :template: NECB2011 | reference | reference | 40f16f90-c8bc-414c-bbe7-f27a237b0f11 | NECB2011 | MediumOffice | NaturalGas | Natural Gas | CAN_BC_Vancouver.Intl.AP.718920_CWEC2016.epw | parametric |  | NECB_Default | NECB_Default | NECB_Default | NECB_Default | NECB_Default | NECB_Default | NECB_Default | NECB_Default | NECB_Default | NECB_Default | NECB_Default | NECB_Default | NECB_Default | NECB_Default | NECB_Default | NECB_Default | NECB_Default | NECB_Default | NECB_Default | NECB_Default | NECB_Default | NECB_Default | NECB_Default | NECB_Default | NECB_Default | NECB_Default | NECB_Default | NECB_Default | NECB_Default | NECB_Default | NECB_Default | NECB_Default | NECB_Default | NECB_Default | NECB_Default | NECB_Default | NECB_Default | NECB_Default | NECB_Default | NECB_Default | NECB_Default | NECB_Default | NECB_Default | NECB_Default | NECB_Default | aws_batch | 834599497928 | btap_private_cli |  | TRUE | TRUE |  |  | 43.2188 | 12.4518 | 35.9687 | 89.0299 | 4982.19 | 3638.3973 | 40 | MediumOffice |  |  | 0 | MediumOffice | 3 |  | 3 | NECB2011 | 0.1843 | 19741.4134 | 82.5722 | 67.1556 | 63.3241 | 3.423 | 390.9332 | 174.4583 | VANCOUVER | BRITISH COLUMBIA | 0.94091 | 10.3978 | 0 | 11.3387 | 9.3959 | 2.3326 | 0 | 11.7286 | 0 | 0.026197 | 0 | 0 | 0.33201 | 0.075258 | 0 | 0.15257 | 0.099954 | 0.11619 | 0.20624 | 0.012808 | 0.53826 | 0.053675 | 38.1803 | 44.6912 | 40 | 0.757 | [5 empty] | 0.227 | 0.315 | 2.4 |  | 0 | Vancouver Intl AP | CAN | 42 | 2797 | 49.195 | -123.184 | 4 | 2800 | BC | CAN_BC_Vancouver.Intl.AP.718920_CWEC2016.epw | 0.53826 | 12.4518 | 43.2188 | 13.4657 | 20.9238 | TRUE | FALSE | FALSE | FALSE | 10.3793 | 7.5719 | 0 | 0 | 0 | 0 | 267.42 | 249.3589 | 2.9448 | 0.011809 | 1076.31 | 0.0016097 | 0.53826 | 63 | 58.67 | 123.17 | 123 |  | https://s3.console.aws.amazon.com/s3/buckets/834599497928?region=ca-central-1&prefix=phylroy.lopez/reference/reference/output/40f16f90-c8bc-414c-bbe7-f27a237b0f11/ | 1.0.002
157 |  | TRUE | 88 | 0 | 0 | 130.7665 |  |  |  | 0.1 | 2021-09-22 20:06:37 +0000 | 438c2ebff | 0.2.14 | :adv_dx_units: NECB_Default :airloop_economizer_type: NECB_Default :algorithm_type: parametric :analysis_id: reference :analysis_name: reference :boiler_eff: NECB_Default :btap_batch_version: 1.0.002 :building_type: RetailStandalone :chiller_type: NECB_Default :compute_environment: aws_batch :datapoint_id: 960daf1d-1d8a-49c3-ba3e-8525c0764da2 :daylighting_type: NECB_Default :dcv_type: NECB_Default :door_construction_cond: NECB_Default :ecm_system_name: NECB_Default :electrical_loads_scale: NECB_Default :enable_costing: true :epw_file: CAN_QC_Montreal-Trudeau.Intl.AP.716270_CWEC2016.epw :erv_package: NECB_Default :ext_floor_cond: NECB_Default :ext_roof_cond: NECB_Default :ext_wall_cond: NECB_Default :fdwr_set: NECB_Default :fixed_wind_solar_trans: NECB_Default :fixed_window_cond: NECB_Default :furnace_eff: NECB_Default :glass_door_cond: NECB_Default :glass_door_solar_trans: NECB_Default :ground_floor_cond: NECB_Default :ground_roof_cond: NECB_Default :ground_wall_cond: NECB_Default :image_name: btap_private_cli :infiltration_scale: NECB_Default :lights_scale: NECB_Default :lights_type: NECB_Default :nv_delta_temp_in_out: NECB_Default :nv_opening_fraction: NECB_Default :nv_temp_out_min: NECB_Default :nv_type: NECB_Default :oa_scale: NECB_Default :occupancy_loads_scale: NECB_Default :output_meters: [] :output_variables: [] :overhead_door_cond: NECB_Default :primary_heating_fuel: Electricity :pv_ground_azimuth_angle: NECB_Default :pv_ground_module_description: NECB_Default :pv_ground_tilt_angle: NECB_Default :pv_ground_total_area_pv_panels_m2: NECB_Default :pv_ground_type: NECB_Default :rotation_degrees: NECB_Default :run_annual_simulation: true :s3_bucket: '834599497928' :scale_x: NECB_Default :scale_y: NECB_Default :scale_z: NECB_Default :shw_eff: NECB_Default :skylight_cond: NECB_Default :skylight_solar_trans: NECB_Default :srr_set: NECB_Default :template: BTAPPRE1980 | reference | reference | 960daf1d-1d8a-49c3-ba3e-8525c0764da2 | BTAPPRE1980 | RetailStandalone | Electricity | Electricity | CAN_QC_Montreal-Trudeau.Intl.AP.716270_CWEC2016.epw | parametric |  | NECB_Default | NECB_Default | NECB_Default | NECB_Default | NECB_Default | NECB_Default | NECB_Default | NECB_Default | NECB_Default | NECB_Default | NECB_Default | NECB_Default | NECB_Default | NECB_Default | NECB_Default | NECB_Default | NECB_Default | NECB_Default | NECB_Default | NECB_Default | NECB_Default | NECB_Default | NECB_Default | NECB_Default | NECB_Default | NECB_Default | NECB_Default | NECB_Default | NECB_Default | NECB_Default | NECB_Default | NECB_Default | NECB_Default | NECB_Default | NECB_Default | NECB_Default | NECB_Default | NECB_Default | NECB_Default | NECB_Default | NECB_Default | NECB_Default | NECB_Default | NECB_Default | NECB_Default | aws_batch | 834599497928 | btap_private_cli |  | TRUE | TRUE |  |  | 152.1504 | 26.4557 | 161.2704 | 208.62 | 2293.99 | 3471.0086 | 7.1 | RetailStandalone |  |  | 1 | RetailStandalone | 1 |  | 1 | BTAPPRE1980 | 0.24821 | 13984.1807 | 0.37074 | 16.9228 | 105.4935 | 5.2467 | 311.0045 | 182.9708 | MONTREAL | QUEBEC | 0.3907 | 0 | 0 | 0.3907 | 24.8831 | 0 | 0 | 24.8831 | 0 | 0.05221 | 0 | 0 | 1.0054 | 0.10418 | 0 | 0.58058 | 0.030964 | 0.22339 | 0 | 0 | 1.0054 | 0.014063 | 174.9922 | 0 | 7.1 | 0.678 | [5 empty] | 0.267 | 0.823 | 2.95 | 2.95 | 1 | Montreal-Trudeau Intl AP | CAN | 323 | 4090 | 45.471 | -73.741 | 6 | 4400 | QC | CAN_QC_Montreal-Trudeau.Intl.AP.716270_CWEC2016.epw | 1.0054 | 26.4557 | 152.1504 | 7.9427 | 17.6596 | FALSE | FALSE | FALSE | FALSE | 9.6746 | 11.5118 | 0 | 0.088263 | 0.0012891 | 32.26 | 0 | 68.4695 | 0.41833 | 0.0061097 | 152.9 | 0 | 1.0054 | 317.67 | 315.17 | 2.17 | 2.17 |  | https://s3.console.aws.amazon.com/s3/buckets/834599497928?region=ca-central-1&prefix=phylroy.lopez/reference/reference/output/960daf1d-1d8a-49c3-ba3e-8525c0764da2/ | 1.0.002
158 |  | TRUE | 73 | 0 | 0 | 131.9983 |  |  |  | 0.1 | 2021-09-22 20:06:03 +0000 | 438c2ebff | 0.2.14 | :adv_dx_units: NECB_Default :airloop_economizer_type: NECB_Default :algorithm_type: parametric :analysis_id: reference :analysis_name: reference :boiler_eff: NECB_Default :btap_batch_version: 1.0.002 :building_type: Warehouse :chiller_type: NECB_Default :compute_environment: aws_batch :datapoint_id: 065d8478-3711-4a9c-98d4-54d46f057519 :daylighting_type: NECB_Default :dcv_type: NECB_Default :door_construction_cond: NECB_Default :ecm_system_name: NECB_Default :electrical_loads_scale: NECB_Default :enable_costing: true :epw_file: CAN_NS_Halifax.Dockyard.713280_CWEC2016.epw :erv_package: NECB_Default :ext_floor_cond: NECB_Default :ext_roof_cond: NECB_Default :ext_wall_cond: NECB_Default :fdwr_set: NECB_Default :fixed_wind_solar_trans: NECB_Default :fixed_window_cond: NECB_Default :furnace_eff: NECB_Default :glass_door_cond: NECB_Default :glass_door_solar_trans: NECB_Default :ground_floor_cond: NECB_Default :ground_roof_cond: NECB_Default :ground_wall_cond: NECB_Default :image_name: btap_private_cli :infiltration_scale: NECB_Default :lights_scale: NECB_Default :lights_type: NECB_Default :nv_delta_temp_in_out: NECB_Default :nv_opening_fraction: NECB_Default :nv_temp_out_min: NECB_Default :nv_type: NECB_Default :oa_scale: NECB_Default :occupancy_loads_scale: NECB_Default :output_meters: [] :output_variables: [] :overhead_door_cond: NECB_Default :primary_heating_fuel: NaturalGas :pv_ground_azimuth_angle: NECB_Default :pv_ground_module_description: NECB_Default :pv_ground_tilt_angle: NECB_Default :pv_ground_total_area_pv_panels_m2: NECB_Default :pv_ground_type: NECB_Default :rotation_degrees: NECB_Default :run_annual_simulation: true :s3_bucket: '834599497928' :scale_x: NECB_Default :scale_y: NECB_Default :scale_z: NECB_Default :shw_eff: NECB_Default :skylight_cond: NECB_Default :skylight_solar_trans: NECB_Default :srr_set: NECB_Default :template: NECB2017 | reference | reference | 065d8478-3711-4a9c-98d4-54d46f057519 | NECB2017 | Warehouse | NaturalGas | Natural Gas | CAN_NS_Halifax.Dockyard.713280_CWEC2016.epw | parametric |  | NECB_Default | NECB_Default | NECB_Default | NECB_Default | NECB_Default | NECB_Default | NECB_Default | NECB_Default | NECB_Default | NECB_Default | NECB_Default | NECB_Default | NECB_Default | NECB_Default | NECB_Default | NECB_Default | NECB_Default | NECB_Default | NECB_Default | NECB_Default | NECB_Default | NECB_Default | NECB_Default | NECB_Default | NECB_Default | NECB_Default | NECB_Default | NECB_Default | NECB_Default | NECB_Default | NECB_Default | NECB_Default | NECB_Default | NECB_Default | NECB_Default | NECB_Default | NECB_Default | NECB_Default | NECB_Default | NECB_Default | NECB_Default | NECB_Default | NECB_Default | NECB_Default | NECB_Default | aws_batch | 834599497928 | btap_private_cli |  | TRUE | TRUE |  |  | 110.443 | 17.0281 | 35.8057 | 73.8616 | 4835.13 | 7095.2421 | 40 | Warehouse |  |  | 2 | Warehouse | 1 |  | 1 | NECB2017 | 0.18734 | 37873.9042 | 207.4958 | 33.0934 | 64.9033 | 3.0035 | 395.7945 | 87.2985 | HALIFAX | NOVA SCOTIA | 33.5021 | 8.6296 | 0 | 42.1317 | 6.5704 | 2.1782 | 0 | 8.7486 | 0 | 0.021182 | 0 | 0 | 0.16521 | 0.068743 | 0.0011251 | 0.16101 | 0.017578 | 0.05403 | 0.17342 | 0.0025542 | 0.33863 | 0.012411 | 28.86 | 110.4474 | 40 | 0.757 | [5 empty] | 0.156 | 0.247 | 1.9 | 1.9 | 2 | Halifax Dockyard | CAN | 112 | 3647 | 44.655 | -63.577 | 6 | 4000 | NS | CAN_NS_Halifax.Dockyard.713280_CWEC2016.epw | 0.33863 | 17.0281 | 110.443 | 7.1131 | 16.3126 | TRUE | FALSE | FALSE | FALSE | 4.5017 | 3.3109 | 0 | 0 | 0 | 0 | 60.01 | 71.7905 | 0.64331 | 0.0089609 | 235.13 | 0 | 0.33863 | 6.83 | 2.33 | 14.67 | 13.5 |  | https://s3.console.aws.amazon.com/s3/buckets/834599497928?region=ca-central-1&prefix=phylroy.lopez/reference/reference/output/065d8478-3711-4a9c-98d4-54d46f057519/ | 1.0.002
159 |  | TRUE | 200 | 0 | 0 | 665.1284 |  |  |  | 0.1 | 2021-09-22 20:06:16 +0000 | 438c2ebff | 0.2.14 | :adv_dx_units: NECB_Default :airloop_economizer_type: NECB_Default :algorithm_type: parametric :analysis_id: reference :analysis_name: reference :boiler_eff: NECB_Default :btap_batch_version: 1.0.002 :building_type: MediumOffice :chiller_type: NECB_Default :compute_environment: aws_batch :datapoint_id: e49310d9-0569-401c-a534-3969c0439739 :daylighting_type: NECB_Default :dcv_type: NECB_Default :door_construction_cond: NECB_Default :ecm_system_name: NECB_Default :electrical_loads_scale: NECB_Default :enable_costing: true :epw_file: CAN_YT_Whitehorse.Intl.AP.719640_CWEC2016.epw :erv_package: NECB_Default :ext_floor_cond: NECB_Default :ext_roof_cond: NECB_Default :ext_wall_cond: NECB_Default :fdwr_set: NECB_Default :fixed_wind_solar_trans: NECB_Default :fixed_window_cond: NECB_Default :furnace_eff: NECB_Default :glass_door_cond: NECB_Default :glass_door_solar_trans: NECB_Default :ground_floor_cond: NECB_Default :ground_roof_cond: NECB_Default :ground_wall_cond: NECB_Default :image_name: btap_private_cli :infiltration_scale: NECB_Default :lights_scale: NECB_Default :lights_type: NECB_Default :nv_delta_temp_in_out: NECB_Default :nv_opening_fraction: NECB_Default :nv_temp_out_min: NECB_Default :nv_type: NECB_Default :oa_scale: NECB_Default :occupancy_loads_scale: NECB_Default :output_meters: [] :output_variables: [] :overhead_door_cond: NECB_Default :primary_heating_fuel: Electricity :pv_ground_azimuth_angle: NECB_Default :pv_ground_module_description: NECB_Default :pv_ground_tilt_angle: NECB_Default :pv_ground_total_area_pv_panels_m2: NECB_Default :pv_ground_type: NECB_Default :rotation_degrees: NECB_Default :run_annual_simulation: true :s3_bucket: '834599497928' :scale_x: NECB_Default :scale_y: NECB_Default :scale_z: NECB_Default :shw_eff: NECB_Default :skylight_cond: NECB_Default :skylight_solar_trans: NECB_Default :srr_set: NECB_Default :template: BTAPPRE1980 | reference | reference | e49310d9-0569-401c-a534-3969c0439739 | BTAPPRE1980 | MediumOffice | Electricity | Electricity | CAN_YT_Whitehorse.Intl.AP.719640_CWEC2016.epw | parametric |  | NECB_Default | NECB_Default | NECB_Default | NECB_Default | NECB_Default | NECB_Default | NECB_Default | NECB_Default | NECB_Default | NECB_Default | NECB_Default | NECB_Default | NECB_Default | NECB_Default | NECB_Default | NECB_Default | NECB_Default | NECB_Default | NECB_Default | NECB_Default | NECB_Default | NECB_Default | NECB_Default | NECB_Default | NECB_Default | NECB_Default | NECB_Default | NECB_Default | NECB_Default | NECB_Default | NECB_Default | NECB_Default | NECB_Default | NECB_Default | NECB_Default | NECB_Default | NECB_Default | NECB_Default | NECB_Default | NECB_Default | NECB_Default | NECB_Default | NECB_Default | NECB_Default | NECB_Default | aws_batch | 834599497928 | btap_private_cli |  | TRUE | TRUE |  |  | 61.3611 | 11.6922 | 71.4802 | 102.7488 | 4982.19 | 3638.3973 | 33 | MediumOffice |  |  | 0 | MediumOffice | 3 |  | 3 | BTAPPRE1980 | 0.1843 | 19741.4134 | 0.80374 | 47.7156 | 63.2389 | 11.6496 | 282.9064 | 159.4987 | WHITEHORSE | YUKON | 9.1178 | 0 | 0 | 9.1178 | 20.8809 | 0 | 0 | 20.8809 | 0 | 0.0042672 | 0 | 0 | 0.58621 | 0.055939 | 0 | 0.25733 | 0.099954 | 0.11619 | 0 | 0.0021055 | 0.58621 | 0.050255 | 83.1808 | 0 | 33 | 0.678 | [5 empty] | 0.227 | 0.772 | 2.95 |  | 0 | Whitehorse Intl AP | CAN | 5 | 6491 | 60.709 | -135.069 | 7b | 6580 | YT | CAN_YT_Whitehorse.Intl.AP.719640_CWEC2016.epw | 0.58621 | 11.6922 | 61.3611 | 16.1384 | 12.8111 | TRUE | FALSE | FALSE | FALSE | 7.8055 | 16.8781 | 0 | 0.68503 | 0.0027472 | 250.38 | 0 | 249.3589 | 2.9448 | 0.011809 | 1076.31 | 0.00017864 | 0.58621 | 44.17 | 35.5 | 0.67 | 0.67 |  | https://s3.console.aws.amazon.com/s3/buckets/834599497928?region=ca-central-1&prefix=phylroy.lopez/reference/reference/output/e49310d9-0569-401c-a534-3969c0439739/ | 1.0.002
160 |  | TRUE | 67 | 0 | 0 | 132.5023 |  |  |  | 0.1 | 2021-09-22 20:06:36 +0000 | 438c2ebff | 0.2.14 | :adv_dx_units: NECB_Default :airloop_economizer_type: NECB_Default :algorithm_type: parametric :analysis_id: reference :analysis_name: reference :boiler_eff: NECB_Default :btap_batch_version: 1.0.002 :building_type: Warehouse :chiller_type: NECB_Default :compute_environment: aws_batch :datapoint_id: bcf1ef65-36e3-4dd1-b991-dc04f8a1b6ef :daylighting_type: NECB_Default :dcv_type: NECB_Default :door_construction_cond: NECB_Default :ecm_system_name: NECB_Default :electrical_loads_scale: NECB_Default :enable_costing: true :epw_file: CAN_BC_Vancouver.Intl.AP.718920_CWEC2016.epw :erv_package: NECB_Default :ext_floor_cond: NECB_Default :ext_roof_cond: NECB_Default :ext_wall_cond: NECB_Default :fdwr_set: NECB_Default :fixed_wind_solar_trans: NECB_Default :fixed_window_cond: NECB_Default :furnace_eff: NECB_Default :glass_door_cond: NECB_Default :glass_door_solar_trans: NECB_Default :ground_floor_cond: NECB_Default :ground_roof_cond: NECB_Default :ground_wall_cond: NECB_Default :image_name: btap_private_cli :infiltration_scale: NECB_Default :lights_scale: NECB_Default :lights_type: NECB_Default :nv_delta_temp_in_out: NECB_Default :nv_opening_fraction: NECB_Default :nv_temp_out_min: NECB_Default :nv_type: NECB_Default :oa_scale: NECB_Default :occupancy_loads_scale: NECB_Default :output_meters: [] :output_variables: [] :overhead_door_cond: NECB_Default :primary_heating_fuel: Electricity :pv_ground_azimuth_angle: NECB_Default :pv_ground_module_description: NECB_Default :pv_ground_tilt_angle: NECB_Default :pv_ground_total_area_pv_panels_m2: NECB_Default :pv_ground_type: NECB_Default :rotation_degrees: NECB_Default :run_annual_simulation: true :s3_bucket: '834599497928' :scale_x: NECB_Default :scale_y: NECB_Default :scale_z: NECB_Default :shw_eff: NECB_Default :skylight_cond: NECB_Default :skylight_solar_trans: NECB_Default :srr_set: NECB_Default :template: NECB2017 | reference | reference | bcf1ef65-36e3-4dd1-b991-dc04f8a1b6ef | NECB2017 | Warehouse | Electricity | Electricity | CAN_BC_Vancouver.Intl.AP.718920_CWEC2016.epw | parametric |  | NECB_Default | NECB_Default | NECB_Default | NECB_Default | NECB_Default | NECB_Default | NECB_Default | NECB_Default | NECB_Default | NECB_Default | NECB_Default | NECB_Default | NECB_Default | NECB_Default | NECB_Default | NECB_Default | NECB_Default | NECB_Default | NECB_Default | NECB_Default | NECB_Default | NECB_Default | NECB_Default | NECB_Default | NECB_Default | NECB_Default | NECB_Default | NECB_Default | NECB_Default | NECB_Default | NECB_Default | NECB_Default | NECB_Default | NECB_Default | NECB_Default | NECB_Default | NECB_Default | NECB_Default | NECB_Default | NECB_Default | NECB_Default | NECB_Default | NECB_Default | NECB_Default | NECB_Default | aws_batch | 834599497928 | btap_private_cli |  | TRUE | TRUE |  |  | 88.6139 | 16.6976 | 32.068 | 59.548 | 4835.13 | 7095.2421 | 40 | Warehouse |  |  | 2 | Warehouse | 1 |  | 1 | NECB2017 | 0.18734 | 37873.9042 | 206.5563 | 10.446 | 59.1758 | 2.7362 | 379.1161 | 100.2018 | VANCOUVER | BRITISH COLUMBIA | 0.81046 | 0 | 0 | 0.81046 | 8.0932 | 0 | 0 | 8.0932 | 0 | 0.019793 | 0 | 0 | 0.28598 | 0.069479 | 0 | 0.11544 | 0.017578 | 0.05403 | 0 | 2.0682e-06 | 0.28598 | 0.0096543 | 94.9581 | 0 | 40 | 0.757 | [5 empty] | 0.193 | 0.315 | 2.1 | 2.1 | 2 | Vancouver Intl AP | CAN | 42 | 2797 | 49.195 | -123.184 | 4 | 2800 | BC | CAN_BC_Vancouver.Intl.AP.718920_CWEC2016.epw | 0.28598 | 16.6976 | 88.6139 | 5.7542 | 17.8779 | TRUE | FALSE | FALSE | FALSE | 7.191 | 3.8568 | 0 | 0.12772 | 0.001779 | 46.68 | 0 | 71.7905 | 0.64331 | 0.0089609 | 235.13 | 0 | 0.28598 | 15.67 | 10.5 | 7 | 5.83 |  | https://s3.console.aws.amazon.com/s3/buckets/834599497928?region=ca-central-1&prefix=phylroy.lopez/reference/reference/output/bcf1ef65-36e3-4dd1-b991-dc04f8a1b6ef/ | 1.0.002
161 |  | TRUE | 181 | 0 | 0 | 665.1527 |  |  |  | 0.1 | 2021-09-22 20:06:18 +0000 | 438c2ebff | 0.2.14 | :adv_dx_units: NECB_Default :airloop_economizer_type: NECB_Default :algorithm_type: parametric :analysis_id: reference :analysis_name: reference :boiler_eff: NECB_Default :btap_batch_version: 1.0.002 :building_type: MediumOffice :chiller_type: NECB_Default :compute_environment: aws_batch :datapoint_id: 95fda250-c237-426d-a8c4-3e0a4fde352c :daylighting_type: NECB_Default :dcv_type: NECB_Default :door_construction_cond: NECB_Default :ecm_system_name: NECB_Default :electrical_loads_scale: NECB_Default :enable_costing: true :epw_file: CAN_AB_Edmonton.Intl.AP.711230_CWEC2016.epw :erv_package: NECB_Default :ext_floor_cond: NECB_Default :ext_roof_cond: NECB_Default :ext_wall_cond: NECB_Default :fdwr_set: NECB_Default :fixed_wind_solar_trans: NECB_Default :fixed_window_cond: NECB_Default :furnace_eff: NECB_Default :glass_door_cond: NECB_Default :glass_door_solar_trans: NECB_Default :ground_floor_cond: NECB_Default :ground_roof_cond: NECB_Default :ground_wall_cond: NECB_Default :image_name: btap_private_cli :infiltration_scale: NECB_Default :lights_scale: NECB_Default :lights_type: NECB_Default :nv_delta_temp_in_out: NECB_Default :nv_opening_fraction: NECB_Default :nv_temp_out_min: NECB_Default :nv_type: NECB_Default :oa_scale: NECB_Default :occupancy_loads_scale: NECB_Default :output_meters: [] :output_variables: [] :overhead_door_cond: NECB_Default :primary_heating_fuel: NaturalGas :pv_ground_azimuth_angle: NECB_Default :pv_ground_module_description: NECB_Default :pv_ground_tilt_angle: NECB_Default :pv_ground_total_area_pv_panels_m2: NECB_Default :pv_ground_type: NECB_Default :rotation_degrees: NECB_Default :run_annual_simulation: true :s3_bucket: '834599497928' :scale_x: NECB_Default :scale_y: NECB_Default :scale_z: NECB_Default :shw_eff: NECB_Default :skylight_cond: NECB_Default :skylight_solar_trans: NECB_Default :srr_set: NECB_Default :template: NECB2011 | reference | reference | 95fda250-c237-426d-a8c4-3e0a4fde352c | NECB2011 | MediumOffice | NaturalGas | Natural Gas | CAN_AB_Edmonton.Intl.AP.711230_CWEC2016.epw | parametric |  | NECB_Default | NECB_Default | NECB_Default | NECB_Default | NECB_Default | NECB_Default | NECB_Default | NECB_Default | NECB_Default | NECB_Default | NECB_Default | NECB_Default | NECB_Default | NECB_Default | NECB_Default | NECB_Default | NECB_Default | NECB_Default | NECB_Default | NECB_Default | NECB_Default | NECB_Default | NECB_Default | NECB_Default | NECB_Default | NECB_Default | NECB_Default | NECB_Default | NECB_Default | NECB_Default | NECB_Default | NECB_Default | NECB_Default | NECB_Default | NECB_Default | NECB_Default | NECB_Default | NECB_Default | NECB_Default | NECB_Default | NECB_Default | NECB_Default | NECB_Default | NECB_Default | NECB_Default | aws_batch | 834599497928 | btap_private_cli |  | TRUE | TRUE |  |  | 86.1045 | 11.8648 | 41.1031 | 102.3485 | 4982.19 | 3638.3973 | 32.5 | MediumOffice |  |  | 0 | MediumOffice | 3 |  | 3 | NECB2011 | 0.1843 | 19741.4134 | 87.5729 | 84.3517 | 70.6807 | 3.4578 | 429.6793 | 183.6162 | EDMONTON | ALBERTA | 70.1832 | 13.4199 | 0 | 83.6031 | 6.6519 | 0.95739 | 0 | 7.6093 | 0 | 0.019495 | 0 | 0 | 0.31981 | 0.076193 | 0 | 0.20428 | 0.099954 | 0.11619 | 0.26594 | 0.0068243 | 0.58575 | 0.06166 | 37.9687 | 86.1164 | 32.5 | 0.757 | [5 empty] | 0.162 | 0.21 | 2.2 |  | 0 | Edmonton Intl AP | CAN | 23 | 5588 | 53.31 | -113.579 | 7a | 5120 | AB | CAN_AB_Edmonton.Intl.AP.711230_CWEC2016.epw | 0.58574 | 11.8648 | 86.1045 | 13.6016 | 16.5427 | TRUE | FALSE | FALSE | FALSE | 11.0857 | 15.6741 | 0 | 0 | 0 | 0 | 307.2 | 249.3589 | 2.9448 | 0.011809 | 1076.31 | 0.0011521 | 0.58575 | 12.67 | 10.17 | 18.17 | 18.17 |  | https://s3.console.aws.amazon.com/s3/buckets/834599497928?region=ca-central-1&prefix=phylroy.lopez/reference/reference/output/95fda250-c237-426d-a8c4-3e0a4fde352c/ | 1.0.002
162 |  | TRUE | 73 | 0 | 0 | 130.2112 |  |  |  | 0.1 | 2021-09-22 20:06:45 +0000 | 438c2ebff | 0.2.14 | :adv_dx_units: NECB_Default :airloop_economizer_type: NECB_Default :algorithm_type: parametric :analysis_id: reference :analysis_name: reference :boiler_eff: NECB_Default :btap_batch_version: 1.0.002 :building_type: Warehouse :chiller_type: NECB_Default :compute_environment: aws_batch :datapoint_id: a092124c-d034-4d73-b680-7b703fee1ea7 :daylighting_type: NECB_Default :dcv_type: NECB_Default :door_construction_cond: NECB_Default :ecm_system_name: NECB_Default :electrical_loads_scale: NECB_Default :enable_costing: true :epw_file: CAN_YT_Whitehorse.Intl.AP.719640_CWEC2016.epw :erv_package: NECB_Default :ext_floor_cond: NECB_Default :ext_roof_cond: NECB_Default :ext_wall_cond: NECB_Default :fdwr_set: NECB_Default :fixed_wind_solar_trans: NECB_Default :fixed_window_cond: NECB_Default :furnace_eff: NECB_Default :glass_door_cond: NECB_Default :glass_door_solar_trans: NECB_Default :ground_floor_cond: NECB_Default :ground_roof_cond: NECB_Default :ground_wall_cond: NECB_Default :image_name: btap_private_cli :infiltration_scale: NECB_Default :lights_scale: NECB_Default :lights_type: NECB_Default :nv_delta_temp_in_out: NECB_Default :nv_opening_fraction: NECB_Default :nv_temp_out_min: NECB_Default :nv_type: NECB_Default :oa_scale: NECB_Default :occupancy_loads_scale: NECB_Default :output_meters: [] :output_variables: [] :overhead_door_cond: NECB_Default :primary_heating_fuel: NaturalGas :pv_ground_azimuth_angle: NECB_Default :pv_ground_module_description: NECB_Default :pv_ground_tilt_angle: NECB_Default :pv_ground_total_area_pv_panels_m2: NECB_Default :pv_ground_type: NECB_Default :rotation_degrees: NECB_Default :run_annual_simulation: true :s3_bucket: '834599497928' :scale_x: NECB_Default :scale_y: NECB_Default :scale_z: NECB_Default :shw_eff: NECB_Default :skylight_cond: NECB_Default :skylight_solar_trans: NECB_Default :srr_set: NECB_Default :template: NECB2017 | reference | reference | a092124c-d034-4d73-b680-7b703fee1ea7 | NECB2017 | Warehouse | NaturalGas | Natural Gas | CAN_YT_Whitehorse.Intl.AP.719640_CWEC2016.epw | parametric |  | NECB_Default | NECB_Default | NECB_Default | NECB_Default | NECB_Default | NECB_Default | NECB_Default | NECB_Default | NECB_Default | NECB_Default | NECB_Default | NECB_Default | NECB_Default | NECB_Default | NECB_Default | NECB_Default | NECB_Default | NECB_Default | NECB_Default | NECB_Default | NECB_Default | NECB_Default | NECB_Default | NECB_Default | NECB_Default | NECB_Default | NECB_Default | NECB_Default | NECB_Default | NECB_Default | NECB_Default | NECB_Default | NECB_Default | NECB_Default | NECB_Default | NECB_Default | NECB_Default | NECB_Default | NECB_Default | NECB_Default | NECB_Default | NECB_Default | NECB_Default | NECB_Default | NECB_Default | aws_batch | 834599497928 | btap_private_cli |  | TRUE | TRUE |  |  | 107.4647 | 12.6857 | 61.5714 | 98.8115 | 4835.13 | 7095.2421 | 22.8 | Warehouse |  |  | 2 | Warehouse | 1 |  | 1 | NECB2017 | 0.18734 | 37873.9042 | 173.4413 | 29.4423 | 57.1962 | 2.8162 | 335.9659 | 73.0699 | WHITEHORSE | YUKON | 2.0784 | 14.6792 | 0 | 16.7576 | 4.7599 | 2.6756 | 0 | 7.4355 | 0 | 0.0051664 | 0 | 0 | 0.13363 | 0.052576 | 0.0012988 | 0.28084 | 0.017578 | 0.05403 | 0.295 | 0.0029844 | 0.42863 | 0.014155 | 23.1521 | 107.8957 | 22.8 | 0.757 | [5 empty] | 0.138 | 0.21 | 1.9 | 1.9 | 2 | Whitehorse Intl AP | CAN | 5 | 6491 | 60.709 | -135.069 | 7b | 6580 | YT | CAN_YT_Whitehorse.Intl.AP.719640_CWEC2016.epw | 0.42863 | 12.6857 | 107.4647 | 7.6017 | 13.1023 | TRUE | FALSE | FALSE | FALSE | 4.4827 | 15.109 | 0 | 0 | 0 | 0 | 68.44 | 71.7905 | 0.64331 | 0.0089609 | 235.13 | 0 | 0.42863 | 4.33 | 2.5 | 25.17 | 25 |  | https://s3.console.aws.amazon.com/s3/buckets/834599497928?region=ca-central-1&prefix=phylroy.lopez/reference/reference/output/a092124c-d034-4d73-b680-7b703fee1ea7/ | 1.0.002
163 |  | TRUE | 182 | 0 | 0 | 663.0845 |  |  |  | 0.1 | 2021-09-22 20:05:48 +0000 | 438c2ebff | 0.2.14 | :adv_dx_units: NECB_Default :airloop_economizer_type: NECB_Default :algorithm_type: parametric :analysis_id: reference :analysis_name: reference :boiler_eff: NECB_Default :btap_batch_version: 1.0.002 :building_type: MediumOffice :chiller_type: NECB_Default :compute_environment: aws_batch :datapoint_id: 43cddd44-fb38-4a97-8533-d587d85350f6 :daylighting_type: NECB_Default :dcv_type: NECB_Default :door_construction_cond: NECB_Default :ecm_system_name: NECB_Default :electrical_loads_scale: NECB_Default :enable_costing: true :epw_file: CAN_AB_Edmonton.Intl.AP.711230_CWEC2016.epw :erv_package: NECB_Default :ext_floor_cond: NECB_Default :ext_roof_cond: NECB_Default :ext_wall_cond: NECB_Default :fdwr_set: NECB_Default :fixed_wind_solar_trans: NECB_Default :fixed_window_cond: NECB_Default :furnace_eff: NECB_Default :glass_door_cond: NECB_Default :glass_door_solar_trans: NECB_Default :ground_floor_cond: NECB_Default :ground_roof_cond: NECB_Default :ground_wall_cond: NECB_Default :image_name: btap_private_cli :infiltration_scale: NECB_Default :lights_scale: NECB_Default :lights_type: NECB_Default :nv_delta_temp_in_out: NECB_Default :nv_opening_fraction: NECB_Default :nv_temp_out_min: NECB_Default :nv_type: NECB_Default :oa_scale: NECB_Default :occupancy_loads_scale: NECB_Default :output_meters: [] :output_variables: [] :overhead_door_cond: NECB_Default :primary_heating_fuel: Electricity :pv_ground_azimuth_angle: NECB_Default :pv_ground_module_description: NECB_Default :pv_ground_tilt_angle: NECB_Default :pv_ground_total_area_pv_panels_m2: NECB_Default :pv_ground_type: NECB_Default :rotation_degrees: NECB_Default :run_annual_simulation: true :s3_bucket: '834599497928' :scale_x: NECB_Default :scale_y: NECB_Default :scale_z: NECB_Default :shw_eff: NECB_Default :skylight_cond: NECB_Default :skylight_solar_trans: NECB_Default :srr_set: NECB_Default :template: NECB2015 | reference | reference | 43cddd44-fb38-4a97-8533-d587d85350f6 | NECB2015 | MediumOffice | Electricity | Electricity | CAN_AB_Edmonton.Intl.AP.711230_CWEC2016.epw | parametric |  | NECB_Default | NECB_Default | NECB_Default | NECB_Default | NECB_Default | NECB_Default | NECB_Default | NECB_Default | NECB_Default | NECB_Default | NECB_Default | NECB_Default | NECB_Default | NECB_Default | NECB_Default | NECB_Default | NECB_Default | NECB_Default | NECB_Default | NECB_Default | NECB_Default | NECB_Default | NECB_Default | NECB_Default | NECB_Default | NECB_Default | NECB_Default | NECB_Default | NECB_Default | NECB_Default | NECB_Default | NECB_Default | NECB_Default | NECB_Default | NECB_Default | NECB_Default | NECB_Default | NECB_Default | NECB_Default | NECB_Default | NECB_Default | NECB_Default | NECB_Default | NECB_Default | NECB_Default | aws_batch | 834599497928 | btap_private_cli |  | TRUE | TRUE |  |  | 49.3563 | 11.7442 | 41.5184 | 83.2253 | 4982.19 | 3638.3973 | 32.5 | MediumOffice |  |  | 0 | MediumOffice | 3 |  | 3 | NECB2015 | 0.1843 | 19741.4134 | 87.5729 | 52.757 | 70.6807 | 11.8015 | 397.9129 | 175.1008 | EDMONTON | ALBERTA | 111.4817 | 0 | 0 | 111.4817 | 10.5661 | 0 | 0 | 10.5661 | 0 | 0.019415 | 0 | 0 | 0.50799 | 0.074816 | 0 | 0.14947 | 0.09999 | 0.10739 | 0 | 0.0080888 | 0.50799 | 0.047824 | 69.8991 | 0 | 32.5 | 0.757 | [5 empty] | 0.162 | 0.21 | 2.2 |  | 0 | Edmonton Intl AP | CAN | 23 | 5588 | 53.31 | -113.579 | 7a | 5120 | AB | CAN_AB_Edmonton.Intl.AP.711230_CWEC2016.epw | 0.50799 | 11.7442 | 49.3563 | 13.6016 | 16.5427 | TRUE | FALSE | FALSE | FALSE | 11.0844 | 15.6717 | 0 | 0.6519 | 0.0026156 | 238.27 | 0 | 249.2341 | 2.9075 | 0.011666 | 1062.69 | 0.00099354 | 0.50799 | 11.83 | 9.67 | 15.33 | 15.33 |  | https://s3.console.aws.amazon.com/s3/buckets/834599497928?region=ca-central-1&prefix=phylroy.lopez/reference/reference/output/43cddd44-fb38-4a97-8533-d587d85350f6/ | 1.0.002
164 |  | TRUE | 198 | 0 | 0 | 666.151 |  |  |  | 0.1 | 2021-09-22 20:06:04 +0000 | 438c2ebff | 0.2.14 | :adv_dx_units: NECB_Default :airloop_economizer_type: NECB_Default :algorithm_type: parametric :analysis_id: reference :analysis_name: reference :boiler_eff: NECB_Default :btap_batch_version: 1.0.002 :building_type: MediumOffice :chiller_type: NECB_Default :compute_environment: aws_batch :datapoint_id: a87457aa-4035-419b-a04f-e651c60a8536 :daylighting_type: NECB_Default :dcv_type: NECB_Default :door_construction_cond: NECB_Default :ecm_system_name: NECB_Default :electrical_loads_scale: NECB_Default :enable_costing: true :epw_file: CAN_AB_Calgary.Intl.AP.718770_CWEC2016.epw :erv_package: NECB_Default :ext_floor_cond: NECB_Default :ext_roof_cond: NECB_Default :ext_wall_cond: NECB_Default :fdwr_set: NECB_Default :fixed_wind_solar_trans: NECB_Default :fixed_window_cond: NECB_Default :furnace_eff: NECB_Default :glass_door_cond: NECB_Default :glass_door_solar_trans: NECB_Default :ground_floor_cond: NECB_Default :ground_roof_cond: NECB_Default :ground_wall_cond: NECB_Default :image_name: btap_private_cli :infiltration_scale: NECB_Default :lights_scale: NECB_Default :lights_type: NECB_Default :nv_delta_temp_in_out: NECB_Default :nv_opening_fraction: NECB_Default :nv_temp_out_min: NECB_Default :nv_type: NECB_Default :oa_scale: NECB_Default :occupancy_loads_scale: NECB_Default :output_meters: [] :output_variables: [] :overhead_door_cond: NECB_Default :primary_heating_fuel: Electricity :pv_ground_azimuth_angle: NECB_Default :pv_ground_module_description: NECB_Default :pv_ground_tilt_angle: NECB_Default :pv_ground_total_area_pv_panels_m2: NECB_Default :pv_ground_type: NECB_Default :rotation_degrees: NECB_Default :run_annual_simulation: true :s3_bucket: '834599497928' :scale_x: NECB_Default :scale_y: NECB_Default :scale_z: NECB_Default :shw_eff: NECB_Default :skylight_cond: NECB_Default :skylight_solar_trans: NECB_Default :srr_set: NECB_Default :template: BTAP1980TO2010 | reference | reference | a87457aa-4035-419b-a04f-e651c60a8536 | BTAP1980TO2010 | MediumOffice | Electricity | Electricity | CAN_AB_Calgary.Intl.AP.718770_CWEC2016.epw | parametric |  | NECB_Default | NECB_Default | NECB_Default | NECB_Default | NECB_Default | NECB_Default | NECB_Default | NECB_Default | NECB_Default | NECB_Default | NECB_Default | NECB_Default | NECB_Default | NECB_Default | NECB_Default | NECB_Default | NECB_Default | NECB_Default | NECB_Default | NECB_Default | NECB_Default | NECB_Default | NECB_Default | NECB_Default | NECB_Default | NECB_Default | NECB_Default | NECB_Default | NECB_Default | NECB_Default | NECB_Default | NECB_Default | NECB_Default | NECB_Default | NECB_Default | NECB_Default | NECB_Default | NECB_Default | NECB_Default | NECB_Default | NECB_Default | NECB_Default | NECB_Default | NECB_Default | NECB_Default | aws_batch | 834599497928 | btap_private_cli |  | TRUE | TRUE |  |  | 48.919 | 12.2129 | 36.02 | 69.8806 | 4982.19 | 3638.3973 | 33 | MediumOffice |  |  | 0 | MediumOffice | 3 |  | 3 | BTAP1980TO2010 | 0.1843 | 19741.4134 | 1.0722 | 50.8597 | 68.0384 | 11.8171 | 301.4248 | 169.6374 | CALGARY | ALBERTA | 102.7874 | 0 | 0 | 102.7874 | 9.7421 | 0 | 0 | 9.7421 | 0 | 0.012595 | 0 | 0 | 0.46837 | 0.058791 | 0 | 0.12967 | 0.099954 | 0.11619 | 0 | 0.0038417 | 0.46837 | 0.04667 | 70.8435 | 0 | 33 | 0.678 | [5 empty] | 0.227 | 0.346 | 2.95 |  | 0 | Calgary Intl AP | CAN | 64 | 4781 | 51.114 | -114.02 | 7a | 5000 | AB | CAN_AB_Calgary.Intl.AP.718770_CWEC2016.epw | 0.46837 | 12.2129 | 48.919 | 13.373 | 18.4865 | TRUE | FALSE | FALSE | FALSE | 12.0573 | 13.9121 | 0 | 0.63617 | 0.0025512 | 232.52 | 0 | 249.3589 | 2.9448 | 0.011809 | 1076.31 | 0.00066035 | 0.46837 | 29.5 | 25.17 | 0 | 0 |  | https://s3.console.aws.amazon.com/s3/buckets/834599497928?region=ca-central-1&prefix=phylroy.lopez/reference/reference/output/a87457aa-4035-419b-a04f-e651c60a8536/ | 1.0.002
165 |  | TRUE | 192 | 0 | 0 | 665.5944 |  |  |  | 0.1 | 2021-09-22 20:05:45 +0000 | 438c2ebff | 0.2.14 | :adv_dx_units: NECB_Default :airloop_economizer_type: NECB_Default :algorithm_type: parametric :analysis_id: reference :analysis_name: reference :boiler_eff: NECB_Default :btap_batch_version: 1.0.002 :building_type: MediumOffice :chiller_type: NECB_Default :compute_environment: aws_batch :datapoint_id: 33a91d75-d74f-48e2-93d1-77cc53902f34 :daylighting_type: NECB_Default :dcv_type: NECB_Default :door_construction_cond: NECB_Default :ecm_system_name: NECB_Default :electrical_loads_scale: NECB_Default :enable_costing: true :epw_file: CAN_ON_Toronto.Pearson.Intl.AP.716240_CWEC2016.epw :erv_package: NECB_Default :ext_floor_cond: NECB_Default :ext_roof_cond: NECB_Default :ext_wall_cond: NECB_Default :fdwr_set: NECB_Default :fixed_wind_solar_trans: NECB_Default :fixed_window_cond: NECB_Default :furnace_eff: NECB_Default :glass_door_cond: NECB_Default :glass_door_solar_trans: NECB_Default :ground_floor_cond: NECB_Default :ground_roof_cond: NECB_Default :ground_wall_cond: NECB_Default :image_name: btap_private_cli :infiltration_scale: NECB_Default :lights_scale: NECB_Default :lights_type: NECB_Default :nv_delta_temp_in_out: NECB_Default :nv_opening_fraction: NECB_Default :nv_temp_out_min: NECB_Default :nv_type: NECB_Default :oa_scale: NECB_Default :occupancy_loads_scale: NECB_Default :output_meters: [] :output_variables: [] :overhead_door_cond: NECB_Default :primary_heating_fuel: Electricity :pv_ground_azimuth_angle: NECB_Default :pv_ground_module_description: NECB_Default :pv_ground_tilt_angle: NECB_Default :pv_ground_total_area_pv_panels_m2: NECB_Default :pv_ground_type: NECB_Default :rotation_degrees: NECB_Default :run_annual_simulation: true :s3_bucket: '834599497928' :scale_x: NECB_Default :scale_y: NECB_Default :scale_z: NECB_Default :shw_eff: NECB_Default :skylight_cond: NECB_Default :skylight_solar_trans: NECB_Default :srr_set: NECB_Default :template: BTAP1980TO2010 | reference | reference | 33a91d75-d74f-48e2-93d1-77cc53902f34 | BTAP1980TO2010 | MediumOffice | Electricity | Electricity | CAN_ON_Toronto.Pearson.Intl.AP.716240_CWEC2016.epw | parametric |  | NECB_Default | NECB_Default | NECB_Default | NECB_Default | NECB_Default | NECB_Default | NECB_Default | NECB_Default | NECB_Default | NECB_Default | NECB_Default | NECB_Default | NECB_Default | NECB_Default | NECB_Default | NECB_Default | NECB_Default | NECB_Default | NECB_Default | NECB_Default | NECB_Default | NECB_Default | NECB_Default | NECB_Default | NECB_Default | NECB_Default | NECB_Default | NECB_Default | NECB_Default | NECB_Default | NECB_Default | NECB_Default | NECB_Default | NECB_Default | NECB_Default | NECB_Default | NECB_Default | NECB_Default | NECB_Default | NECB_Default | NECB_Default | NECB_Default | NECB_Default | NECB_Default | NECB_Default | aws_batch | 834599497928 | btap_private_cli |  | TRUE | TRUE |  |  | 50.4247 | 15.9112 | 44.8442 | 79.7106 | 4982.19 | 3638.3973 | 33 | MediumOffice |  |  | 0 | MediumOffice | 3 |  | 3 | BTAP1980TO2010 | 0.1843 | 19741.4134 | 1.2318 | 57.2656 | 71.3348 | 11.8539 | 307.363 | 165.677 | TORONTO | ONTARIO | 2.804 | 0 | 0 | 2.804 | 22.4658 | 0 | 0 | 22.4658 | 0 | 0.024389 | 0 | 0 | 0.50485 | 0.051552 | 0 | 0.16144 | 0.099954 | 0.11619 | 0 | 0.0066095 | 0.50485 | 0.042969 | 71.7042 | 0 | 33 | 0.678 | [5 empty] | 0.296 | 0.682 | 3.35 |  | 0 | Toronto Pearson Intl AP | CAN | 382 | 3615 | 43.677 | -79.631 | 5 | 3890 | ON | CAN_ON_Toronto.Pearson.Intl.AP.716240_CWEC2016.epw | 0.50485 | 15.9112 | 50.4247 | 16.3123 | 17.7277 | TRUE | FALSE | FALSE | FALSE | 12.6199 | 7.6584 | 0 | 0.58572 | 0.0023489 | 214.08 | 0 | 249.3589 | 2.9448 | 0.011809 | 1076.31 | 0.0017542 | 0.50485 | 67.33 | 60.17 | 0.17 | 0.17 |  | https://s3.console.aws.amazon.com/s3/buckets/834599497928?region=ca-central-1&prefix=phylroy.lopez/reference/reference/output/33a91d75-d74f-48e2-93d1-77cc53902f34/ | 1.0.002
166 |  | TRUE | 184 | 0 | 0 | 665.0169 |  |  |  | 0.1 | 2021-09-22 20:05:49 +0000 | 438c2ebff | 0.2.14 | :adv_dx_units: NECB_Default :airloop_economizer_type: NECB_Default :algorithm_type: parametric :analysis_id: reference :analysis_name: reference :boiler_eff: NECB_Default :btap_batch_version: 1.0.002 :building_type: MediumOffice :chiller_type: NECB_Default :compute_environment: aws_batch :datapoint_id: 298734cc-d132-4a94-bd8f-2dfa9a3ec005 :daylighting_type: NECB_Default :dcv_type: NECB_Default :door_construction_cond: NECB_Default :ecm_system_name: NECB_Default :electrical_loads_scale: NECB_Default :enable_costing: true :epw_file: CAN_ON_Toronto.Pearson.Intl.AP.716240_CWEC2016.epw :erv_package: NECB_Default :ext_floor_cond: NECB_Default :ext_roof_cond: NECB_Default :ext_wall_cond: NECB_Default :fdwr_set: NECB_Default :fixed_wind_solar_trans: NECB_Default :fixed_window_cond: NECB_Default :furnace_eff: NECB_Default :glass_door_cond: NECB_Default :glass_door_solar_trans: NECB_Default :ground_floor_cond: NECB_Default :ground_roof_cond: NECB_Default :ground_wall_cond: NECB_Default :image_name: btap_private_cli :infiltration_scale: NECB_Default :lights_scale: NECB_Default :lights_type: NECB_Default :nv_delta_temp_in_out: NECB_Default :nv_opening_fraction: NECB_Default :nv_temp_out_min: NECB_Default :nv_type: NECB_Default :oa_scale: NECB_Default :occupancy_loads_scale: NECB_Default :output_meters: [] :output_variables: [] :overhead_door_cond: NECB_Default :primary_heating_fuel: Electricity :pv_ground_azimuth_angle: NECB_Default :pv_ground_module_description: NECB_Default :pv_ground_tilt_angle: NECB_Default :pv_ground_total_area_pv_panels_m2: NECB_Default :pv_ground_type: NECB_Default :rotation_degrees: NECB_Default :run_annual_simulation: true :s3_bucket: '834599497928' :scale_x: NECB_Default :scale_y: NECB_Default :scale_z: NECB_Default :shw_eff: NECB_Default :skylight_cond: NECB_Default :skylight_solar_trans: NECB_Default :srr_set: NECB_Default :template: NECB2011 | reference | reference | 298734cc-d132-4a94-bd8f-2dfa9a3ec005 | NECB2011 | MediumOffice | Electricity | Electricity | CAN_ON_Toronto.Pearson.Intl.AP.716240_CWEC2016.epw | parametric |  | NECB_Default | NECB_Default | NECB_Default | NECB_Default | NECB_Default | NECB_Default | NECB_Default | NECB_Default | NECB_Default | NECB_Default | NECB_Default | NECB_Default | NECB_Default | NECB_Default | NECB_Default | NECB_Default | NECB_Default | NECB_Default | NECB_Default | NECB_Default | NECB_Default | NECB_Default | NECB_Default | NECB_Default | NECB_Default | NECB_Default | NECB_Default | NECB_Default | NECB_Default | NECB_Default | NECB_Default | NECB_Default | NECB_Default | NECB_Default | NECB_Default | NECB_Default | NECB_Default | NECB_Default | NECB_Default | NECB_Default | NECB_Default | NECB_Default | NECB_Default | NECB_Default | NECB_Default | aws_batch | 834599497928 | btap_private_cli |  | TRUE | TRUE |  |  | 54.1371 | 15.9229 | 36.8663 | 85.2035 | 4982.19 | 3638.3973 | 40 | MediumOffice |  |  | 0 | MediumOffice | 3 |  | 3 | NECB2011 | 0.1843 | 19741.4134 | 94.6626 | 61.498 | 71.3348 | 11.8539 | 426.3085 | 186.9592 | TORONTO | ONTARIO | 2.9219 | 0 | 0 | 2.9219 | 23.4102 | 0 | 0 | 23.4102 | 0 | 0.042774 | 0 | 0 | 0.52608 | 0.077014 | 0 | 0.13272 | 0.099954 | 0.11619 | 0 | 0.011254 | 0.52608 | 0.042971 | 67.3899 | 0 | 40 | 0.757 | [5 empty] | 0.183 | 0.278 | 2.2 |  | 0 | Toronto Pearson Intl AP | CAN | 382 | 3615 | 43.677 | -79.631 | 5 | 3890 | ON | CAN_ON_Toronto.Pearson.Intl.AP.716240_CWEC2016.epw | 0.52607 | 15.9229 | 54.1371 | 16.3123 | 17.7277 | TRUE | FALSE | FALSE | FALSE | 12.6199 | 7.6584 | 0 | 0.58575 | 0.002349 | 214.09 | 0 | 249.3589 | 2.9448 | 0.011809 | 1076.31 | 0.0032034 | 0.52608 | 181.33 | 173.33 | 12.83 | 12.83 |  | https://s3.console.aws.amazon.com/s3/buckets/834599497928?region=ca-central-1&prefix=phylroy.lopez/reference/reference/output/298734cc-d132-4a94-bd8f-2dfa9a3ec005/ | 1.0.002
167 |  | TRUE | 185 | 0 | 0 | 663.9533 |  |  |  | 0.1 | 2021-09-22 20:06:21 +0000 | 438c2ebff | 0.2.14 | :adv_dx_units: NECB_Default :airloop_economizer_type: NECB_Default :algorithm_type: parametric :analysis_id: reference :analysis_name: reference :boiler_eff: NECB_Default :btap_batch_version: 1.0.002 :building_type: MediumOffice :chiller_type: NECB_Default :compute_environment: aws_batch :datapoint_id: 7957fea7-e582-4bf5-bd15-89b478815bd8 :daylighting_type: NECB_Default :dcv_type: NECB_Default :door_construction_cond: NECB_Default :ecm_system_name: NECB_Default :electrical_loads_scale: NECB_Default :enable_costing: true :epw_file: CAN_BC_Vancouver.Intl.AP.718920_CWEC2016.epw :erv_package: NECB_Default :ext_floor_cond: NECB_Default :ext_roof_cond: NECB_Default :ext_wall_cond: NECB_Default :fdwr_set: NECB_Default :fixed_wind_solar_trans: NECB_Default :fixed_window_cond: NECB_Default :furnace_eff: NECB_Default :glass_door_cond: NECB_Default :glass_door_solar_trans: NECB_Default :ground_floor_cond: NECB_Default :ground_roof_cond: NECB_Default :ground_wall_cond: NECB_Default :image_name: btap_private_cli :infiltration_scale: NECB_Default :lights_scale: NECB_Default :lights_type: NECB_Default :nv_delta_temp_in_out: NECB_Default :nv_opening_fraction: NECB_Default :nv_temp_out_min: NECB_Default :nv_type: NECB_Default :oa_scale: NECB_Default :occupancy_loads_scale: NECB_Default :output_meters: [] :output_variables: [] :overhead_door_cond: NECB_Default :primary_heating_fuel: Electricity :pv_ground_azimuth_angle: NECB_Default :pv_ground_module_description: NECB_Default :pv_ground_tilt_angle: NECB_Default :pv_ground_total_area_pv_panels_m2: NECB_Default :pv_ground_type: NECB_Default :rotation_degrees: NECB_Default :run_annual_simulation: true :s3_bucket: '834599497928' :scale_x: NECB_Default :scale_y: NECB_Default :scale_z: NECB_Default :shw_eff: NECB_Default :skylight_cond: NECB_Default :skylight_solar_trans: NECB_Default :srr_set: NECB_Default :template: NECB2017 | reference | reference | 7957fea7-e582-4bf5-bd15-89b478815bd8 | NECB2017 | MediumOffice | Electricity | Electricity | CAN_BC_Vancouver.Intl.AP.718920_CWEC2016.epw | parametric |  | NECB_Default | NECB_Default | NECB_Default | NECB_Default | NECB_Default | NECB_Default | NECB_Default | NECB_Default | NECB_Default | NECB_Default | NECB_Default | NECB_Default | NECB_Default | NECB_Default | NECB_Default | NECB_Default | NECB_Default | NECB_Default | NECB_Default | NECB_Default | NECB_Default | NECB_Default | NECB_Default | NECB_Default | NECB_Default | NECB_Default | NECB_Default | NECB_Default | NECB_Default | NECB_Default | NECB_Default | NECB_Default | NECB_Default | NECB_Default | NECB_Default | NECB_Default | NECB_Default | NECB_Default | NECB_Default | NECB_Default | NECB_Default | NECB_Default | NECB_Default | NECB_Default | NECB_Default | aws_batch | 834599497928 | btap_private_cli |  | TRUE | TRUE |  |  | 42.98 | 11.9737 | 34.1422 | 70.8546 | 4982.19 | 3638.3973 | 40 | MediumOffice |  |  | 0 | MediumOffice | 3 |  | 3 | NECB2017 | 0.1843 | 19741.4134 | 82.104 | 49.873 | 63.3241 | 11.8007 | 367.9273 | 160.8254 | VANCOUVER | BRITISH COLUMBIA | 1.2594 | 0 | 0 | 1.2594 | 12.5763 | 0 | 0 | 12.5763 | 0 | 0.023 | 0 | 0 | 0.44439 | 0.056905 | 0 | 0.12291 | 0.09999 | 0.08811 | 0 | 0.011047 | 0.44439 | 0.041213 | 51.7373 | 0 | 40 | 0.757 | [5 empty] | 0.193 | 0.315 | 2.1 |  | 0 | Vancouver Intl AP | CAN | 42 | 2797 | 49.195 | -123.184 | 4 | 2800 | BC | CAN_BC_Vancouver.Intl.AP.718920_CWEC2016.epw | 0.44439 | 11.9737 | 42.98 | 13.4657 | 20.9238 | TRUE | FALSE | FALSE | FALSE | 10.3784 | 7.5695 | 0 | 0.56178 | 0.002254 | 205.33 | 0 | 249.2341 | 2.9075 | 0.011666 | 1062.69 | 0.0012163 | 0.44439 | 71.33 | 66.33 | 9 | 9 |  | https://s3.console.aws.amazon.com/s3/buckets/834599497928?region=ca-central-1&prefix=phylroy.lopez/reference/reference/output/7957fea7-e582-4bf5-bd15-89b478815bd8/ | 1.0.002
168 |  | TRUE | 183 | 0 | 0 | 664.1828 |  |  |  | 0.1 | 2021-09-22 20:06:14 +0000 | 438c2ebff | 0.2.14 | :adv_dx_units: NECB_Default :airloop_economizer_type: NECB_Default :algorithm_type: parametric :analysis_id: reference :analysis_name: reference :boiler_eff: NECB_Default :btap_batch_version: 1.0.002 :building_type: MediumOffice :chiller_type: NECB_Default :compute_environment: aws_batch :datapoint_id: 4ee99d86-c2af-4a27-8115-5357d2673b37 :daylighting_type: NECB_Default :dcv_type: NECB_Default :door_construction_cond: NECB_Default :ecm_system_name: NECB_Default :electrical_loads_scale: NECB_Default :enable_costing: true :epw_file: CAN_AB_Calgary.Intl.AP.718770_CWEC2016.epw :erv_package: NECB_Default :ext_floor_cond: NECB_Default :ext_roof_cond: NECB_Default :ext_wall_cond: NECB_Default :fdwr_set: NECB_Default :fixed_wind_solar_trans: NECB_Default :fixed_window_cond: NECB_Default :furnace_eff: NECB_Default :glass_door_cond: NECB_Default :glass_door_solar_trans: NECB_Default :ground_floor_cond: NECB_Default :ground_roof_cond: NECB_Default :ground_wall_cond: NECB_Default :image_name: btap_private_cli :infiltration_scale: NECB_Default :lights_scale: NECB_Default :lights_type: NECB_Default :nv_delta_temp_in_out: NECB_Default :nv_opening_fraction: NECB_Default :nv_temp_out_min: NECB_Default :nv_type: NECB_Default :oa_scale: NECB_Default :occupancy_loads_scale: NECB_Default :output_meters: [] :output_variables: [] :overhead_door_cond: NECB_Default :primary_heating_fuel: NaturalGas :pv_ground_azimuth_angle: NECB_Default :pv_ground_module_description: NECB_Default :pv_ground_tilt_angle: NECB_Default :pv_ground_total_area_pv_panels_m2: NECB_Default :pv_ground_type: NECB_Default :rotation_degrees: NECB_Default :run_annual_simulation: true :s3_bucket: '834599497928' :scale_x: NECB_Default :scale_y: NECB_Default :scale_z: NECB_Default :shw_eff: NECB_Default :skylight_cond: NECB_Default :skylight_solar_trans: NECB_Default :srr_set: NECB_Default :template: NECB2015 | reference | reference | 4ee99d86-c2af-4a27-8115-5357d2673b37 | NECB2015 | MediumOffice | NaturalGas | Natural Gas | CAN_AB_Calgary.Intl.AP.718770_CWEC2016.epw | parametric |  | NECB_Default | NECB_Default | NECB_Default | NECB_Default | NECB_Default | NECB_Default | NECB_Default | NECB_Default | NECB_Default | NECB_Default | NECB_Default | NECB_Default | NECB_Default | NECB_Default | NECB_Default | NECB_Default | NECB_Default | NECB_Default | NECB_Default | NECB_Default | NECB_Default | NECB_Default | NECB_Default | NECB_Default | NECB_Default | NECB_Default | NECB_Default | NECB_Default | NECB_Default | NECB_Default | NECB_Default | NECB_Default | NECB_Default | NECB_Default | NECB_Default | NECB_Default | NECB_Default | NECB_Default | NECB_Default | NECB_Default | NECB_Default | NECB_Default | NECB_Default | NECB_Default | NECB_Default | aws_batch | 834599497928 | btap_private_cli |  | TRUE | TRUE |  |  | 73.627 | 11.2741 | 36.3924 | 96.5478 | 4982.19 | 3638.3973 | 33.3 | MediumOffice |  |  | 0 | MediumOffice | 3 |  | 3 | NECB2015 | 0.1843 | 19741.4134 | 89.3201 | 84.0473 | 68.0384 | 3.4563 | 430.7154 | 185.8533 | CALGARY | ALBERTA | 69.8476 | 11.9967 | 0 | 81.8443 | 6.6201 | 0.85586 | 0 | 7.476 | 0 | 0.021629 | 0 | 0 | 0.31827 | 0.079495 | 0 | 0.17893 | 0.09999 | 0.10739 | 0.23774 | 0.008709 | 0.55601 | 0.058809 | 38.2288 | 73.6388 | 33.3 | 0.757 | [5 empty] | 0.162 | 0.21 | 2.2 |  | 0 | Calgary Intl AP | CAN | 64 | 4781 | 51.114 | -114.02 | 7a | 5000 | AB | CAN_AB_Calgary.Intl.AP.718770_CWEC2016.epw | 0.55601 | 11.2741 | 73.627 | 13.373 | 18.4865 | TRUE | TRUE | FALSE | FALSE | 12.0559 | 13.9097 | 0 | 0 | 0 | 0 | 293 | 249.2341 | 2.9075 | 0.011666 | 1062.69 | 0.0010578 | 0.55601 | 49.67 | 47.17 | 15.33 | 15.17 |  | https://s3.console.aws.amazon.com/s3/buckets/834599497928?region=ca-central-1&prefix=phylroy.lopez/reference/reference/output/4ee99d86-c2af-4a27-8115-5357d2673b37/ | 1.0.002
169 |  | TRUE | 193 | 0 | 0 | 664.2444 |  |  |  | 0.1 | 2021-09-22 20:06:14 +0000 | 438c2ebff | 0.2.14 | :adv_dx_units: NECB_Default :airloop_economizer_type: NECB_Default :algorithm_type: parametric :analysis_id: reference :analysis_name: reference :boiler_eff: NECB_Default :btap_batch_version: 1.0.002 :building_type: MediumOffice :chiller_type: NECB_Default :compute_environment: aws_batch :datapoint_id: 540e19d1-4e55-4cbf-a714-605b3bb5aff7 :daylighting_type: NECB_Default :dcv_type: NECB_Default :door_construction_cond: NECB_Default :ecm_system_name: NECB_Default :electrical_loads_scale: NECB_Default :enable_costing: true :epw_file: CAN_QC_Montreal-Trudeau.Intl.AP.716270_CWEC2016.epw :erv_package: NECB_Default :ext_floor_cond: NECB_Default :ext_roof_cond: NECB_Default :ext_wall_cond: NECB_Default :fdwr_set: NECB_Default :fixed_wind_solar_trans: NECB_Default :fixed_window_cond: NECB_Default :furnace_eff: NECB_Default :glass_door_cond: NECB_Default :glass_door_solar_trans: NECB_Default :ground_floor_cond: NECB_Default :ground_roof_cond: NECB_Default :ground_wall_cond: NECB_Default :image_name: btap_private_cli :infiltration_scale: NECB_Default :lights_scale: NECB_Default :lights_type: NECB_Default :nv_delta_temp_in_out: NECB_Default :nv_opening_fraction: NECB_Default :nv_temp_out_min: NECB_Default :nv_type: NECB_Default :oa_scale: NECB_Default :occupancy_loads_scale: NECB_Default :output_meters: [] :output_variables: [] :overhead_door_cond: NECB_Default :primary_heating_fuel: Electricity :pv_ground_azimuth_angle: NECB_Default :pv_ground_module_description: NECB_Default :pv_ground_tilt_angle: NECB_Default :pv_ground_total_area_pv_panels_m2: NECB_Default :pv_ground_type: NECB_Default :rotation_degrees: NECB_Default :run_annual_simulation: true :s3_bucket: '834599497928' :scale_x: NECB_Default :scale_y: NECB_Default :scale_z: NECB_Default :shw_eff: NECB_Default :skylight_cond: NECB_Default :skylight_solar_trans: NECB_Default :srr_set: NECB_Default :template: NECB2017 | reference | reference | 540e19d1-4e55-4cbf-a714-605b3bb5aff7 | NECB2017 | MediumOffice | Electricity | Electricity | CAN_QC_Montreal-Trudeau.Intl.AP.716270_CWEC2016.epw | parametric |  | NECB_Default | NECB_Default | NECB_Default | NECB_Default | NECB_Default | NECB_Default | NECB_Default | NECB_Default | NECB_Default | NECB_Default | NECB_Default | NECB_Default | NECB_Default | NECB_Default | NECB_Default | NECB_Default | NECB_Default | NECB_Default | NECB_Default | NECB_Default | NECB_Default | NECB_Default | NECB_Default | NECB_Default | NECB_Default | NECB_Default | NECB_Default | NECB_Default | NECB_Default | NECB_Default | NECB_Default | NECB_Default | NECB_Default | NECB_Default | NECB_Default | NECB_Default | NECB_Default | NECB_Default | NECB_Default | NECB_Default | NECB_Default | NECB_Default | NECB_Default | NECB_Default | NECB_Default | aws_batch | 834599497928 | btap_private_cli |  | TRUE | TRUE |  |  | 56.3844 | 14.5642 | 37.4283 | 75.4984 | 4982.19 | 3638.3973 | 37.3 | MediumOffice |  |  | 0 | MediumOffice | 3 |  | 3 | NECB2017 | 0.1843 | 19741.4134 | 87.1911 | 59.176 | 64.9436 | 11.7818 | 391.9892 | 168.8967 | MONTREAL | QUEBEC | 0.18005 | 0 | 0 | 0.18005 | 11.4673 | 0 | 0 | 11.4673 | 0 | 0.033415 | 0 | 0 | 0.46332 | 0.047768 | 0.0011662 | 0.13474 | 0.09999 | 0.08811 | 0 | 0.012111 | 0.46332 | 0.043758 | 76.2073 | 0 | 37.3 | 0.757 | [5 empty] | 0.156 | 0.247 | 1.9 |  | 0 | Montreal-Trudeau Intl AP | CAN | 323 | 4090 | 45.471 | -73.741 | 6 | 4400 | QC | CAN_QC_Montreal-Trudeau.Intl.AP.716270_CWEC2016.epw | 0.46333 | 14.5642 | 56.3844 | 15.432 | 19.2902 | TRUE | FALSE | FALSE | FALSE | 12.5212 | 13.0372 | 0 | 0.59647 | 0.0023932 | 218.01 | 0 | 249.2341 | 2.9075 | 0.011666 | 1062.69 | 0.0022621 | 0.46332 | 125 | 115.5 | 11.67 | 11.67 |  | https://s3.console.aws.amazon.com/s3/buckets/834599497928?region=ca-central-1&prefix=phylroy.lopez/reference/reference/output/540e19d1-4e55-4cbf-a714-605b3bb5aff7/ | 1.0.002
170 |  | TRUE | 183 | 0 | 0 | 665.4518 |  |  |  | 0.1 | 2021-09-22 20:06:31 +0000 | 438c2ebff | 0.2.14 | :adv_dx_units: NECB_Default :airloop_economizer_type: NECB_Default :algorithm_type: parametric :analysis_id: reference :analysis_name: reference :boiler_eff: NECB_Default :btap_batch_version: 1.0.002 :building_type: MediumOffice :chiller_type: NECB_Default :compute_environment: aws_batch :datapoint_id: 144c2612-d6c2-4306-91a6-ebafae5f0818 :daylighting_type: NECB_Default :dcv_type: NECB_Default :door_construction_cond: NECB_Default :ecm_system_name: NECB_Default :electrical_loads_scale: NECB_Default :enable_costing: true :epw_file: CAN_AB_Calgary.Intl.AP.718770_CWEC2016.epw :erv_package: NECB_Default :ext_floor_cond: NECB_Default :ext_roof_cond: NECB_Default :ext_wall_cond: NECB_Default :fdwr_set: NECB_Default :fixed_wind_solar_trans: NECB_Default :fixed_window_cond: NECB_Default :furnace_eff: NECB_Default :glass_door_cond: NECB_Default :glass_door_solar_trans: NECB_Default :ground_floor_cond: NECB_Default :ground_roof_cond: NECB_Default :ground_wall_cond: NECB_Default :image_name: btap_private_cli :infiltration_scale: NECB_Default :lights_scale: NECB_Default :lights_type: NECB_Default :nv_delta_temp_in_out: NECB_Default :nv_opening_fraction: NECB_Default :nv_temp_out_min: NECB_Default :nv_type: NECB_Default :oa_scale: NECB_Default :occupancy_loads_scale: NECB_Default :output_meters: [] :output_variables: [] :overhead_door_cond: NECB_Default :primary_heating_fuel: NaturalGas :pv_ground_azimuth_angle: NECB_Default :pv_ground_module_description: NECB_Default :pv_ground_tilt_angle: NECB_Default :pv_ground_total_area_pv_panels_m2: NECB_Default :pv_ground_type: NECB_Default :rotation_degrees: NECB_Default :run_annual_simulation: true :s3_bucket: '834599497928' :scale_x: NECB_Default :scale_y: NECB_Default :scale_z: NECB_Default :shw_eff: NECB_Default :skylight_cond: NECB_Default :skylight_solar_trans: NECB_Default :srr_set: NECB_Default :template: NECB2011 | reference | reference | 144c2612-d6c2-4306-91a6-ebafae5f0818 | NECB2011 | MediumOffice | NaturalGas | Natural Gas | CAN_AB_Calgary.Intl.AP.718770_CWEC2016.epw | parametric |  | NECB_Default | NECB_Default | NECB_Default | NECB_Default | NECB_Default | NECB_Default | NECB_Default | NECB_Default | NECB_Default | NECB_Default | NECB_Default | NECB_Default | NECB_Default | NECB_Default | NECB_Default | NECB_Default | NECB_Default | NECB_Default | NECB_Default | NECB_Default | NECB_Default | NECB_Default | NECB_Default | NECB_Default | NECB_Default | NECB_Default | NECB_Default | NECB_Default | NECB_Default | NECB_Default | NECB_Default | NECB_Default | NECB_Default | NECB_Default | NECB_Default | NECB_Default | NECB_Default | NECB_Default | NECB_Default | NECB_Default | NECB_Default | NECB_Default | NECB_Default | NECB_Default | NECB_Default | aws_batch | 834599497928 | btap_private_cli |  | TRUE | TRUE |  |  | 77.7418 | 11.3951 | 35.933 | 95.9936 | 4982.19 | 3638.3973 | 33.3 | MediumOffice |  |  | 0 | MediumOffice | 3 |  | 3 | NECB2011 | 0.1843 | 19741.4134 | 89.3201 | 82.0602 | 68.0384 | 3.4563 | 430.1865 | 187.3115 | CALGARY | ALBERTA | 71.7324 | 11.9134 | 0 | 83.6458 | 6.7987 | 0.84991 | 0 | 7.6486 | 0 | 0.021727 | 0 | 0 | 0.32686 | 0.080804 | 0 | 0.17653 | 0.099954 | 0.11619 | 0.23608 | 0.0069608 | 0.56295 | 0.059552 | 38.5752 | 77.7537 | 33.3 | 0.757 | [5 empty] | 0.162 | 0.21 | 2.2 |  | 0 | Calgary Intl AP | CAN | 64 | 4781 | 51.114 | -114.02 | 7a | 5000 | AB | CAN_AB_Calgary.Intl.AP.718770_CWEC2016.epw | 0.56295 | 11.3951 | 77.7418 | 13.373 | 18.4865 | TRUE | TRUE | FALSE | FALSE | 12.0573 | 13.9121 | 0 | 0 | 0 | 0 | 296.7 | 249.3589 | 2.9448 | 0.011809 | 1076.31 | 0.0012304 | 0.56295 | 50.17 | 47.67 | 17.5 | 17.33 |  | https://s3.console.aws.amazon.com/s3/buckets/834599497928?region=ca-central-1&prefix=phylroy.lopez/reference/reference/output/144c2612-d6c2-4306-91a6-ebafae5f0818/ | 1.0.002
171 |  | TRUE | 186 | 4 | 0 | 666.1936 |  |  |  | 0.1 | 2021-09-22 20:06:23 +0000 | 438c2ebff | 0.2.14 | :adv_dx_units: NECB_Default :airloop_economizer_type: NECB_Default :algorithm_type: parametric :analysis_id: reference :analysis_name: reference :boiler_eff: NECB_Default :btap_batch_version: 1.0.002 :building_type: MediumOffice :chiller_type: NECB_Default :compute_environment: aws_batch :datapoint_id: 5ca773a0-32ca-4619-aedc-a0fa758b0d82 :daylighting_type: NECB_Default :dcv_type: NECB_Default :door_construction_cond: NECB_Default :ecm_system_name: NECB_Default :electrical_loads_scale: NECB_Default :enable_costing: true :epw_file: CAN_NS_Halifax.Dockyard.713280_CWEC2016.epw :erv_package: NECB_Default :ext_floor_cond: NECB_Default :ext_roof_cond: NECB_Default :ext_wall_cond: NECB_Default :fdwr_set: NECB_Default :fixed_wind_solar_trans: NECB_Default :fixed_window_cond: NECB_Default :furnace_eff: NECB_Default :glass_door_cond: NECB_Default :glass_door_solar_trans: NECB_Default :ground_floor_cond: NECB_Default :ground_roof_cond: NECB_Default :ground_wall_cond: NECB_Default :image_name: btap_private_cli :infiltration_scale: NECB_Default :lights_scale: NECB_Default :lights_type: NECB_Default :nv_delta_temp_in_out: NECB_Default :nv_opening_fraction: NECB_Default :nv_temp_out_min: NECB_Default :nv_type: NECB_Default :oa_scale: NECB_Default :occupancy_loads_scale: NECB_Default :output_meters: [] :output_variables: [] :overhead_door_cond: NECB_Default :primary_heating_fuel: NaturalGas :pv_ground_azimuth_angle: NECB_Default :pv_ground_module_description: NECB_Default :pv_ground_tilt_angle: NECB_Default :pv_ground_total_area_pv_panels_m2: NECB_Default :pv_ground_type: NECB_Default :rotation_degrees: NECB_Default :run_annual_simulation: true :s3_bucket: '834599497928' :scale_x: NECB_Default :scale_y: NECB_Default :scale_z: NECB_Default :shw_eff: NECB_Default :skylight_cond: NECB_Default :skylight_solar_trans: NECB_Default :srr_set: NECB_Default :template: NECB2015 | reference | reference | 5ca773a0-32ca-4619-aedc-a0fa758b0d82 | NECB2015 | MediumOffice | NaturalGas | Natural Gas | CAN_NS_Halifax.Dockyard.713280_CWEC2016.epw | parametric |  | NECB_Default | NECB_Default | NECB_Default | NECB_Default | NECB_Default | NECB_Default | NECB_Default | NECB_Default | NECB_Default | NECB_Default | NECB_Default | NECB_Default | NECB_Default | NECB_Default | NECB_Default | NECB_Default | NECB_Default | NECB_Default | NECB_Default | NECB_Default | NECB_Default | NECB_Default | NECB_Default | NECB_Default | NECB_Default | NECB_Default | NECB_Default | NECB_Default | NECB_Default | NECB_Default | NECB_Default | NECB_Default | NECB_Default | NECB_Default | NECB_Default | NECB_Default | NECB_Default | NECB_Default | NECB_Default | NECB_Default | NECB_Default | NECB_Default | NECB_Default | NECB_Default | NECB_Default | aws_batch | 834599497928 | btap_private_cli |  | TRUE | TRUE |  |  | 68.2108 | 12.6544 | 36.742 | 95.295 | 4982.19 | 3638.3973 | 40 | MediumOffice |  |  | 0 | MediumOffice | 3 |  | 3 | NECB2015 | 0.1843 | 19741.4134 | 80.7955 | 80.7119 | 68.9799 | 3.4069 | 407.0583 | 173.1642 | HALIFAX | NOVA SCOTIA | 65.4278 | 11.4177 | 0 | 76.8455 | 12.8316 | 2.8819 | 0 | 15.7135 | 0 | 0.028903 | 0 | 0 | 0.32265 | 0.073921 | 0 | 0.1741 | 0.09999 | 0.10739 | 0.22946 | 0.010782 | 0.5521 | 0.055351 | 37.9543 | 68.2225 | 40 | 0.757 | [5 empty] | 0.183 | 0.247 | 2.2 |  | 0 | Halifax Dockyard | CAN | 112 | 3647 | 44.655 | -63.577 | 6 | 4000 | NS | CAN_NS_Halifax.Dockyard.713280_CWEC2016.epw | 0.5521 | 12.6544 | 68.2108 | 14.7037 | 18.9062 | TRUE | FALSE | FALSE | FALSE | 7.8463 | 6.5776 | 0 | 0 | 0 | 0 | 275.77 | 249.2341 | 2.9075 | 0.011666 | 1062.69 | 0.0016579 | 0.5521 | 12.83 | 9.5 | 31.5 | 31.5 |  | https://s3.console.aws.amazon.com/s3/buckets/834599497928?region=ca-central-1&prefix=phylroy.lopez/reference/reference/output/5ca773a0-32ca-4619-aedc-a0fa758b0d82/ | 1.0.002
172 |  | TRUE | 186 | 0 | 0 | 666.2373 |  |  |  | 0.1 | 2021-09-22 20:06:33 +0000 | 438c2ebff | 0.2.14 | :adv_dx_units: NECB_Default :airloop_economizer_type: NECB_Default :algorithm_type: parametric :analysis_id: reference :analysis_name: reference :boiler_eff: NECB_Default :btap_batch_version: 1.0.002 :building_type: MediumOffice :chiller_type: NECB_Default :compute_environment: aws_batch :datapoint_id: 517a8f25-1b3e-4ca7-b472-d5ec9c209a3e :daylighting_type: NECB_Default :dcv_type: NECB_Default :door_construction_cond: NECB_Default :ecm_system_name: NECB_Default :electrical_loads_scale: NECB_Default :enable_costing: true :epw_file: CAN_QC_Montreal-Trudeau.Intl.AP.716270_CWEC2016.epw :erv_package: NECB_Default :ext_floor_cond: NECB_Default :ext_roof_cond: NECB_Default :ext_wall_cond: NECB_Default :fdwr_set: NECB_Default :fixed_wind_solar_trans: NECB_Default :fixed_window_cond: NECB_Default :furnace_eff: NECB_Default :glass_door_cond: NECB_Default :glass_door_solar_trans: NECB_Default :ground_floor_cond: NECB_Default :ground_roof_cond: NECB_Default :ground_wall_cond: NECB_Default :image_name: btap_private_cli :infiltration_scale: NECB_Default :lights_scale: NECB_Default :lights_type: NECB_Default :nv_delta_temp_in_out: NECB_Default :nv_opening_fraction: NECB_Default :nv_temp_out_min: NECB_Default :nv_type: NECB_Default :oa_scale: NECB_Default :occupancy_loads_scale: NECB_Default :output_meters: [] :output_variables: [] :overhead_door_cond: NECB_Default :primary_heating_fuel: NaturalGas :pv_ground_azimuth_angle: NECB_Default :pv_ground_module_description: NECB_Default :pv_ground_tilt_angle: NECB_Default :pv_ground_total_area_pv_panels_m2: NECB_Default :pv_ground_type: NECB_Default :rotation_degrees: NECB_Default :run_annual_simulation: true :s3_bucket: '834599497928' :scale_x: NECB_Default :scale_y: NECB_Default :scale_z: NECB_Default :shw_eff: NECB_Default :skylight_cond: NECB_Default :skylight_solar_trans: NECB_Default :srr_set: NECB_Default :template: NECB2015 | reference | reference | 517a8f25-1b3e-4ca7-b472-d5ec9c209a3e | NECB2015 | MediumOffice | NaturalGas | Natural Gas | CAN_QC_Montreal-Trudeau.Intl.AP.716270_CWEC2016.epw | parametric |  | NECB_Default | NECB_Default | NECB_Default | NECB_Default | NECB_Default | NECB_Default | NECB_Default | NECB_Default | NECB_Default | NECB_Default | NECB_Default | NECB_Default | NECB_Default | NECB_Default | NECB_Default | NECB_Default | NECB_Default | NECB_Default | NECB_Default | NECB_Default | NECB_Default | NECB_Default | NECB_Default | NECB_Default | NECB_Default | NECB_Default | NECB_Default | NECB_Default | NECB_Default | NECB_Default | NECB_Default | NECB_Default | NECB_Default | NECB_Default | NECB_Default | NECB_Default | NECB_Default | NECB_Default | NECB_Default | NECB_Default | NECB_Default | NECB_Default | NECB_Default | NECB_Default | NECB_Default | aws_batch | 834599497928 | btap_private_cli |  | TRUE | TRUE |  |  | 80.8454 | 15.0554 | 39.1004 | 98.9302 | 4982.19 | 3638.3973 | 37.3 | MediumOffice |  |  | 0 | MediumOffice | 3 |  | 3 | NECB2015 | 0.1843 | 19741.4134 | 85.5765 | 95.1871 | 64.9436 | 3.393 | 423.3735 | 174.2733 | MONTREAL | QUEBEC | 0.1236 | 12.2492 | 0 | 12.3728 | 7.8719 | 3.2086 | 0 | 11.0805 | 0 | 0.037722 | 0 | 0 | 0.31805 | 0.057316 | 0 | 0.19192 | 0.09999 | 0.10739 | 0.24796 | 0.013151 | 0.56601 | 0.056038 | 41.9464 | 82.2872 | 37.3 | 0.757 | [5 empty] | 0.183 | 0.247 | 2.2 |  | 0 | Montreal-Trudeau Intl AP | CAN | 323 | 4090 | 45.471 | -73.741 | 6 | 4400 | QC | CAN_QC_Montreal-Trudeau.Intl.AP.716270_CWEC2016.epw | 0.56601 | 15.0554 | 80.8454 | 15.432 | 19.2902 | TRUE | FALSE | FALSE | FALSE | 12.5212 | 13.0372 | 0 | 0 | 0 | 0 | 279.19 | 249.2341 | 2.9075 | 0.011666 | 1062.69 | 0.0024808 | 0.56601 | 105.33 | 97 | 17.83 | 17.83 |  | https://s3.console.aws.amazon.com/s3/buckets/834599497928?region=ca-central-1&prefix=phylroy.lopez/reference/reference/output/517a8f25-1b3e-4ca7-b472-d5ec9c209a3e/ | 1.0.002
173 |  | TRUE | 183 | 0 | 0 | 665.9514 |  |  |  | 0.1 | 2021-09-22 20:06:33 +0000 | 438c2ebff | 0.2.14 | :adv_dx_units: NECB_Default :airloop_economizer_type: NECB_Default :algorithm_type: parametric :analysis_id: reference :analysis_name: reference :boiler_eff: NECB_Default :btap_batch_version: 1.0.002 :building_type: MediumOffice :chiller_type: NECB_Default :compute_environment: aws_batch :datapoint_id: 295305ff-59aa-4fd1-8894-9925a4abc1a7 :daylighting_type: NECB_Default :dcv_type: NECB_Default :door_construction_cond: NECB_Default :ecm_system_name: NECB_Default :electrical_loads_scale: NECB_Default :enable_costing: true :epw_file: CAN_BC_Vancouver.Intl.AP.718920_CWEC2016.epw :erv_package: NECB_Default :ext_floor_cond: NECB_Default :ext_roof_cond: NECB_Default :ext_wall_cond: NECB_Default :fdwr_set: NECB_Default :fixed_wind_solar_trans: NECB_Default :fixed_window_cond: NECB_Default :furnace_eff: NECB_Default :glass_door_cond: NECB_Default :glass_door_solar_trans: NECB_Default :ground_floor_cond: NECB_Default :ground_roof_cond: NECB_Default :ground_wall_cond: NECB_Default :image_name: btap_private_cli :infiltration_scale: NECB_Default :lights_scale: NECB_Default :lights_type: NECB_Default :nv_delta_temp_in_out: NECB_Default :nv_opening_fraction: NECB_Default :nv_temp_out_min: NECB_Default :nv_type: NECB_Default :oa_scale: NECB_Default :occupancy_loads_scale: NECB_Default :output_meters: [] :output_variables: [] :overhead_door_cond: NECB_Default :primary_heating_fuel: NaturalGas :pv_ground_azimuth_angle: NECB_Default :pv_ground_module_description: NECB_Default :pv_ground_tilt_angle: NECB_Default :pv_ground_total_area_pv_panels_m2: NECB_Default :pv_ground_type: NECB_Default :rotation_degrees: NECB_Default :run_annual_simulation: true :s3_bucket: '834599497928' :scale_x: NECB_Default :scale_y: NECB_Default :scale_z: NECB_Default :shw_eff: NECB_Default :skylight_cond: NECB_Default :skylight_solar_trans: NECB_Default :srr_set: NECB_Default :template: NECB2015 | reference | reference | 295305ff-59aa-4fd1-8894-9925a4abc1a7 | NECB2015 | MediumOffice | NaturalGas | Natural Gas | CAN_BC_Vancouver.Intl.AP.718920_CWEC2016.epw | parametric |  | NECB_Default | NECB_Default | NECB_Default | NECB_Default | NECB_Default | NECB_Default | NECB_Default | NECB_Default | NECB_Default | NECB_Default | NECB_Default | NECB_Default | NECB_Default | NECB_Default | NECB_Default | NECB_Default | NECB_Default | NECB_Default | NECB_Default | NECB_Default | NECB_Default | NECB_Default | NECB_Default | NECB_Default | NECB_Default | NECB_Default | NECB_Default | NECB_Default | NECB_Default | NECB_Default | NECB_Default | NECB_Default | NECB_Default | NECB_Default | NECB_Default | NECB_Default | NECB_Default | NECB_Default | NECB_Default | NECB_Default | NECB_Default | NECB_Default | NECB_Default | NECB_Default | NECB_Default | aws_batch | 834599497928 | btap_private_cli |  | TRUE | TRUE |  |  | 44.4556 | 12.3343 | 36.1371 | 89.2908 | 4982.19 | 3638.3973 | 40 | MediumOffice |  |  | 0 | MediumOffice | 3 |  | 3 | NECB2015 | 0.1843 | 19741.4134 | 82.5722 | 70.7468 | 63.3241 | 3.423 | 392.8178 | 172.7516 | VANCOUVER | BRITISH COLUMBIA | 0.91971 | 10.3697 | 0 | 11.2894 | 9.1843 | 2.3263 | 0 | 11.5106 | 0 | 0.026097 | 0 | 0 | 0.32453 | 0.073855 | 0 | 0.15268 | 0.09999 | 0.10739 | 0.20569 | 0.015806 | 0.53022 | 0.053013 | 37.8439 | 46.2514 | 40 | 0.757 | [5 empty] | 0.227 | 0.315 | 2.4 |  | 0 | Vancouver Intl AP | CAN | 42 | 2797 | 49.195 | -123.184 | 4 | 2800 | BC | CAN_BC_Vancouver.Intl.AP.718920_CWEC2016.epw | 0.53022 | 12.3343 | 44.4556 | 13.4657 | 20.9238 | TRUE | FALSE | FALSE | FALSE | 10.3784 | 7.5695 | 0 | 0 | 0 | 0 | 264.12 | 249.2341 | 2.9075 | 0.011666 | 1062.69 | 0.001391 | 0.53022 | 62.5 | 58.33 | 83 | 83 |  | https://s3.console.aws.amazon.com/s3/buckets/834599497928?region=ca-central-1&prefix=phylroy.lopez/reference/reference/output/295305ff-59aa-4fd1-8894-9925a4abc1a7/ | 1.0.002
174 |  | TRUE | 184 | 0 | 0 | 665.8071 |  |  |  | 0.1 | 2021-09-22 20:06:05 +0000 | 438c2ebff | 0.2.14 | :adv_dx_units: NECB_Default :airloop_economizer_type: NECB_Default :algorithm_type: parametric :analysis_id: reference :analysis_name: reference :boiler_eff: NECB_Default :btap_batch_version: 1.0.002 :building_type: MediumOffice :chiller_type: NECB_Default :compute_environment: aws_batch :datapoint_id: 397c14d2-86d1-4b2e-be06-6f454d980e2d :daylighting_type: NECB_Default :dcv_type: NECB_Default :door_construction_cond: NECB_Default :ecm_system_name: NECB_Default :electrical_loads_scale: NECB_Default :enable_costing: true :epw_file: CAN_YT_Whitehorse.Intl.AP.719640_CWEC2016.epw :erv_package: NECB_Default :ext_floor_cond: NECB_Default :ext_roof_cond: NECB_Default :ext_wall_cond: NECB_Default :fdwr_set: NECB_Default :fixed_wind_solar_trans: NECB_Default :fixed_window_cond: NECB_Default :furnace_eff: NECB_Default :glass_door_cond: NECB_Default :glass_door_solar_trans: NECB_Default :ground_floor_cond: NECB_Default :ground_roof_cond: NECB_Default :ground_wall_cond: NECB_Default :image_name: btap_private_cli :infiltration_scale: NECB_Default :lights_scale: NECB_Default :lights_type: NECB_Default :nv_delta_temp_in_out: NECB_Default :nv_opening_fraction: NECB_Default :nv_temp_out_min: NECB_Default :nv_type: NECB_Default :oa_scale: NECB_Default :occupancy_loads_scale: NECB_Default :output_meters: [] :output_variables: [] :overhead_door_cond: NECB_Default :primary_heating_fuel: NaturalGas :pv_ground_azimuth_angle: NECB_Default :pv_ground_module_description: NECB_Default :pv_ground_tilt_angle: NECB_Default :pv_ground_total_area_pv_panels_m2: NECB_Default :pv_ground_type: NECB_Default :rotation_degrees: NECB_Default :run_annual_simulation: true :s3_bucket: '834599497928' :scale_x: NECB_Default :scale_y: NECB_Default :scale_z: NECB_Default :shw_eff: NECB_Default :skylight_cond: NECB_Default :skylight_solar_trans: NECB_Default :srr_set: NECB_Default :template: NECB2015 | reference | reference | 397c14d2-86d1-4b2e-be06-6f454d980e2d | NECB2015 | MediumOffice | NaturalGas | Natural Gas | CAN_YT_Whitehorse.Intl.AP.719640_CWEC2016.epw | parametric |  | NECB_Default | NECB_Default | NECB_Default | NECB_Default | NECB_Default | NECB_Default | NECB_Default | NECB_Default | NECB_Default | NECB_Default | NECB_Default | NECB_Default | NECB_Default | NECB_Default | NECB_Default | NECB_Default | NECB_Default | NECB_Default | NECB_Default | NECB_Default | NECB_Default | NECB_Default | NECB_Default | NECB_Default | NECB_Default | NECB_Default | NECB_Default | NECB_Default | NECB_Default | NECB_Default | NECB_Default | NECB_Default | NECB_Default | NECB_Default | NECB_Default | NECB_Default | NECB_Default | NECB_Default | NECB_Default | NECB_Default | NECB_Default | NECB_Default | NECB_Default | NECB_Default | NECB_Default | aws_batch | 834599497928 | btap_private_cli |  | TRUE | TRUE |  |  | 78.3991 | 9.0231 | 45.0427 | 95.4611 | 4982.19 | 3638.3973 | 22.8 | MediumOffice |  |  | 0 | MediumOffice | 3 |  | 3 | NECB2015 | 0.1843 | 19741.4134 | 68.5708 | 69.7366 | 63.2389 | 3.2966 | 363.379 | 158.5361 | WHITEHORSE | YUKON | 4.1149 | 14.27 | 0 | 18.3849 | 9.4237 | 2.601 | 0 | 12.0247 | 0 | 0.007298 | 0 | 0 | 0.26456 | 0.044852 | 0 | 0.22375 | 0.09999 | 0.10739 | 0.28677 | 0.0047369 | 0.55134 | 0.06302 | 31.2269 | 79.6395 | 22.8 | 0.757 | [5 empty] | 0.162 | 0.21 | 2.2 |  | 0 | Whitehorse Intl AP | CAN | 5 | 6491 | 60.709 | -135.069 | 7b | 6580 | YT | CAN_YT_Whitehorse.Intl.AP.719640_CWEC2016.epw | 0.55134 | 9.0231 | 78.3991 | 16.1384 | 12.8111 | TRUE | FALSE | FALSE | FALSE | 7.8045 | 16.8757 | 0 | 0 | 0 | 0 | 313.98 | 249.2341 | 2.9075 | 0.011666 | 1062.69 | 0.00029304 | 0.55134 | 17.17 | 12.67 | 37.5 | 37.33 |  | https://s3.console.aws.amazon.com/s3/buckets/834599497928?region=ca-central-1&prefix=phylroy.lopez/reference/reference/output/397c14d2-86d1-4b2e-be06-6f454d980e2d/ | 1.0.002
175 |  | TRUE | 187 | 0 | 0 | 665.7063 |  |  |  | 0.1 | 2021-09-22 20:06:40 +0000 | 438c2ebff | 0.2.14 | :adv_dx_units: NECB_Default :airloop_economizer_type: NECB_Default :algorithm_type: parametric :analysis_id: reference :analysis_name: reference :boiler_eff: NECB_Default :btap_batch_version: 1.0.002 :building_type: MediumOffice :chiller_type: NECB_Default :compute_environment: aws_batch :datapoint_id: 86e16604-c1ad-4576-aafd-7c0fa7750739 :daylighting_type: NECB_Default :dcv_type: NECB_Default :door_construction_cond: NECB_Default :ecm_system_name: NECB_Default :electrical_loads_scale: NECB_Default :enable_costing: true :epw_file: CAN_AB_Edmonton.Intl.AP.711230_CWEC2016.epw :erv_package: NECB_Default :ext_floor_cond: NECB_Default :ext_roof_cond: NECB_Default :ext_wall_cond: NECB_Default :fdwr_set: NECB_Default :fixed_wind_solar_trans: NECB_Default :fixed_window_cond: NECB_Default :furnace_eff: NECB_Default :glass_door_cond: NECB_Default :glass_door_solar_trans: NECB_Default :ground_floor_cond: NECB_Default :ground_roof_cond: NECB_Default :ground_wall_cond: NECB_Default :image_name: btap_private_cli :infiltration_scale: NECB_Default :lights_scale: NECB_Default :lights_type: NECB_Default :nv_delta_temp_in_out: NECB_Default :nv_opening_fraction: NECB_Default :nv_temp_out_min: NECB_Default :nv_type: NECB_Default :oa_scale: NECB_Default :occupancy_loads_scale: NECB_Default :output_meters: [] :output_variables: [] :overhead_door_cond: NECB_Default :primary_heating_fuel: NaturalGas :pv_ground_azimuth_angle: NECB_Default :pv_ground_module_description: NECB_Default :pv_ground_tilt_angle: NECB_Default :pv_ground_total_area_pv_panels_m2: NECB_Default :pv_ground_type: NECB_Default :rotation_degrees: NECB_Default :run_annual_simulation: true :s3_bucket: '834599497928' :scale_x: NECB_Default :scale_y: NECB_Default :scale_z: NECB_Default :shw_eff: NECB_Default :skylight_cond: NECB_Default :skylight_solar_trans: NECB_Default :srr_set: NECB_Default :template: NECB2017 | reference | reference | 86e16604-c1ad-4576-aafd-7c0fa7750739 | NECB2017 | MediumOffice | NaturalGas | Natural Gas | CAN_AB_Edmonton.Intl.AP.711230_CWEC2016.epw | parametric |  | NECB_Default | NECB_Default | NECB_Default | NECB_Default | NECB_Default | NECB_Default | NECB_Default | NECB_Default | NECB_Default | NECB_Default | NECB_Default | NECB_Default | NECB_Default | NECB_Default | NECB_Default | NECB_Default | NECB_Default | NECB_Default | NECB_Default | NECB_Default | NECB_Default | NECB_Default | NECB_Default | NECB_Default | NECB_Default | NECB_Default | NECB_Default | NECB_Default | NECB_Default | NECB_Default | NECB_Default | NECB_Default | NECB_Default | NECB_Default | NECB_Default | NECB_Default | NECB_Default | NECB_Default | NECB_Default | NECB_Default | NECB_Default | NECB_Default | NECB_Default | NECB_Default | NECB_Default | aws_batch | 834599497928 | btap_private_cli |  | TRUE | TRUE |  |  | 87.5565 | 11.4687 | 38.7564 | 98.2561 | 4982.19 | 3638.3973 | 32.5 | MediumOffice |  |  | 0 | MediumOffice | 3 |  | 3 | NECB2017 | 0.1843 | 19741.4134 | 88.8878 | 85.8189 | 70.6807 | 3.4578 | 431.1255 | 182.2803 | EDMONTON | ALBERTA | 63.5583 | 12.7986 | 0 | 76.3569 | 6.024 | 0.91307 | 0 | 6.9371 | 0 | 0.018829 | 0 | 0 | 0.28962 | 0.072255 | 0.00047369 | 0.19273 | 0.09999 | 0.08811 | 0.25363 | 0.0090061 | 0.54325 | 0.060897 | 35.6641 | 87.5683 | 32.5 | 0.757 | [5 empty] | 0.138 | 0.21 | 1.9 |  | 0 | Edmonton Intl AP | CAN | 23 | 5588 | 53.31 | -113.579 | 7a | 5120 | AB | CAN_AB_Edmonton.Intl.AP.711230_CWEC2016.epw | 0.54325 | 11.4687 | 87.5565 | 13.6016 | 16.5427 | TRUE | FALSE | FALSE | FALSE | 11.0844 | 15.6717 | 0 | 0 | 0 | 0 | 303.4 | 249.2341 | 2.9075 | 0.011666 | 1062.69 | 0.0009534 | 0.54325 | 15.5 | 11.83 | 15.83 | 15.83 |  | https://s3.console.aws.amazon.com/s3/buckets/834599497928?region=ca-central-1&prefix=phylroy.lopez/reference/reference/output/86e16604-c1ad-4576-aafd-7c0fa7750739/ | 1.0.002
176 |  | TRUE | 187 | 0 | 0 | 667.0409 |  |  |  | 0.1 | 2021-09-22 20:05:51 +0000 | 438c2ebff | 0.2.14 | :adv_dx_units: NECB_Default :airloop_economizer_type: NECB_Default :algorithm_type: parametric :analysis_id: reference :analysis_name: reference :boiler_eff: NECB_Default :btap_batch_version: 1.0.002 :building_type: MediumOffice :chiller_type: NECB_Default :compute_environment: aws_batch :datapoint_id: 56eb30a3-302f-483a-b08d-5aa5848c64e9 :daylighting_type: NECB_Default :dcv_type: NECB_Default :door_construction_cond: NECB_Default :ecm_system_name: NECB_Default :electrical_loads_scale: NECB_Default :enable_costing: true :epw_file: CAN_NS_Halifax.Dockyard.713280_CWEC2016.epw :erv_package: NECB_Default :ext_floor_cond: NECB_Default :ext_roof_cond: NECB_Default :ext_wall_cond: NECB_Default :fdwr_set: NECB_Default :fixed_wind_solar_trans: NECB_Default :fixed_window_cond: NECB_Default :furnace_eff: NECB_Default :glass_door_cond: NECB_Default :glass_door_solar_trans: NECB_Default :ground_floor_cond: NECB_Default :ground_roof_cond: NECB_Default :ground_wall_cond: NECB_Default :image_name: btap_private_cli :infiltration_scale: NECB_Default :lights_scale: NECB_Default :lights_type: NECB_Default :nv_delta_temp_in_out: NECB_Default :nv_opening_fraction: NECB_Default :nv_temp_out_min: NECB_Default :nv_type: NECB_Default :oa_scale: NECB_Default :occupancy_loads_scale: NECB_Default :output_meters: [] :output_variables: [] :overhead_door_cond: NECB_Default :primary_heating_fuel: Electricity :pv_ground_azimuth_angle: NECB_Default :pv_ground_module_description: NECB_Default :pv_ground_tilt_angle: NECB_Default :pv_ground_total_area_pv_panels_m2: NECB_Default :pv_ground_type: NECB_Default :rotation_degrees: NECB_Default :run_annual_simulation: true :s3_bucket: '834599497928' :scale_x: NECB_Default :scale_y: NECB_Default :scale_z: NECB_Default :shw_eff: NECB_Default :skylight_cond: NECB_Default :skylight_solar_trans: NECB_Default :srr_set: NECB_Default :template: NECB2015 | reference | reference | 56eb30a3-302f-483a-b08d-5aa5848c64e9 | NECB2015 | MediumOffice | Electricity | Electricity | CAN_NS_Halifax.Dockyard.713280_CWEC2016.epw | parametric |  | NECB_Default | NECB_Default | NECB_Default | NECB_Default | NECB_Default | NECB_Default | NECB_Default | NECB_Default | NECB_Default | NECB_Default | NECB_Default | NECB_Default | NECB_Default | NECB_Default | NECB_Default | NECB_Default | NECB_Default | NECB_Default | NECB_Default | NECB_Default | NECB_Default | NECB_Default | NECB_Default | NECB_Default | NECB_Default | NECB_Default | NECB_Default | NECB_Default | NECB_Default | NECB_Default | NECB_Default | NECB_Default | NECB_Default | NECB_Default | NECB_Default | NECB_Default | NECB_Default | NECB_Default | NECB_Default | NECB_Default | NECB_Default | NECB_Default | NECB_Default | NECB_Default | NECB_Default | aws_batch | 834599497928 | btap_private_cli |  | TRUE | TRUE |  |  | 46.5756 | 12.6544 | 36.3266 | 79.6638 | 4982.19 | 3638.3973 | 40 | MediumOffice |  |  | 0 | MediumOffice | 3 |  | 3 | NECB2015 | 0.1843 | 19741.4134 | 80.7955 | 50.4589 | 68.9799 | 11.7758 | 378.8655 | 166.8555 | HALIFAX | NOVA SCOTIA | 100.5467 | 0 | 0 | 100.5467 | 19.7191 | 0 | 0 | 19.7191 | 0 | 0.028903 | 0 | 0 | 0.49583 | 0.07358 | 0 | 0.13078 | 0.09999 | 0.10739 | 0 | 0.010381 | 0.49583 | 0.043148 | 57.1394 | 0 | 40 | 0.757 | [5 empty] | 0.183 | 0.247 | 2.2 |  | 0 | Halifax Dockyard | CAN | 112 | 3647 | 44.655 | -63.577 | 6 | 4000 | NS | CAN_NS_Halifax.Dockyard.713280_CWEC2016.epw | 0.49583 | 12.6544 | 46.5756 | 14.7037 | 18.9062 | TRUE | FALSE | FALSE | FALSE | 7.8463 | 6.5776 | 0 | 0.58815 | 0.0023598 | 214.97 | 0 | 249.2341 | 2.9075 | 0.011666 | 1062.69 | 0.0016579 | 0.49583 | 12.67 | 9.33 | 11.67 | 11.67 |  | https://s3.console.aws.amazon.com/s3/buckets/834599497928?region=ca-central-1&prefix=phylroy.lopez/reference/reference/output/56eb30a3-302f-483a-b08d-5aa5848c64e9/ | 1.0.002
177 |  | TRUE | 184 | 0 | 0 | 666.234 |  |  |  | 0.1 | 2021-09-22 20:06:06 +0000 | 438c2ebff | 0.2.14 | :adv_dx_units: NECB_Default :airloop_economizer_type: NECB_Default :algorithm_type: parametric :analysis_id: reference :analysis_name: reference :boiler_eff: NECB_Default :btap_batch_version: 1.0.002 :building_type: MediumOffice :chiller_type: NECB_Default :compute_environment: aws_batch :datapoint_id: 6750203f-4c31-45e1-8d9d-a38ba42919b4 :daylighting_type: NECB_Default :dcv_type: NECB_Default :door_construction_cond: NECB_Default :ecm_system_name: NECB_Default :electrical_loads_scale: NECB_Default :enable_costing: true :epw_file: CAN_ON_Toronto.Pearson.Intl.AP.716240_CWEC2016.epw :erv_package: NECB_Default :ext_floor_cond: NECB_Default :ext_roof_cond: NECB_Default :ext_wall_cond: NECB_Default :fdwr_set: NECB_Default :fixed_wind_solar_trans: NECB_Default :fixed_window_cond: NECB_Default :furnace_eff: NECB_Default :glass_door_cond: NECB_Default :glass_door_solar_trans: NECB_Default :ground_floor_cond: NECB_Default :ground_roof_cond: NECB_Default :ground_wall_cond: NECB_Default :image_name: btap_private_cli :infiltration_scale: NECB_Default :lights_scale: NECB_Default :lights_type: NECB_Default :nv_delta_temp_in_out: NECB_Default :nv_opening_fraction: NECB_Default :nv_temp_out_min: NECB_Default :nv_type: NECB_Default :oa_scale: NECB_Default :occupancy_loads_scale: NECB_Default :output_meters: [] :output_variables: [] :overhead_door_cond: NECB_Default :primary_heating_fuel: Electricity :pv_ground_azimuth_angle: NECB_Default :pv_ground_module_description: NECB_Default :pv_ground_tilt_angle: NECB_Default :pv_ground_total_area_pv_panels_m2: NECB_Default :pv_ground_type: NECB_Default :rotation_degrees: NECB_Default :run_annual_simulation: true :s3_bucket: '834599497928' :scale_x: NECB_Default :scale_y: NECB_Default :scale_z: NECB_Default :shw_eff: NECB_Default :skylight_cond: NECB_Default :skylight_solar_trans: NECB_Default :srr_set: NECB_Default :template: NECB2015 | reference | reference | 6750203f-4c31-45e1-8d9d-a38ba42919b4 | NECB2015 | MediumOffice | Electricity | Electricity | CAN_ON_Toronto.Pearson.Intl.AP.716240_CWEC2016.epw | parametric |  | NECB_Default | NECB_Default | NECB_Default | NECB_Default | NECB_Default | NECB_Default | NECB_Default | NECB_Default | NECB_Default | NECB_Default | NECB_Default | NECB_Default | NECB_Default | NECB_Default | NECB_Default | NECB_Default | NECB_Default | NECB_Default | NECB_Default | NECB_Default | NECB_Default | NECB_Default | NECB_Default | NECB_Default | NECB_Default | NECB_Default | NECB_Default | NECB_Default | NECB_Default | NECB_Default | NECB_Default | NECB_Default | NECB_Default | NECB_Default | NECB_Default | NECB_Default | NECB_Default | NECB_Default | NECB_Default | NECB_Default | NECB_Default | NECB_Default | NECB_Default | NECB_Default | NECB_Default | aws_batch | 834599497928 | btap_private_cli |  | TRUE | TRUE |  |  | 54.6144 | 15.7975 | 37.294 | 85.9484 | 4982.19 | 3638.3973 | 40 | MediumOffice |  |  | 0 | MediumOffice | 3 |  | 3 | NECB2015 | 0.1843 | 19741.4134 | 94.6626 | 63.9062 | 71.3348 | 11.8539 | 426.9912 | 185.2338 | TORONTO | ONTARIO | 2.8857 | 0 | 0 | 2.8857 | 23.1205 | 0 | 0 | 23.1205 | 0 | 0.042606 | 0 | 0 | 0.51956 | 0.075878 | 0 | 0.13426 | 0.09999 | 0.10739 | 0 | 0.014239 | 0.51956 | 0.042433 | 67.428 | 0 | 40 | 0.757 | [5 empty] | 0.183 | 0.278 | 2.2 |  | 0 | Toronto Pearson Intl AP | CAN | 382 | 3615 | 43.677 | -79.631 | 5 | 3890 | ON | CAN_ON_Toronto.Pearson.Intl.AP.716240_CWEC2016.epw | 0.51956 | 15.7975 | 54.6144 | 16.3123 | 17.7277 | TRUE | FALSE | FALSE | FALSE | 12.6181 | 7.656 | 0 | 0.57841 | 0.0023208 | 211.41 | 0 | 249.2341 | 2.9075 | 0.011666 | 1062.69 | 0.0027638 | 0.51956 | 180 | 172.67 | 12.33 | 12.33 |  | https://s3.console.aws.amazon.com/s3/buckets/834599497928?region=ca-central-1&prefix=phylroy.lopez/reference/reference/output/6750203f-4c31-45e1-8d9d-a38ba42919b4/ | 1.0.002
178 |  | TRUE | 185 | 0 | 0 | 667.0834 |  |  |  | 0.1 | 2021-09-22 20:06:04 +0000 | 438c2ebff | 0.2.14 | :adv_dx_units: NECB_Default :airloop_economizer_type: NECB_Default :algorithm_type: parametric :analysis_id: reference :analysis_name: reference :boiler_eff: NECB_Default :btap_batch_version: 1.0.002 :building_type: MediumOffice :chiller_type: NECB_Default :compute_environment: aws_batch :datapoint_id: d6fd1210-69aa-4d57-8279-e868e1e27b66 :daylighting_type: NECB_Default :dcv_type: NECB_Default :door_construction_cond: NECB_Default :ecm_system_name: NECB_Default :electrical_loads_scale: NECB_Default :enable_costing: true :epw_file: CAN_BC_Vancouver.Intl.AP.718920_CWEC2016.epw :erv_package: NECB_Default :ext_floor_cond: NECB_Default :ext_roof_cond: NECB_Default :ext_wall_cond: NECB_Default :fdwr_set: NECB_Default :fixed_wind_solar_trans: NECB_Default :fixed_window_cond: NECB_Default :furnace_eff: NECB_Default :glass_door_cond: NECB_Default :glass_door_solar_trans: NECB_Default :ground_floor_cond: NECB_Default :ground_roof_cond: NECB_Default :ground_wall_cond: NECB_Default :image_name: btap_private_cli :infiltration_scale: NECB_Default :lights_scale: NECB_Default :lights_type: NECB_Default :nv_delta_temp_in_out: NECB_Default :nv_opening_fraction: NECB_Default :nv_temp_out_min: NECB_Default :nv_type: NECB_Default :oa_scale: NECB_Default :occupancy_loads_scale: NECB_Default :output_meters: [] :output_variables: [] :overhead_door_cond: NECB_Default :primary_heating_fuel: Electricity :pv_ground_azimuth_angle: NECB_Default :pv_ground_module_description: NECB_Default :pv_ground_tilt_angle: NECB_Default :pv_ground_total_area_pv_panels_m2: NECB_Default :pv_ground_type: NECB_Default :rotation_degrees: NECB_Default :run_annual_simulation: true :s3_bucket: '834599497928' :scale_x: NECB_Default :scale_y: NECB_Default :scale_z: NECB_Default :shw_eff: NECB_Default :skylight_cond: NECB_Default :skylight_solar_trans: NECB_Default :srr_set: NECB_Default :template: NECB2015 | reference | reference | d6fd1210-69aa-4d57-8279-e868e1e27b66 | NECB2015 | MediumOffice | Electricity | Electricity | CAN_BC_Vancouver.Intl.AP.718920_CWEC2016.epw | parametric |  | NECB_Default | NECB_Default | NECB_Default | NECB_Default | NECB_Default | NECB_Default | NECB_Default | NECB_Default | NECB_Default | NECB_Default | NECB_Default | NECB_Default | NECB_Default | NECB_Default | NECB_Default | NECB_Default | NECB_Default | NECB_Default | NECB_Default | NECB_Default | NECB_Default | NECB_Default | NECB_Default | NECB_Default | NECB_Default | NECB_Default | NECB_Default | NECB_Default | NECB_Default | NECB_Default | NECB_Default | NECB_Default | NECB_Default | NECB_Default | NECB_Default | NECB_Default | NECB_Default | NECB_Default | NECB_Default | NECB_Default | NECB_Default | NECB_Default | NECB_Default | NECB_Default | NECB_Default | aws_batch | 834599497928 | btap_private_cli |  | TRUE | TRUE |  |  | 44.8501 | 12.3343 | 35.9731 | 78.285 | 4982.19 | 3638.3973 | 40 | MediumOffice |  |  | 0 | MediumOffice | 3 |  | 3 | NECB2015 | 0.1843 | 19741.4134 | 82.5722 | 49.9725 | 63.3241 | 11.8007 | 373.2464 | 165.5769 | VANCOUVER | BRITISH COLUMBIA | 1.3903 | 0 | 0 | 1.3903 | 13.884 | 0 | 0 | 13.884 | 0 | 0.026089 | 0 | 0 | 0.4906 | 0.073648 | 0 | 0.1295 | 0.09999 | 0.10739 | 0 | 0.011373 | 0.4906 | 0.041215 | 55.3533 | 0 | 40 | 0.757 | [5 empty] | 0.227 | 0.315 | 2.4 |  | 0 | Vancouver Intl AP | CAN | 42 | 2797 | 49.195 | -123.184 | 4 | 2800 | BC | CAN_BC_Vancouver.Intl.AP.718920_CWEC2016.epw | 0.4906 | 12.3343 | 44.8501 | 13.4657 | 20.9238 | TRUE | FALSE | FALSE | FALSE | 10.3784 | 7.5695 | 0 | 0.56181 | 0.0022541 | 205.34 | 0 | 249.2341 | 2.9075 | 0.011666 | 1062.69 | 0.0013889 | 0.4906 | 62.67 | 58.5 | 8.67 | 8.67 |  | https://s3.console.aws.amazon.com/s3/buckets/834599497928?region=ca-central-1&prefix=phylroy.lopez/reference/reference/output/d6fd1210-69aa-4d57-8279-e868e1e27b66/ | 1.0.002
179 |  | TRUE | 183 | 0 | 0 | 666.2004 |  |  |  | 0.1 | 2021-09-22 20:06:45 +0000 | 438c2ebff | 0.2.14 | :adv_dx_units: NECB_Default :airloop_economizer_type: NECB_Default :algorithm_type: parametric :analysis_id: reference :analysis_name: reference :boiler_eff: NECB_Default :btap_batch_version: 1.0.002 :building_type: MediumOffice :chiller_type: NECB_Default :compute_environment: aws_batch :datapoint_id: 40c6a083-65e2-4de4-8bbb-65f540dd863c :daylighting_type: NECB_Default :dcv_type: NECB_Default :door_construction_cond: NECB_Default :ecm_system_name: NECB_Default :electrical_loads_scale: NECB_Default :enable_costing: true :epw_file: CAN_BC_Vancouver.Intl.AP.718920_CWEC2016.epw :erv_package: NECB_Default :ext_floor_cond: NECB_Default :ext_roof_cond: NECB_Default :ext_wall_cond: NECB_Default :fdwr_set: NECB_Default :fixed_wind_solar_trans: NECB_Default :fixed_window_cond: NECB_Default :furnace_eff: NECB_Default :glass_door_cond: NECB_Default :glass_door_solar_trans: NECB_Default :ground_floor_cond: NECB_Default :ground_roof_cond: NECB_Default :ground_wall_cond: NECB_Default :image_name: btap_private_cli :infiltration_scale: NECB_Default :lights_scale: NECB_Default :lights_type: NECB_Default :nv_delta_temp_in_out: NECB_Default :nv_opening_fraction: NECB_Default :nv_temp_out_min: NECB_Default :nv_type: NECB_Default :oa_scale: NECB_Default :occupancy_loads_scale: NECB_Default :output_meters: [] :output_variables: [] :overhead_door_cond: NECB_Default :primary_heating_fuel: NaturalGas :pv_ground_azimuth_angle: NECB_Default :pv_ground_module_description: NECB_Default :pv_ground_tilt_angle: NECB_Default :pv_ground_total_area_pv_panels_m2: NECB_Default :pv_ground_type: NECB_Default :rotation_degrees: NECB_Default :run_annual_simulation: true :s3_bucket: '834599497928' :scale_x: NECB_Default :scale_y: NECB_Default :scale_z: NECB_Default :shw_eff: NECB_Default :skylight_cond: NECB_Default :skylight_solar_trans: NECB_Default :srr_set: NECB_Default :template: NECB2017 | reference | reference | 40c6a083-65e2-4de4-8bbb-65f540dd863c | NECB2017 | MediumOffice | NaturalGas | Natural Gas | CAN_BC_Vancouver.Intl.AP.718920_CWEC2016.epw | parametric |  | NECB_Default | NECB_Default | NECB_Default | NECB_Default | NECB_Default | NECB_Default | NECB_Default | NECB_Default | NECB_Default | NECB_Default | NECB_Default | NECB_Default | NECB_Default | NECB_Default | NECB_Default | NECB_Default | NECB_Default | NECB_Default | NECB_Default | NECB_Default | NECB_Default | NECB_Default | NECB_Default | NECB_Default | NECB_Default | NECB_Default | NECB_Default | NECB_Default | NECB_Default | NECB_Default | NECB_Default | NECB_Default | NECB_Default | NECB_Default | NECB_Default | NECB_Default | NECB_Default | NECB_Default | NECB_Default | NECB_Default | NECB_Default | NECB_Default | NECB_Default | NECB_Default | NECB_Default | aws_batch | 834599497928 | btap_private_cli |  | TRUE | TRUE |  |  | 42.6018 | 11.9737 | 34.2448 | 81.4022 | 4982.19 | 3638.3973 | 40 | MediumOffice |  |  | 0 | MediumOffice | 3 |  | 3 | NECB2017 | 0.1843 | 19741.4134 | 82.104 | 70.5295 | 63.3241 | 3.423 | 387.3209 | 167.9403 | VANCOUVER | BRITISH COLUMBIA | 0.80614 | 9.9776 | 0 | 10.7837 | 8.0501 | 2.2384 | 0 | 10.2885 | 0 | 0.022998 | 0 | 0 | 0.28446 | 0.057003 | 0 | 0.14489 | 0.09999 | 0.08811 | 0.19791 | 0.015138 | 0.48236 | 0.053017 | 34.4354 | 44.3542 | 40 | 0.757 | [5 empty] | 0.193 | 0.315 | 2.1 |  | 0 | Vancouver Intl AP | CAN | 42 | 2797 | 49.195 | -123.184 | 4 | 2800 | BC | CAN_BC_Vancouver.Intl.AP.718920_CWEC2016.epw | 0.48237 | 11.9737 | 42.6018 | 13.4657 | 20.9238 | TRUE | FALSE | FALSE | FALSE | 10.3784 | 7.5695 | 0 | 0 | 0 | 0 | 264.14 | 249.2341 | 2.9075 | 0.011666 | 1062.69 | 0.0012163 | 0.48236 | 71.33 | 66.33 | 67 | 67 |  | https://s3.console.aws.amazon.com/s3/buckets/834599497928?region=ca-central-1&prefix=phylroy.lopez/reference/reference/output/40c6a083-65e2-4de4-8bbb-65f540dd863c/ | 1.0.002
180 |  | TRUE | 187 | 0 | 0 | 667.8653 |  |  |  | 0.1 | 2021-09-22 20:06:06 +0000 | 438c2ebff | 0.2.14 | :adv_dx_units: NECB_Default :airloop_economizer_type: NECB_Default :algorithm_type: parametric :analysis_id: reference :analysis_name: reference :boiler_eff: NECB_Default :btap_batch_version: 1.0.002 :building_type: MediumOffice :chiller_type: NECB_Default :compute_environment: aws_batch :datapoint_id: 3cd0bb3d-c7d8-44c4-bb4d-3082e8fcfac5 :daylighting_type: NECB_Default :dcv_type: NECB_Default :door_construction_cond: NECB_Default :ecm_system_name: NECB_Default :electrical_loads_scale: NECB_Default :enable_costing: true :epw_file: CAN_QC_Montreal-Trudeau.Intl.AP.716270_CWEC2016.epw :erv_package: NECB_Default :ext_floor_cond: NECB_Default :ext_roof_cond: NECB_Default :ext_wall_cond: NECB_Default :fdwr_set: NECB_Default :fixed_wind_solar_trans: NECB_Default :fixed_window_cond: NECB_Default :furnace_eff: NECB_Default :glass_door_cond: NECB_Default :glass_door_solar_trans: NECB_Default :ground_floor_cond: NECB_Default :ground_roof_cond: NECB_Default :ground_wall_cond: NECB_Default :image_name: btap_private_cli :infiltration_scale: NECB_Default :lights_scale: NECB_Default :lights_type: NECB_Default :nv_delta_temp_in_out: NECB_Default :nv_opening_fraction: NECB_Default :nv_temp_out_min: NECB_Default :nv_type: NECB_Default :oa_scale: NECB_Default :occupancy_loads_scale: NECB_Default :output_meters: [] :output_variables: [] :overhead_door_cond: NECB_Default :primary_heating_fuel: Electricity :pv_ground_azimuth_angle: NECB_Default :pv_ground_module_description: NECB_Default :pv_ground_tilt_angle: NECB_Default :pv_ground_total_area_pv_panels_m2: NECB_Default :pv_ground_type: NECB_Default :rotation_degrees: NECB_Default :run_annual_simulation: true :s3_bucket: '834599497928' :scale_x: NECB_Default :scale_y: NECB_Default :scale_z: NECB_Default :shw_eff: NECB_Default :skylight_cond: NECB_Default :skylight_solar_trans: NECB_Default :srr_set: NECB_Default :template: NECB2015 | reference | reference | 3cd0bb3d-c7d8-44c4-bb4d-3082e8fcfac5 | NECB2015 | MediumOffice | Electricity | Electricity | CAN_QC_Montreal-Trudeau.Intl.AP.716270_CWEC2016.epw | parametric |  | NECB_Default | NECB_Default | NECB_Default | NECB_Default | NECB_Default | NECB_Default | NECB_Default | NECB_Default | NECB_Default | NECB_Default | NECB_Default | NECB_Default | NECB_Default | NECB_Default | NECB_Default | NECB_Default | NECB_Default | NECB_Default | NECB_Default | NECB_Default | NECB_Default | NECB_Default | NECB_Default | NECB_Default | NECB_Default | NECB_Default | NECB_Default | NECB_Default | NECB_Default | NECB_Default | NECB_Default | NECB_Default | NECB_Default | NECB_Default | NECB_Default | NECB_Default | NECB_Default | NECB_Default | NECB_Default | NECB_Default | NECB_Default | NECB_Default | NECB_Default | NECB_Default | NECB_Default | aws_batch | 834599497928 | btap_private_cli |  | TRUE | TRUE |  |  | 60.1009 | 15.0554 | 38.8512 | 80.8865 | 4982.19 | 3638.3973 | 37.3 | MediumOffice |  |  | 0 | MediumOffice | 3 |  | 3 | NECB2015 | 0.1843 | 19741.4134 | 85.5765 | 60.3776 | 64.9436 | 11.7818 | 389.7112 | 167.0317 | MONTREAL | QUEBEC | 0.19471 | 0 | 0 | 0.19471 | 12.4011 | 0 | 0 | 12.4011 | 0 | 0.037722 | 0 | 0 | 0.50105 | 0.057117 | 0 | 0.13986 | 0.09999 | 0.10739 | 0 | 0.012727 | 0.50105 | 0.04376 | 78.6067 | 0 | 37.3 | 0.757 | [5 empty] | 0.183 | 0.247 | 2.2 |  | 0 | Montreal-Trudeau Intl AP | CAN | 323 | 4090 | 45.471 | -73.741 | 6 | 4400 | QC | CAN_QC_Montreal-Trudeau.Intl.AP.716270_CWEC2016.epw | 0.50106 | 15.0554 | 60.1009 | 15.432 | 19.2902 | TRUE | FALSE | FALSE | FALSE | 12.5212 | 13.0372 | 0 | 0.5965 | 0.0023933 | 218.02 | 0 | 249.2341 | 2.9075 | 0.011666 | 1062.69 | 0.0024808 | 0.50105 | 105.33 | 97 | 12.33 | 12.33 |  | https://s3.console.aws.amazon.com/s3/buckets/834599497928?region=ca-central-1&prefix=phylroy.lopez/reference/reference/output/3cd0bb3d-c7d8-44c4-bb4d-3082e8fcfac5/ | 1.0.002
181 |  | TRUE | 181 | 0 | 0 | 667.5811 |  |  |  | 0.1 | 2021-09-22 20:06:24 +0000 | 438c2ebff | 0.2.14 | :adv_dx_units: NECB_Default :airloop_economizer_type: NECB_Default :algorithm_type: parametric :analysis_id: reference :analysis_name: reference :boiler_eff: NECB_Default :btap_batch_version: 1.0.002 :building_type: MediumOffice :chiller_type: NECB_Default :compute_environment: aws_batch :datapoint_id: f21239b6-44f7-41c7-ae4f-5a6415d0f686 :daylighting_type: NECB_Default :dcv_type: NECB_Default :door_construction_cond: NECB_Default :ecm_system_name: NECB_Default :electrical_loads_scale: NECB_Default :enable_costing: true :epw_file: CAN_AB_Edmonton.Intl.AP.711230_CWEC2016.epw :erv_package: NECB_Default :ext_floor_cond: NECB_Default :ext_roof_cond: NECB_Default :ext_wall_cond: NECB_Default :fdwr_set: NECB_Default :fixed_wind_solar_trans: NECB_Default :fixed_window_cond: NECB_Default :furnace_eff: NECB_Default :glass_door_cond: NECB_Default :glass_door_solar_trans: NECB_Default :ground_floor_cond: NECB_Default :ground_roof_cond: NECB_Default :ground_wall_cond: NECB_Default :image_name: btap_private_cli :infiltration_scale: NECB_Default :lights_scale: NECB_Default :lights_type: NECB_Default :nv_delta_temp_in_out: NECB_Default :nv_opening_fraction: NECB_Default :nv_temp_out_min: NECB_Default :nv_type: NECB_Default :oa_scale: NECB_Default :occupancy_loads_scale: NECB_Default :output_meters: [] :output_variables: [] :overhead_door_cond: NECB_Default :primary_heating_fuel: NaturalGas :pv_ground_azimuth_angle: NECB_Default :pv_ground_module_description: NECB_Default :pv_ground_tilt_angle: NECB_Default :pv_ground_total_area_pv_panels_m2: NECB_Default :pv_ground_type: NECB_Default :rotation_degrees: NECB_Default :run_annual_simulation: true :s3_bucket: '834599497928' :scale_x: NECB_Default :scale_y: NECB_Default :scale_z: NECB_Default :shw_eff: NECB_Default :skylight_cond: NECB_Default :skylight_solar_trans: NECB_Default :srr_set: NECB_Default :template: NECB2015 | reference | reference | f21239b6-44f7-41c7-ae4f-5a6415d0f686 | NECB2015 | MediumOffice | NaturalGas | Natural Gas | CAN_AB_Edmonton.Intl.AP.711230_CWEC2016.epw | parametric |  | NECB_Default | NECB_Default | NECB_Default | NECB_Default | NECB_Default | NECB_Default | NECB_Default | NECB_Default | NECB_Default | NECB_Default | NECB_Default | NECB_Default | NECB_Default | NECB_Default | NECB_Default | NECB_Default | NECB_Default | NECB_Default | NECB_Default | NECB_Default | NECB_Default | NECB_Default | NECB_Default | NECB_Default | NECB_Default | NECB_Default | NECB_Default | NECB_Default | NECB_Default | NECB_Default | NECB_Default | NECB_Default | NECB_Default | NECB_Default | NECB_Default | NECB_Default | NECB_Default | NECB_Default | NECB_Default | NECB_Default | NECB_Default | NECB_Default | NECB_Default | NECB_Default | NECB_Default | aws_batch | 834599497928 | btap_private_cli |  | TRUE | TRUE |  |  | 87.9539 | 11.7442 | 41.6528 | 103.1223 | 4982.19 | 3638.3973 | 32.5 | MediumOffice |  |  | 0 | MediumOffice | 3 |  | 3 | NECB2015 | 0.1843 | 19741.4134 | 87.5729 | 88.5863 | 70.6807 | 3.4578 | 432.1261 | 181.8285 | EDMONTON | ALBERTA | 68.309 | 13.5416 | 0 | 81.8506 | 6.4743 | 0.96607 | 0 | 7.4403 | 0 | 0.019413 | 0 | 0 | 0.31126 | 0.074947 | 0 | 0.20746 | 0.09999 | 0.10739 | 0.26835 | 0.0085264 | 0.57962 | 0.060897 | 37.5981 | 87.9657 | 32.5 | 0.757 | [5 empty] | 0.162 | 0.21 | 2.2 |  | 0 | Edmonton Intl AP | CAN | 23 | 5588 | 53.31 | -113.579 | 7a | 5120 | AB | CAN_AB_Edmonton.Intl.AP.711230_CWEC2016.epw | 0.57962 | 11.7442 | 87.9539 | 13.6016 | 16.5427 | TRUE | FALSE | FALSE | FALSE | 11.0844 | 15.6717 | 0 | 0 | 0 | 0 | 303.4 | 249.2341 | 2.9075 | 0.011666 | 1062.69 | 0.00099354 | 0.57962 | 11.83 | 9.67 | 17.5 | 17.5 |  | https://s3.console.aws.amazon.com/s3/buckets/834599497928?region=ca-central-1&prefix=phylroy.lopez/reference/reference/output/f21239b6-44f7-41c7-ae4f-5a6415d0f686/ | 1.0.002
182 |  | TRUE | 188 | 0 | 0 | 667.341 |  |  |  | 0.1 | 2021-09-22 20:05:51 +0000 | 438c2ebff | 0.2.14 | :adv_dx_units: NECB_Default :airloop_economizer_type: NECB_Default :algorithm_type: parametric :analysis_id: reference :analysis_name: reference :boiler_eff: NECB_Default :btap_batch_version: 1.0.002 :building_type: MediumOffice :chiller_type: NECB_Default :compute_environment: aws_batch :datapoint_id: b4f080a7-01fb-4783-bd0d-1810633f6d5c :daylighting_type: NECB_Default :dcv_type: NECB_Default :door_construction_cond: NECB_Default :ecm_system_name: NECB_Default :electrical_loads_scale: NECB_Default :enable_costing: true :epw_file: CAN_AB_Edmonton.Intl.AP.711230_CWEC2016.epw :erv_package: NECB_Default :ext_floor_cond: NECB_Default :ext_roof_cond: NECB_Default :ext_wall_cond: NECB_Default :fdwr_set: NECB_Default :fixed_wind_solar_trans: NECB_Default :fixed_window_cond: NECB_Default :furnace_eff: NECB_Default :glass_door_cond: NECB_Default :glass_door_solar_trans: NECB_Default :ground_floor_cond: NECB_Default :ground_roof_cond: NECB_Default :ground_wall_cond: NECB_Default :image_name: btap_private_cli :infiltration_scale: NECB_Default :lights_scale: NECB_Default :lights_type: NECB_Default :nv_delta_temp_in_out: NECB_Default :nv_opening_fraction: NECB_Default :nv_temp_out_min: NECB_Default :nv_type: NECB_Default :oa_scale: NECB_Default :occupancy_loads_scale: NECB_Default :output_meters: [] :output_variables: [] :overhead_door_cond: NECB_Default :primary_heating_fuel: Electricity :pv_ground_azimuth_angle: NECB_Default :pv_ground_module_description: NECB_Default :pv_ground_tilt_angle: NECB_Default :pv_ground_total_area_pv_panels_m2: NECB_Default :pv_ground_type: NECB_Default :rotation_degrees: NECB_Default :run_annual_simulation: true :s3_bucket: '834599497928' :scale_x: NECB_Default :scale_y: NECB_Default :scale_z: NECB_Default :shw_eff: NECB_Default :skylight_cond: NECB_Default :skylight_solar_trans: NECB_Default :srr_set: NECB_Default :template: NECB2017 | reference | reference | b4f080a7-01fb-4783-bd0d-1810633f6d5c | NECB2017 | MediumOffice | Electricity | Electricity | CAN_AB_Edmonton.Intl.AP.711230_CWEC2016.epw | parametric |  | NECB_Default | NECB_Default | NECB_Default | NECB_Default | NECB_Default | NECB_Default | NECB_Default | NECB_Default | NECB_Default | NECB_Default | NECB_Default | NECB_Default | NECB_Default | NECB_Default | NECB_Default | NECB_Default | NECB_Default | NECB_Default | NECB_Default | NECB_Default | NECB_Default | NECB_Default | NECB_Default | NECB_Default | NECB_Default | NECB_Default | NECB_Default | NECB_Default | NECB_Default | NECB_Default | NECB_Default | NECB_Default | NECB_Default | NECB_Default | NECB_Default | NECB_Default | NECB_Default | NECB_Default | NECB_Default | NECB_Default | NECB_Default | NECB_Default | NECB_Default | NECB_Default | NECB_Default | aws_batch | 834599497928 | btap_private_cli |  | TRUE | TRUE |  |  | 47.3677 | 11.4687 | 39.5018 | 80.209 | 4982.19 | 3638.3973 | 32.5 | MediumOffice |  |  | 0 | MediumOffice | 3 |  | 3 | NECB2017 | 0.1843 | 19741.4134 | 88.8878 | 50.1728 | 70.6807 | 11.8015 | 397.1628 | 175.62 | EDMONTON | ALBERTA | 104.9304 | 0 | 0 | 104.9304 | 9.9452 | 0 | 0 | 9.9452 | 0 | 0.018765 | 0 | 0 | 0.47814 | 0.072085 | 0.00032917 | 0.14221 | 0.09999 | 0.08811 | 0 | 0.007872 | 0.47814 | 0.047822 | 67.6222 | 0 | 32.5 | 0.757 | [5 empty] | 0.138 | 0.21 | 1.9 |  | 0 | Edmonton Intl AP | CAN | 23 | 5588 | 53.31 | -113.579 | 7a | 5120 | AB | CAN_AB_Edmonton.Intl.AP.711230_CWEC2016.epw | 0.47813 | 11.4687 | 47.3677 | 13.6016 | 16.5427 | TRUE | FALSE | FALSE | FALSE | 11.0844 | 15.6717 | 0 | 0.65187 | 0.0026155 | 238.26 | 0 | 249.2341 | 2.9075 | 0.011666 | 1062.69 | 0.0009534 | 0.47814 | 15.5 | 11.83 | 14.67 | 14.67 |  | https://s3.console.aws.amazon.com/s3/buckets/834599497928?region=ca-central-1&prefix=phylroy.lopez/reference/reference/output/b4f080a7-01fb-4783-bd0d-1810633f6d5c/ | 1.0.002
183 |  | TRUE | 190 | 0 | 0 | 667.344 |  |  |  | 0.1 | 2021-09-22 20:06:04 +0000 | 438c2ebff | 0.2.14 | :adv_dx_units: NECB_Default :airloop_economizer_type: NECB_Default :algorithm_type: parametric :analysis_id: reference :analysis_name: reference :boiler_eff: NECB_Default :btap_batch_version: 1.0.002 :building_type: MediumOffice :chiller_type: NECB_Default :compute_environment: aws_batch :datapoint_id: 98c728a7-23e3-4714-9f3e-a176ebba5ba1 :daylighting_type: NECB_Default :dcv_type: NECB_Default :door_construction_cond: NECB_Default :ecm_system_name: NECB_Default :electrical_loads_scale: NECB_Default :enable_costing: true :epw_file: CAN_AB_Calgary.Intl.AP.718770_CWEC2016.epw :erv_package: NECB_Default :ext_floor_cond: NECB_Default :ext_roof_cond: NECB_Default :ext_wall_cond: NECB_Default :fdwr_set: NECB_Default :fixed_wind_solar_trans: NECB_Default :fixed_window_cond: NECB_Default :furnace_eff: NECB_Default :glass_door_cond: NECB_Default :glass_door_solar_trans: NECB_Default :ground_floor_cond: NECB_Default :ground_roof_cond: NECB_Default :ground_wall_cond: NECB_Default :image_name: btap_private_cli :infiltration_scale: NECB_Default :lights_scale: NECB_Default :lights_type: NECB_Default :nv_delta_temp_in_out: NECB_Default :nv_opening_fraction: NECB_Default :nv_temp_out_min: NECB_Default :nv_type: NECB_Default :oa_scale: NECB_Default :occupancy_loads_scale: NECB_Default :output_meters: [] :output_variables: [] :overhead_door_cond: NECB_Default :primary_heating_fuel: Electricity :pv_ground_azimuth_angle: NECB_Default :pv_ground_module_description: NECB_Default :pv_ground_tilt_angle: NECB_Default :pv_ground_total_area_pv_panels_m2: NECB_Default :pv_ground_type: NECB_Default :rotation_degrees: NECB_Default :run_annual_simulation: true :s3_bucket: '834599497928' :scale_x: NECB_Default :scale_y: NECB_Default :scale_z: NECB_Default :shw_eff: NECB_Default :skylight_cond: NECB_Default :skylight_solar_trans: NECB_Default :srr_set: NECB_Default :template: NECB2017 | reference | reference | 98c728a7-23e3-4714-9f3e-a176ebba5ba1 | NECB2017 | MediumOffice | Electricity | Electricity | CAN_AB_Calgary.Intl.AP.718770_CWEC2016.epw | parametric |  | NECB_Default | NECB_Default | NECB_Default | NECB_Default | NECB_Default | NECB_Default | NECB_Default | NECB_Default | NECB_Default | NECB_Default | NECB_Default | NECB_Default | NECB_Default | NECB_Default | NECB_Default | NECB_Default | NECB_Default | NECB_Default | NECB_Default | NECB_Default | NECB_Default | NECB_Default | NECB_Default | NECB_Default | NECB_Default | NECB_Default | NECB_Default | NECB_Default | NECB_Default | NECB_Default | NECB_Default | NECB_Default | NECB_Default | NECB_Default | NECB_Default | NECB_Default | NECB_Default | NECB_Default | NECB_Default | NECB_Default | NECB_Default | NECB_Default | NECB_Default | NECB_Default | NECB_Default | aws_batch | 834599497928 | btap_private_cli |  | TRUE | TRUE |  |  | 47.6333 | 10.9069 | 34.1505 | 76.197 | 4982.19 | 3638.3973 | 33.3 | MediumOffice |  |  | 0 | MediumOffice | 3 |  | 3 | NECB2017 | 0.1843 | 19741.4134 | 90.5973 | 48.8273 | 68.0384 | 11.8171 | 397.8597 | 178.5797 | CALGARY | ALBERTA | 101.7558 | 0 | 0 | 101.7558 | 9.6443 | 0 | 0 | 9.6443 | 0 | 0.02079 | 0 | 0 | 0.46367 | 0.07641 | 0.00024086 | 0.12294 | 0.09999 | 0.08811 | 0 | 0.0080828 | 0.46367 | 0.046084 | 63.8635 | 0 | 33.3 | 0.757 | [5 empty] | 0.138 | 0.21 | 1.9 |  | 0 | Calgary Intl AP | CAN | 64 | 4781 | 51.114 | -114.02 | 7a | 5000 | AB | CAN_AB_Calgary.Intl.AP.718770_CWEC2016.epw | 0.46367 | 10.9069 | 47.6333 | 13.373 | 18.4865 | TRUE | TRUE | FALSE | FALSE | 12.0559 | 13.9097 | 0 | 0.62818 | 0.0025204 | 229.6 | 0 | 249.2341 | 2.9075 | 0.011666 | 1062.69 | 0.0010176 | 0.46367 | 66.67 | 63.17 | 10.5 | 10.5 |  | https://s3.console.aws.amazon.com/s3/buckets/834599497928?region=ca-central-1&prefix=phylroy.lopez/reference/reference/output/98c728a7-23e3-4714-9f3e-a176ebba5ba1/ | 1.0.002
184 |  | TRUE | 190 | 0 | 0 | 667.1977 |  |  |  | 0.1 | 2021-09-22 20:06:21 +0000 | 438c2ebff | 0.2.14 | :adv_dx_units: NECB_Default :airloop_economizer_type: NECB_Default :algorithm_type: parametric :analysis_id: reference :analysis_name: reference :boiler_eff: NECB_Default :btap_batch_version: 1.0.002 :building_type: MediumOffice :chiller_type: NECB_Default :compute_environment: aws_batch :datapoint_id: b8258c6c-493e-4de5-afe7-a4b5205f241f :daylighting_type: NECB_Default :dcv_type: NECB_Default :door_construction_cond: NECB_Default :ecm_system_name: NECB_Default :electrical_loads_scale: NECB_Default :enable_costing: true :epw_file: CAN_ON_Toronto.Pearson.Intl.AP.716240_CWEC2016.epw :erv_package: NECB_Default :ext_floor_cond: NECB_Default :ext_roof_cond: NECB_Default :ext_wall_cond: NECB_Default :fdwr_set: NECB_Default :fixed_wind_solar_trans: NECB_Default :fixed_window_cond: NECB_Default :furnace_eff: NECB_Default :glass_door_cond: NECB_Default :glass_door_solar_trans: NECB_Default :ground_floor_cond: NECB_Default :ground_roof_cond: NECB_Default :ground_wall_cond: NECB_Default :image_name: btap_private_cli :infiltration_scale: NECB_Default :lights_scale: NECB_Default :lights_type: NECB_Default :nv_delta_temp_in_out: NECB_Default :nv_opening_fraction: NECB_Default :nv_temp_out_min: NECB_Default :nv_type: NECB_Default :oa_scale: NECB_Default :occupancy_loads_scale: NECB_Default :output_meters: [] :output_variables: [] :overhead_door_cond: NECB_Default :primary_heating_fuel: Electricity :pv_ground_azimuth_angle: NECB_Default :pv_ground_module_description: NECB_Default :pv_ground_tilt_angle: NECB_Default :pv_ground_total_area_pv_panels_m2: NECB_Default :pv_ground_type: NECB_Default :rotation_degrees: NECB_Default :run_annual_simulation: true :s3_bucket: '834599497928' :scale_x: NECB_Default :scale_y: NECB_Default :scale_z: NECB_Default :shw_eff: NECB_Default :skylight_cond: NECB_Default :skylight_solar_trans: NECB_Default :srr_set: NECB_Default :template: NECB2017 | reference | reference | b8258c6c-493e-4de5-afe7-a4b5205f241f | NECB2017 | MediumOffice | Electricity | Electricity | CAN_ON_Toronto.Pearson.Intl.AP.716240_CWEC2016.epw | parametric |  | NECB_Default | NECB_Default | NECB_Default | NECB_Default | NECB_Default | NECB_Default | NECB_Default | NECB_Default | NECB_Default | NECB_Default | NECB_Default | NECB_Default | NECB_Default | NECB_Default | NECB_Default | NECB_Default | NECB_Default | NECB_Default | NECB_Default | NECB_Default | NECB_Default | NECB_Default | NECB_Default | NECB_Default | NECB_Default | NECB_Default | NECB_Default | NECB_Default | NECB_Default | NECB_Default | NECB_Default | NECB_Default | NECB_Default | NECB_Default | NECB_Default | NECB_Default | NECB_Default | NECB_Default | NECB_Default | NECB_Default | NECB_Default | NECB_Default | NECB_Default | NECB_Default | NECB_Default | aws_batch | 834599497928 | btap_private_cli |  | TRUE | TRUE |  |  | 52.104 | 15.3428 | 34.8675 | 79.2991 | 4982.19 | 3638.3973 | 40 | MediumOffice |  |  | 0 | MediumOffice | 3 |  | 3 | NECB2017 | 0.1843 | 19741.4134 | 96.3742 | 63.6254 | 71.3348 | 11.8539 | 428.4267 | 185.2385 | TORONTO | ONTARIO | 2.6513 | 0 | 0 | 2.6513 | 21.242 | 0 | 0 | 21.242 | 0 | 0.038025 | 0 | 0 | 0.47735 | 0.0657 | 0.0012344 | 0.12552 | 0.09999 | 0.08811 | 0 | 0.013795 | 0.47735 | 0.042433 | 64.9227 | 0 | 40 | 0.757 | [5 empty] | 0.156 | 0.278 | 1.9 |  | 0 | Toronto Pearson Intl AP | CAN | 382 | 3615 | 43.677 | -79.631 | 5 | 3890 | ON | CAN_ON_Toronto.Pearson.Intl.AP.716240_CWEC2016.epw | 0.47735 | 15.3428 | 52.104 | 16.3123 | 17.7276 | TRUE | FALSE | FALSE | FALSE | 12.6181 | 7.656 | 0 | 0.57841 | 0.0023208 | 211.41 | 0 | 249.2341 | 2.9075 | 0.011666 | 1062.69 | 0.002535 | 0.47735 | 183.67 | 174.67 | 11.5 | 11.5 |  | https://s3.console.aws.amazon.com/s3/buckets/834599497928?region=ca-central-1&prefix=phylroy.lopez/reference/reference/output/b8258c6c-493e-4de5-afe7-a4b5205f241f/ | 1.0.002
185 |  | TRUE | 191 | 0 | 0 | 667.4635 |  |  |  | 0.1 | 2021-09-22 20:06:10 +0000 | 438c2ebff | 0.2.14 | :adv_dx_units: NECB_Default :airloop_economizer_type: NECB_Default :algorithm_type: parametric :analysis_id: reference :analysis_name: reference :boiler_eff: NECB_Default :btap_batch_version: 1.0.002 :building_type: MediumOffice :chiller_type: NECB_Default :compute_environment: aws_batch :datapoint_id: 87158e3b-6629-4238-b385-ab0dc8e115fc :daylighting_type: NECB_Default :dcv_type: NECB_Default :door_construction_cond: NECB_Default :ecm_system_name: NECB_Default :electrical_loads_scale: NECB_Default :enable_costing: true :epw_file: CAN_YT_Whitehorse.Intl.AP.719640_CWEC2016.epw :erv_package: NECB_Default :ext_floor_cond: NECB_Default :ext_roof_cond: NECB_Default :ext_wall_cond: NECB_Default :fdwr_set: NECB_Default :fixed_wind_solar_trans: NECB_Default :fixed_window_cond: NECB_Default :furnace_eff: NECB_Default :glass_door_cond: NECB_Default :glass_door_solar_trans: NECB_Default :ground_floor_cond: NECB_Default :ground_roof_cond: NECB_Default :ground_wall_cond: NECB_Default :image_name: btap_private_cli :infiltration_scale: NECB_Default :lights_scale: NECB_Default :lights_type: NECB_Default :nv_delta_temp_in_out: NECB_Default :nv_opening_fraction: NECB_Default :nv_temp_out_min: NECB_Default :nv_type: NECB_Default :oa_scale: NECB_Default :occupancy_loads_scale: NECB_Default :output_meters: [] :output_variables: [] :overhead_door_cond: NECB_Default :primary_heating_fuel: Electricity :pv_ground_azimuth_angle: NECB_Default :pv_ground_module_description: NECB_Default :pv_ground_tilt_angle: NECB_Default :pv_ground_total_area_pv_panels_m2: NECB_Default :pv_ground_type: NECB_Default :rotation_degrees: NECB_Default :run_annual_simulation: true :s3_bucket: '834599497928' :scale_x: NECB_Default :scale_y: NECB_Default :scale_z: NECB_Default :shw_eff: NECB_Default :skylight_cond: NECB_Default :skylight_solar_trans: NECB_Default :srr_set: NECB_Default :template: NECB2017 | reference | reference | 87158e3b-6629-4238-b385-ab0dc8e115fc | NECB2017 | MediumOffice | Electricity | Electricity | CAN_YT_Whitehorse.Intl.AP.719640_CWEC2016.epw | parametric |  | NECB_Default | NECB_Default | NECB_Default | NECB_Default | NECB_Default | NECB_Default | NECB_Default | NECB_Default | NECB_Default | NECB_Default | NECB_Default | NECB_Default | NECB_Default | NECB_Default | NECB_Default | NECB_Default | NECB_Default | NECB_Default | NECB_Default | NECB_Default | NECB_Default | NECB_Default | NECB_Default | NECB_Default | NECB_Default | NECB_Default | NECB_Default | NECB_Default | NECB_Default | NECB_Default | NECB_Default | NECB_Default | NECB_Default | NECB_Default | NECB_Default | NECB_Default | NECB_Default | NECB_Default | NECB_Default | NECB_Default | NECB_Default | NECB_Default | NECB_Default | NECB_Default | NECB_Default | aws_batch | 834599497928 | btap_private_cli |  | TRUE | TRUE |  |  | 54.034 | 8.6761 | 44.7477 | 73.5592 | 4982.19 | 3638.3973 | 22.8 | MediumOffice |  |  | 0 | MediumOffice | 3 |  | 3 | NECB2017 | 0.1843 | 19741.4134 | 69.7925 | 35.8373 | 63.2389 | 11.6496 | 331.9455 | 151.4273 | WHITEHORSE | YUKON | 7.0525 | 0 | 0 | 7.0525 | 16.1511 | 0 | 0 | 16.1511 | 0 | 0.007025 | 0 | 0 | 0.45343 | 0.042935 | 0.00023283 | 0.16109 | 0.09999 | 0.08811 | 0 | 0.0041287 | 0.45343 | 0.049633 | 73.5618 | 0 | 22.8 | 0.757 | [5 empty] | 0.138 | 0.21 | 1.9 |  | 0 | Whitehorse Intl AP | CAN | 5 | 6491 | 60.709 | -135.069 | 7b | 6580 | YT | CAN_YT_Whitehorse.Intl.AP.719640_CWEC2016.epw | 0.45343 | 8.6761 | 54.034 | 16.1384 | 12.811 | TRUE | FALSE | FALSE | FALSE | 7.8045 | 16.8757 | 0 | 0.67655 | 0.0027145 | 247.28 | 0 | 249.2341 | 2.9075 | 0.011666 | 1062.69 | 0.000281 | 0.45343 | 17 | 12.5 | 17.5 | 17.5 |  | https://s3.console.aws.amazon.com/s3/buckets/834599497928?region=ca-central-1&prefix=phylroy.lopez/reference/reference/output/87158e3b-6629-4238-b385-ab0dc8e115fc/ | 1.0.002
186 |  | TRUE | 189 | 0 | 0 | 669.1042 |  |  |  | 0.1 | 2021-09-22 20:06:48 +0000 | 438c2ebff | 0.2.14 | :adv_dx_units: NECB_Default :airloop_economizer_type: NECB_Default :algorithm_type: parametric :analysis_id: reference :analysis_name: reference :boiler_eff: NECB_Default :btap_batch_version: 1.0.002 :building_type: MediumOffice :chiller_type: NECB_Default :compute_environment: aws_batch :datapoint_id: 30dc8aa6-9a22-496d-b610-254593ced934 :daylighting_type: NECB_Default :dcv_type: NECB_Default :door_construction_cond: NECB_Default :ecm_system_name: NECB_Default :electrical_loads_scale: NECB_Default :enable_costing: true :epw_file: CAN_AB_Calgary.Intl.AP.718770_CWEC2016.epw :erv_package: NECB_Default :ext_floor_cond: NECB_Default :ext_roof_cond: NECB_Default :ext_wall_cond: NECB_Default :fdwr_set: NECB_Default :fixed_wind_solar_trans: NECB_Default :fixed_window_cond: NECB_Default :furnace_eff: NECB_Default :glass_door_cond: NECB_Default :glass_door_solar_trans: NECB_Default :ground_floor_cond: NECB_Default :ground_roof_cond: NECB_Default :ground_wall_cond: NECB_Default :image_name: btap_private_cli :infiltration_scale: NECB_Default :lights_scale: NECB_Default :lights_type: NECB_Default :nv_delta_temp_in_out: NECB_Default :nv_opening_fraction: NECB_Default :nv_temp_out_min: NECB_Default :nv_type: NECB_Default :oa_scale: NECB_Default :occupancy_loads_scale: NECB_Default :output_meters: [] :output_variables: [] :overhead_door_cond: NECB_Default :primary_heating_fuel: NaturalGas :pv_ground_azimuth_angle: NECB_Default :pv_ground_module_description: NECB_Default :pv_ground_tilt_angle: NECB_Default :pv_ground_total_area_pv_panels_m2: NECB_Default :pv_ground_type: NECB_Default :rotation_degrees: NECB_Default :run_annual_simulation: true :s3_bucket: '834599497928' :scale_x: NECB_Default :scale_y: NECB_Default :scale_z: NECB_Default :shw_eff: NECB_Default :skylight_cond: NECB_Default :skylight_solar_trans: NECB_Default :srr_set: NECB_Default :template: NECB2017 | reference | reference | 30dc8aa6-9a22-496d-b610-254593ced934 | NECB2017 | MediumOffice | NaturalGas | Natural Gas | CAN_AB_Calgary.Intl.AP.718770_CWEC2016.epw | parametric |  | NECB_Default | NECB_Default | NECB_Default | NECB_Default | NECB_Default | NECB_Default | NECB_Default | NECB_Default | NECB_Default | NECB_Default | NECB_Default | NECB_Default | NECB_Default | NECB_Default | NECB_Default | NECB_Default | NECB_Default | NECB_Default | NECB_Default | NECB_Default | NECB_Default | NECB_Default | NECB_Default | NECB_Default | NECB_Default | NECB_Default | NECB_Default | NECB_Default | NECB_Default | NECB_Default | NECB_Default | NECB_Default | NECB_Default | NECB_Default | NECB_Default | NECB_Default | NECB_Default | NECB_Default | NECB_Default | NECB_Default | NECB_Default | NECB_Default | NECB_Default | NECB_Default | NECB_Default | aws_batch | 834599497928 | btap_private_cli |  | TRUE | TRUE |  |  | 74.7009 | 10.9069 | 33.8104 | 91.9994 | 4982.19 | 3638.3973 | 33.3 | MediumOffice |  |  | 0 | MediumOffice | 3 |  | 3 | NECB2017 | 0.1843 | 19741.4134 | 90.5973 | 81.9613 | 68.0384 | 3.4563 | 430.3954 | 186.342 | CALGARY | ALBERTA | 64.8776 | 11.355 | 0 | 76.2326 | 6.149 | 0.81008 | 0 | 6.9591 | 0 | 0.020822 | 0 | 0 | 0.29563 | 0.076521 | 0.00033319 | 0.16621 | 0.09999 | 0.08811 | 0.22502 | 0.0088315 | 0.52065 | 0.058811 | 35.6221 | 74.7126 | 33.3 | 0.757 | [5 empty] | 0.138 | 0.21 | 1.9 |  | 0 | Calgary Intl AP | CAN | 64 | 4781 | 51.114 | -114.02 | 7a | 5000 | AB | CAN_AB_Calgary.Intl.AP.718770_CWEC2016.epw | 0.52065 | 10.9069 | 74.7009 | 13.373 | 18.4865 | TRUE | TRUE | FALSE | FALSE | 12.0559 | 13.9097 | 0 | 0 | 0 | 0 | 293.01 | 249.2341 | 2.9075 | 0.011666 | 1062.69 | 0.0010176 | 0.52065 | 66.5 | 63 | 13.67 | 13.5 |  | https://s3.console.aws.amazon.com/s3/buckets/834599497928?region=ca-central-1&prefix=phylroy.lopez/reference/reference/output/30dc8aa6-9a22-496d-b610-254593ced934/ | 1.0.002
187 |  | TRUE | 184 | 0 | 0 | 669.8988 |  |  |  | 0.1 | 2021-09-22 20:06:12 +0000 | 438c2ebff | 0.2.14 | :adv_dx_units: NECB_Default :airloop_economizer_type: NECB_Default :algorithm_type: parametric :analysis_id: reference :analysis_name: reference :boiler_eff: NECB_Default :btap_batch_version: 1.0.002 :building_type: MediumOffice :chiller_type: NECB_Default :compute_environment: aws_batch :datapoint_id: 8d96dc7d-3b79-45b9-aba8-3e381df5a5f3 :daylighting_type: NECB_Default :dcv_type: NECB_Default :door_construction_cond: NECB_Default :ecm_system_name: NECB_Default :electrical_loads_scale: NECB_Default :enable_costing: true :epw_file: CAN_AB_Calgary.Intl.AP.718770_CWEC2016.epw :erv_package: NECB_Default :ext_floor_cond: NECB_Default :ext_roof_cond: NECB_Default :ext_wall_cond: NECB_Default :fdwr_set: NECB_Default :fixed_wind_solar_trans: NECB_Default :fixed_window_cond: NECB_Default :furnace_eff: NECB_Default :glass_door_cond: NECB_Default :glass_door_solar_trans: NECB_Default :ground_floor_cond: NECB_Default :ground_roof_cond: NECB_Default :ground_wall_cond: NECB_Default :image_name: btap_private_cli :infiltration_scale: NECB_Default :lights_scale: NECB_Default :lights_type: NECB_Default :nv_delta_temp_in_out: NECB_Default :nv_opening_fraction: NECB_Default :nv_temp_out_min: NECB_Default :nv_type: NECB_Default :oa_scale: NECB_Default :occupancy_loads_scale: NECB_Default :output_meters: [] :output_variables: [] :overhead_door_cond: NECB_Default :primary_heating_fuel: Electricity :pv_ground_azimuth_angle: NECB_Default :pv_ground_module_description: NECB_Default :pv_ground_tilt_angle: NECB_Default :pv_ground_total_area_pv_panels_m2: NECB_Default :pv_ground_type: NECB_Default :rotation_degrees: NECB_Default :run_annual_simulation: true :s3_bucket: '834599497928' :scale_x: NECB_Default :scale_y: NECB_Default :scale_z: NECB_Default :shw_eff: NECB_Default :skylight_cond: NECB_Default :skylight_solar_trans: NECB_Default :srr_set: NECB_Default :template: NECB2015 | reference | reference | 8d96dc7d-3b79-45b9-aba8-3e381df5a5f3 | NECB2015 | MediumOffice | Electricity | Electricity | CAN_AB_Calgary.Intl.AP.718770_CWEC2016.epw | parametric |  | NECB_Default | NECB_Default | NECB_Default | NECB_Default | NECB_Default | NECB_Default | NECB_Default | NECB_Default | NECB_Default | NECB_Default | NECB_Default | NECB_Default | NECB_Default | NECB_Default | NECB_Default | NECB_Default | NECB_Default | NECB_Default | NECB_Default | NECB_Default | NECB_Default | NECB_Default | NECB_Default | NECB_Default | NECB_Default | NECB_Default | NECB_Default | NECB_Default | NECB_Default | NECB_Default | NECB_Default | NECB_Default | NECB_Default | NECB_Default | NECB_Default | NECB_Default | NECB_Default | NECB_Default | NECB_Default | NECB_Default | NECB_Default | NECB_Default | NECB_Default | NECB_Default | NECB_Default | aws_batch | 834599497928 | btap_private_cli |  | TRUE | TRUE |  |  | 49.2501 | 11.2741 | 36.2759 | 79.4519 | 4982.19 | 3638.3973 | 33.3 | MediumOffice |  |  | 0 | MediumOffice | 3 |  | 3 | NECB2015 | 0.1843 | 19741.4134 | 89.3201 | 50.0986 | 68.0384 | 11.8171 | 397.2933 | 178.0191 | CALGARY | ALBERTA | 108.5142 | 0 | 0 | 108.5142 | 10.2849 | 0 | 0 | 10.2849 | 0 | 0.021631 | 0 | 0 | 0.49447 | 0.079391 | 0 | 0.13059 | 0.09999 | 0.10739 | 0 | 0.0083236 | 0.49447 | 0.046088 | 66.2157 | 0 | 33.3 | 0.757 | [5 empty] | 0.162 | 0.21 | 2.2 |  | 0 | Calgary Intl AP | CAN | 64 | 4781 | 51.114 | -114.02 | 7a | 5000 | AB | CAN_AB_Calgary.Intl.AP.718770_CWEC2016.epw | 0.49447 | 11.2741 | 49.2501 | 13.373 | 18.4865 | TRUE | TRUE | FALSE | FALSE | 12.0559 | 13.9097 | 0 | 0.62824 | 0.0025207 | 229.62 | 0 | 249.2341 | 2.9075 | 0.011666 | 1062.69 | 0.0010578 | 0.49447 | 49.83 | 47.33 | 11.83 | 11.83 |  | https://s3.console.aws.amazon.com/s3/buckets/834599497928?region=ca-central-1&prefix=phylroy.lopez/reference/reference/output/8d96dc7d-3b79-45b9-aba8-3e381df5a5f3/ | 1.0.002
188 |  | TRUE | 264 | 0 | 0 | 664.0503 |  |  |  | 0.1 | 2021-09-22 20:06:41 +0000 | 438c2ebff | 0.2.14 | :adv_dx_units: NECB_Default :airloop_economizer_type: NECB_Default :algorithm_type: parametric :analysis_id: reference :analysis_name: reference :boiler_eff: NECB_Default :btap_batch_version: 1.0.002 :building_type: LargeOffice :chiller_type: NECB_Default :compute_environment: aws_batch :datapoint_id: a4710f0e-4864-4208-abbb-b1e5aea7af57 :daylighting_type: NECB_Default :dcv_type: NECB_Default :door_construction_cond: NECB_Default :ecm_system_name: NECB_Default :electrical_loads_scale: NECB_Default :enable_costing: true :epw_file: CAN_NS_Halifax.Dockyard.713280_CWEC2016.epw :erv_package: NECB_Default :ext_floor_cond: NECB_Default :ext_roof_cond: NECB_Default :ext_wall_cond: NECB_Default :fdwr_set: NECB_Default :fixed_wind_solar_trans: NECB_Default :fixed_window_cond: NECB_Default :furnace_eff: NECB_Default :glass_door_cond: NECB_Default :glass_door_solar_trans: NECB_Default :ground_floor_cond: NECB_Default :ground_roof_cond: NECB_Default :ground_wall_cond: NECB_Default :image_name: btap_private_cli :infiltration_scale: NECB_Default :lights_scale: NECB_Default :lights_type: NECB_Default :nv_delta_temp_in_out: NECB_Default :nv_opening_fraction: NECB_Default :nv_temp_out_min: NECB_Default :nv_type: NECB_Default :oa_scale: NECB_Default :occupancy_loads_scale: NECB_Default :output_meters: [] :output_variables: [] :overhead_door_cond: NECB_Default :primary_heating_fuel: Electricity :pv_ground_azimuth_angle: NECB_Default :pv_ground_module_description: NECB_Default :pv_ground_tilt_angle: NECB_Default :pv_ground_total_area_pv_panels_m2: NECB_Default :pv_ground_type: NECB_Default :rotation_degrees: NECB_Default :run_annual_simulation: true :s3_bucket: '834599497928' :scale_x: NECB_Default :scale_y: NECB_Default :scale_z: NECB_Default :shw_eff: NECB_Default :skylight_cond: NECB_Default :skylight_solar_trans: NECB_Default :srr_set: NECB_Default :template: NECB2011 | reference | reference | a4710f0e-4864-4208-abbb-b1e5aea7af57 | NECB2011 | LargeOffice | Electricity | Electricity | CAN_NS_Halifax.Dockyard.713280_CWEC2016.epw | parametric |  | NECB_Default | NECB_Default | NECB_Default | NECB_Default | NECB_Default | NECB_Default | NECB_Default | NECB_Default | NECB_Default | NECB_Default | NECB_Default | NECB_Default | NECB_Default | NECB_Default | NECB_Default | NECB_Default | NECB_Default | NECB_Default | NECB_Default | NECB_Default | NECB_Default | NECB_Default | NECB_Default | NECB_Default | NECB_Default | NECB_Default | NECB_Default | NECB_Default | NECB_Default | NECB_Default | NECB_Default | NECB_Default | NECB_Default | NECB_Default | NECB_Default | NECB_Default | NECB_Default | NECB_Default | NECB_Default | NECB_Default | NECB_Default | NECB_Default | NECB_Default | NECB_Default | NECB_Default | aws_batch | 834599497928 | btap_private_cli |  | TRUE | TRUE |  |  | 29.1747 | 8.8422 | 12.4765 | 51.2876 | 46320.38 | 15152.6411 | 40 | LargeOffice |  |  | 0 | LargeOffice | 12 |  | 13 | NECB2011 | 0.085057 | 178146.0371 | 27.5804 | 24.1616 | 66.4926 | 3.4967 | 245.0243 | 123.293 | HALIFAX | NOVA SCOTIA | 80.8377 | 0 | 0 | 80.8377 | 15.8538 | 0 | 0 | 15.8538 | 0 | 0.020236 | 0 | 0 | 0.39864 | 0.06978 | 0 | 0.044915 | 0.094755 | 0.11764 | 0 | 0.011111 | 0.39864 | 0.038594 | 50.2319 | 0 | 40 | 0.757 |  | 0.284 |  |  |  | 0.183 | 0.247 | 2.2 |  | 0 | Halifax Dockyard | CAN | 112 | 3647 | 44.655 | -63.577 | 6 | 4000 | NS | CAN_NS_Halifax.Dockyard.713280_CWEC2016.epw | 0.39864 | 8.8422 | 29.1747 | 21.2209 | 21.4838 | TRUE | TRUE | TRUE | FALSE | 9.8403 | 8.0161 | 0 | 4.891 | 0.0022303 | 1787.67 | 0 | 2192.9915 | 25.7352 | 0.011735 | 9406.2 | 0.0016032 | 0.39864 | 50.5 | 35.67 | 1.33 | 1.33 |  | https://s3.console.aws.amazon.com/s3/buckets/834599497928?region=ca-central-1&prefix=phylroy.lopez/reference/reference/output/a4710f0e-4864-4208-abbb-b1e5aea7af57/ | 1.0.002
189 |  | TRUE | 249 | 0 | 0 | 663.9309 |  |  |  | 0.1 | 2021-09-22 20:06:49 +0000 | 438c2ebff | 0.2.14 | :adv_dx_units: NECB_Default :airloop_economizer_type: NECB_Default :algorithm_type: parametric :analysis_id: reference :analysis_name: reference :boiler_eff: NECB_Default :btap_batch_version: 1.0.002 :building_type: LargeOffice :chiller_type: NECB_Default :compute_environment: aws_batch :datapoint_id: 46d8676d-d7c3-4276-a877-68daa4949727 :daylighting_type: NECB_Default :dcv_type: NECB_Default :door_construction_cond: NECB_Default :ecm_system_name: NECB_Default :electrical_loads_scale: NECB_Default :enable_costing: true :epw_file: CAN_YT_Whitehorse.Intl.AP.719640_CWEC2016.epw :erv_package: NECB_Default :ext_floor_cond: NECB_Default :ext_roof_cond: NECB_Default :ext_wall_cond: NECB_Default :fdwr_set: NECB_Default :fixed_wind_solar_trans: NECB_Default :fixed_window_cond: NECB_Default :furnace_eff: NECB_Default :glass_door_cond: NECB_Default :glass_door_solar_trans: NECB_Default :ground_floor_cond: NECB_Default :ground_roof_cond: NECB_Default :ground_wall_cond: NECB_Default :image_name: btap_private_cli :infiltration_scale: NECB_Default :lights_scale: NECB_Default :lights_type: NECB_Default :nv_delta_temp_in_out: NECB_Default :nv_opening_fraction: NECB_Default :nv_temp_out_min: NECB_Default :nv_type: NECB_Default :oa_scale: NECB_Default :occupancy_loads_scale: NECB_Default :output_meters: [] :output_variables: [] :overhead_door_cond: NECB_Default :primary_heating_fuel: Electricity :pv_ground_azimuth_angle: NECB_Default :pv_ground_module_description: NECB_Default :pv_ground_tilt_angle: NECB_Default :pv_ground_total_area_pv_panels_m2: NECB_Default :pv_ground_type: NECB_Default :rotation_degrees: NECB_Default :run_annual_simulation: true :s3_bucket: '834599497928' :scale_x: NECB_Default :scale_y: NECB_Default :scale_z: NECB_Default :shw_eff: NECB_Default :skylight_cond: NECB_Default :skylight_solar_trans: NECB_Default :srr_set: NECB_Default :template: NECB2011 | reference | reference | 46d8676d-d7c3-4276-a877-68daa4949727 | NECB2011 | LargeOffice | Electricity | Electricity | CAN_YT_Whitehorse.Intl.AP.719640_CWEC2016.epw | parametric |  | NECB_Default | NECB_Default | NECB_Default | NECB_Default | NECB_Default | NECB_Default | NECB_Default | NECB_Default | NECB_Default | NECB_Default | NECB_Default | NECB_Default | NECB_Default | NECB_Default | NECB_Default | NECB_Default | NECB_Default | NECB_Default | NECB_Default | NECB_Default | NECB_Default | NECB_Default | NECB_Default | NECB_Default | NECB_Default | NECB_Default | NECB_Default | NECB_Default | NECB_Default | NECB_Default | NECB_Default | NECB_Default | NECB_Default | NECB_Default | NECB_Default | NECB_Default | NECB_Default | NECB_Default | NECB_Default | NECB_Default | NECB_Default | NECB_Default | NECB_Default | NECB_Default | NECB_Default | aws_batch | 834599497928 | btap_private_cli |  | TRUE | TRUE |  |  | 40.5655 | 6.389 | 24.0353 | 57.6312 | 46320.38 | 15152.6411 | 22.8 | LargeOffice |  |  | 0 | LargeOffice | 12 |  | 13 | NECB2011 | 0.085057 | 178146.0371 | 24.0886 | 21.0055 | 60.8959 | 3.4609 | 218.6428 | 109.1919 | WHITEHORSE | YUKON | 6.5371 | 0 | 0 | 6.5371 | 14.9708 | 0 | 0 | 14.9708 | 0 | 0.0063354 | 0 | 0 | 0.42029 | 0.061492 | 0 | 0.086527 | 0.094755 | 0.11764 | 0 | 0.0081817 | 0.42029 | 0.044936 | 61.9097 | 0 | 22.8 | 0.757 |  | 0.284 |  |  |  | 0.162 | 0.21 | 2.2 |  | 0 | Whitehorse Intl AP | CAN | 5 | 6491 | 60.709 | -135.069 | 7b | 6580 | YT | CAN_YT_Whitehorse.Intl.AP.719640_CWEC2016.epw | 0.42029 | 6.389 | 40.5655 | 23.1895 | 13.8111 | TRUE | TRUE | FALSE | FALSE | 9.9254 | 17.4455 | 0 | 5.6949 | 0.002455 | 2081.47 | 0 | 2319.7343 | 25.7352 | 0.011094 | 9406.2 | 0.00042098 | 0.42029 | 47.17 | 34.5 | 5.5 | 5.5 |  | https://s3.console.aws.amazon.com/s3/buckets/834599497928?region=ca-central-1&prefix=phylroy.lopez/reference/reference/output/46d8676d-d7c3-4276-a877-68daa4949727/ | 1.0.002
190 |  | TRUE | 253 | 0 | 0 | 664.3369 |  |  |  | 0.1 | 2021-09-22 20:06:54 +0000 | 438c2ebff | 0.2.14 | :adv_dx_units: NECB_Default :airloop_economizer_type: NECB_Default :algorithm_type: parametric :analysis_id: reference :analysis_name: reference :boiler_eff: NECB_Default :btap_batch_version: 1.0.002 :building_type: LargeOffice :chiller_type: NECB_Default :compute_environment: aws_batch :datapoint_id: 1327fe58-a22c-4895-88cc-10d1dd1105f1 :daylighting_type: NECB_Default :dcv_type: NECB_Default :door_construction_cond: NECB_Default :ecm_system_name: NECB_Default :electrical_loads_scale: NECB_Default :enable_costing: true :epw_file: CAN_AB_Calgary.Intl.AP.718770_CWEC2016.epw :erv_package: NECB_Default :ext_floor_cond: NECB_Default :ext_roof_cond: NECB_Default :ext_wall_cond: NECB_Default :fdwr_set: NECB_Default :fixed_wind_solar_trans: NECB_Default :fixed_window_cond: NECB_Default :furnace_eff: NECB_Default :glass_door_cond: NECB_Default :glass_door_solar_trans: NECB_Default :ground_floor_cond: NECB_Default :ground_roof_cond: NECB_Default :ground_wall_cond: NECB_Default :image_name: btap_private_cli :infiltration_scale: NECB_Default :lights_scale: NECB_Default :lights_type: NECB_Default :nv_delta_temp_in_out: NECB_Default :nv_opening_fraction: NECB_Default :nv_temp_out_min: NECB_Default :nv_type: NECB_Default :oa_scale: NECB_Default :occupancy_loads_scale: NECB_Default :output_meters: [] :output_variables: [] :overhead_door_cond: NECB_Default :primary_heating_fuel: Electricity :pv_ground_azimuth_angle: NECB_Default :pv_ground_module_description: NECB_Default :pv_ground_tilt_angle: NECB_Default :pv_ground_total_area_pv_panels_m2: NECB_Default :pv_ground_type: NECB_Default :rotation_degrees: NECB_Default :run_annual_simulation: true :s3_bucket: '834599497928' :scale_x: NECB_Default :scale_y: NECB_Default :scale_z: NECB_Default :shw_eff: NECB_Default :skylight_cond: NECB_Default :skylight_solar_trans: NECB_Default :srr_set: NECB_Default :template: NECB2011 | reference | reference | 1327fe58-a22c-4895-88cc-10d1dd1105f1 | NECB2011 | LargeOffice | Electricity | Electricity | CAN_AB_Calgary.Intl.AP.718770_CWEC2016.epw | parametric |  | NECB_Default | NECB_Default | NECB_Default | NECB_Default | NECB_Default | NECB_Default | NECB_Default | NECB_Default | NECB_Default | NECB_Default | NECB_Default | NECB_Default | NECB_Default | NECB_Default | NECB_Default | NECB_Default | NECB_Default | NECB_Default | NECB_Default | NECB_Default | NECB_Default | NECB_Default | NECB_Default | NECB_Default | NECB_Default | NECB_Default | NECB_Default | NECB_Default | NECB_Default | NECB_Default | NECB_Default | NECB_Default | NECB_Default | NECB_Default | NECB_Default | NECB_Default | NECB_Default | NECB_Default | NECB_Default | NECB_Default | NECB_Default | NECB_Default | NECB_Default | NECB_Default | NECB_Default | aws_batch | 834599497928 | btap_private_cli |  | TRUE | TRUE |  |  | 32.6361 | 7.8496 | 14.1595 | 54.4332 | 46320.38 | 15152.6411 | 33.3 | LargeOffice |  |  | 0 | LargeOffice | 12 |  | 13 | NECB2011 | 0.085057 | 178146.0371 | 30.2714 | 27.9514 | 65.596 | 3.5101 | 258.1743 | 130.8455 | CALGARY | ALBERTA | 89.8573 | 0 | 0 | 89.8573 | 8.5166 | 0 | 0 | 8.5166 | 0 | 0.015103 | 0 | 0 | 0.40945 | 0.076157 | 0 | 0.050974 | 0.094755 | 0.11764 | 0 | 0.012309 | 0.40945 | 0.041416 | 54.1769 | 0 | 33.3 | 0.757 |  | 0.284 |  |  |  | 0.162 | 0.21 | 2.2 |  | 0 | Calgary Intl AP | CAN | 64 | 4781 | 51.114 | -114.02 | 7a | 5000 | AB | CAN_AB_Calgary.Intl.AP.718770_CWEC2016.epw | 0.40945 | 7.8496 | 32.6361 | 19.7713 | 20.1298 | TRUE | TRUE | TRUE | FALSE | 14.0159 | 14.8552 | 0 | 5.2487 | 0.0023934 | 1918.39 | 0 | 2192.9915 | 25.7352 | 0.011735 | 9406.2 | 0.0010939 | 0.40945 | 103.83 | 93.33 | 1.83 | 1.83 |  | https://s3.console.aws.amazon.com/s3/buckets/834599497928?region=ca-central-1&prefix=phylroy.lopez/reference/reference/output/1327fe58-a22c-4895-88cc-10d1dd1105f1/ | 1.0.002
191 |  | TRUE | 247 | 0 | 0 | 664.4968 |  |  |  | 0.1 | 2021-09-22 20:06:49 +0000 | 438c2ebff | 0.2.14 | :adv_dx_units: NECB_Default :airloop_economizer_type: NECB_Default :algorithm_type: parametric :analysis_id: reference :analysis_name: reference :boiler_eff: NECB_Default :btap_batch_version: 1.0.002 :building_type: LargeOffice :chiller_type: NECB_Default :compute_environment: aws_batch :datapoint_id: e51fa428-a5b0-4418-b89b-885e57500d0a :daylighting_type: NECB_Default :dcv_type: NECB_Default :door_construction_cond: NECB_Default :ecm_system_name: NECB_Default :electrical_loads_scale: NECB_Default :enable_costing: true :epw_file: CAN_AB_Edmonton.Intl.AP.711230_CWEC2016.epw :erv_package: NECB_Default :ext_floor_cond: NECB_Default :ext_roof_cond: NECB_Default :ext_wall_cond: NECB_Default :fdwr_set: NECB_Default :fixed_wind_solar_trans: NECB_Default :fixed_window_cond: NECB_Default :furnace_eff: NECB_Default :glass_door_cond: NECB_Default :glass_door_solar_trans: NECB_Default :ground_floor_cond: NECB_Default :ground_roof_cond: NECB_Default :ground_wall_cond: NECB_Default :image_name: btap_private_cli :infiltration_scale: NECB_Default :lights_scale: NECB_Default :lights_type: NECB_Default :nv_delta_temp_in_out: NECB_Default :nv_opening_fraction: NECB_Default :nv_temp_out_min: NECB_Default :nv_type: NECB_Default :oa_scale: NECB_Default :occupancy_loads_scale: NECB_Default :output_meters: [] :output_variables: [] :overhead_door_cond: NECB_Default :primary_heating_fuel: Electricity :pv_ground_azimuth_angle: NECB_Default :pv_ground_module_description: NECB_Default :pv_ground_tilt_angle: NECB_Default :pv_ground_total_area_pv_panels_m2: NECB_Default :pv_ground_type: NECB_Default :rotation_degrees: NECB_Default :run_annual_simulation: true :s3_bucket: '834599497928' :scale_x: NECB_Default :scale_y: NECB_Default :scale_z: NECB_Default :shw_eff: NECB_Default :skylight_cond: NECB_Default :skylight_solar_trans: NECB_Default :srr_set: NECB_Default :template: NECB2011 | reference | reference | e51fa428-a5b0-4418-b89b-885e57500d0a | NECB2011 | LargeOffice | Electricity | Electricity | CAN_AB_Edmonton.Intl.AP.711230_CWEC2016.epw | parametric |  | NECB_Default | NECB_Default | NECB_Default | NECB_Default | NECB_Default | NECB_Default | NECB_Default | NECB_Default | NECB_Default | NECB_Default | NECB_Default | NECB_Default | NECB_Default | NECB_Default | NECB_Default | NECB_Default | NECB_Default | NECB_Default | NECB_Default | NECB_Default | NECB_Default | NECB_Default | NECB_Default | NECB_Default | NECB_Default | NECB_Default | NECB_Default | NECB_Default | NECB_Default | NECB_Default | NECB_Default | NECB_Default | NECB_Default | NECB_Default | NECB_Default | NECB_Default | NECB_Default | NECB_Default | NECB_Default | NECB_Default | NECB_Default | NECB_Default | NECB_Default | NECB_Default | NECB_Default | aws_batch | 834599497928 | btap_private_cli |  | TRUE | TRUE |  |  | 37.3515 | 8.3035 | 19.0781 | 57.4748 | 46320.38 | 15152.6411 | 32.5 | LargeOffice |  |  | 0 | LargeOffice | 12 |  | 13 | NECB2011 | 0.085057 | 178146.0371 | 29.9163 | 24.8354 | 68.1346 | 3.5049 | 256.3041 | 129.9128 | EDMONTON | ALBERTA | 92.2514 | 0 | 0 | 92.2514 | 8.7435 | 0 | 0 | 8.7435 | 0 | 0.014249 | 0 | 0 | 0.42036 | 0.07073 | 0 | 0.068681 | 0.094755 | 0.11764 | 0 | 0.010083 | 0.42036 | 0.043166 | 59.0815 | 0 | 32.5 | 0.757 |  | 0.284 |  |  |  | 0.162 | 0.21 | 2.2 |  | 0 | Edmonton Intl AP | CAN | 23 | 5588 | 53.31 | -113.579 | 7a | 5120 | AB | CAN_AB_Edmonton.Intl.AP.711230_CWEC2016.epw | 0.42036 | 8.3035 | 37.3515 | 20.0934 | 17.7591 | TRUE | TRUE | FALSE | FALSE | 13.0825 | 16.4796 | 0 | 5.4705 | 0.0024945 | 1999.46 | 0 | 2192.9915 | 25.7352 | 0.011735 | 9406.2 | 0.0010535 | 0.42036 | 47.5 | 36.67 | 3.67 | 3.67 |  | https://s3.console.aws.amazon.com/s3/buckets/834599497928?region=ca-central-1&prefix=phylroy.lopez/reference/reference/output/e51fa428-a5b0-4418-b89b-885e57500d0a/ | 1.0.002
192 |  | TRUE | 257 | 0 | 0 | 664.7139 |  |  |  | 0.1 | 2021-09-22 20:06:52 +0000 | 438c2ebff | 0.2.14 | :adv_dx_units: NECB_Default :airloop_economizer_type: NECB_Default :algorithm_type: parametric :analysis_id: reference :analysis_name: reference :boiler_eff: NECB_Default :btap_batch_version: 1.0.002 :building_type: LargeOffice :chiller_type: NECB_Default :compute_environment: aws_batch :datapoint_id: 280d5a52-83a7-47c4-bb49-0f2f45456291 :daylighting_type: NECB_Default :dcv_type: NECB_Default :door_construction_cond: NECB_Default :ecm_system_name: NECB_Default :electrical_loads_scale: NECB_Default :enable_costing: true :epw_file: CAN_YT_Whitehorse.Intl.AP.719640_CWEC2016.epw :erv_package: NECB_Default :ext_floor_cond: NECB_Default :ext_roof_cond: NECB_Default :ext_wall_cond: NECB_Default :fdwr_set: NECB_Default :fixed_wind_solar_trans: NECB_Default :fixed_window_cond: NECB_Default :furnace_eff: NECB_Default :glass_door_cond: NECB_Default :glass_door_solar_trans: NECB_Default :ground_floor_cond: NECB_Default :ground_roof_cond: NECB_Default :ground_wall_cond: NECB_Default :image_name: btap_private_cli :infiltration_scale: NECB_Default :lights_scale: NECB_Default :lights_type: NECB_Default :nv_delta_temp_in_out: NECB_Default :nv_opening_fraction: NECB_Default :nv_temp_out_min: NECB_Default :nv_type: NECB_Default :oa_scale: NECB_Default :occupancy_loads_scale: NECB_Default :output_meters: [] :output_variables: [] :overhead_door_cond: NECB_Default :primary_heating_fuel: Electricity :pv_ground_azimuth_angle: NECB_Default :pv_ground_module_description: NECB_Default :pv_ground_tilt_angle: NECB_Default :pv_ground_total_area_pv_panels_m2: NECB_Default :pv_ground_type: NECB_Default :rotation_degrees: NECB_Default :run_annual_simulation: true :s3_bucket: '834599497928' :scale_x: NECB_Default :scale_y: NECB_Default :scale_z: NECB_Default :shw_eff: NECB_Default :skylight_cond: NECB_Default :skylight_solar_trans: NECB_Default :srr_set: NECB_Default :template: NECB2015 | reference | reference | 280d5a52-83a7-47c4-bb49-0f2f45456291 | NECB2015 | LargeOffice | Electricity | Electricity | CAN_YT_Whitehorse.Intl.AP.719640_CWEC2016.epw | parametric |  | NECB_Default | NECB_Default | NECB_Default | NECB_Default | NECB_Default | NECB_Default | NECB_Default | NECB_Default | NECB_Default | NECB_Default | NECB_Default | NECB_Default | NECB_Default | NECB_Default | NECB_Default | NECB_Default | NECB_Default | NECB_Default | NECB_Default | NECB_Default | NECB_Default | NECB_Default | NECB_Default | NECB_Default | NECB_Default | NECB_Default | NECB_Default | NECB_Default | NECB_Default | NECB_Default | NECB_Default | NECB_Default | NECB_Default | NECB_Default | NECB_Default | NECB_Default | NECB_Default | NECB_Default | NECB_Default | NECB_Default | NECB_Default | NECB_Default | NECB_Default | NECB_Default | NECB_Default | aws_batch | 834599497928 | btap_private_cli |  | TRUE | TRUE |  |  | 41.1493 | 6.1681 | 25.3841 | 58.5043 | 46320.38 | 15152.6411 | 22.8 | LargeOffice |  |  | 0 | LargeOffice | 12 |  | 13 | NECB2015 | 0.085057 | 178146.0371 | 24.0886 | 21.7139 | 63.2389 | 3.4609 | 220.4972 | 107.9949 | WHITEHORSE | YUKON | 6.3713 | 0 | 0 | 6.3713 | 14.5911 | 0 | 0 | 14.5911 | 0 | 0.0062167 | 0 | 0 | 0.40963 | 0.059189 | 0 | 0.091382 | 0.09479 | 0.10387 | 0 | 0.0094356 | 0.40963 | 0.044392 | 61.6996 | 0 | 22.8 | 0.757 |  | 0.284 |  |  |  | 0.162 | 0.21 | 2.2 |  | 0 | Whitehorse Intl AP | CAN | 5 | 6491 | 60.709 | -135.069 | 7b | 6580 | YT | CAN_YT_Whitehorse.Intl.AP.719640_CWEC2016.epw | 0.40963 | 6.1681 | 41.1493 | 23.1895 | 13.8111 | TRUE | TRUE | FALSE | FALSE | 9.9246 | 17.4434 | 0 | 5.6258 | 0.0025665 | 2056.24 | 0 | 2192.0411 | 25.4096 | 0.011592 | 9287.2 | 0.00036075 | 0.40963 | 44.67 | 34.17 | 9.33 | 9.33 |  | https://s3.console.aws.amazon.com/s3/buckets/834599497928?region=ca-central-1&prefix=phylroy.lopez/reference/reference/output/280d5a52-83a7-47c4-bb49-0f2f45456291/ | 1.0.002
193 |  | TRUE | 88 | 0 | 0 | 127.1154 |  |  |  | 0.1 | 2021-09-22 20:06:56 +0000 | 438c2ebff | 0.2.14 | :adv_dx_units: NECB_Default :airloop_economizer_type: NECB_Default :algorithm_type: parametric :analysis_id: reference :analysis_name: reference :boiler_eff: NECB_Default :btap_batch_version: 1.0.002 :building_type: RetailStandalone :chiller_type: NECB_Default :compute_environment: aws_batch :datapoint_id: dd920bdd-a923-4ef2-87d4-649ffcf2215f :daylighting_type: NECB_Default :dcv_type: NECB_Default :door_construction_cond: NECB_Default :ecm_system_name: NECB_Default :electrical_loads_scale: NECB_Default :enable_costing: true :epw_file: CAN_ON_Toronto.Pearson.Intl.AP.716240_CWEC2016.epw :erv_package: NECB_Default :ext_floor_cond: NECB_Default :ext_roof_cond: NECB_Default :ext_wall_cond: NECB_Default :fdwr_set: NECB_Default :fixed_wind_solar_trans: NECB_Default :fixed_window_cond: NECB_Default :furnace_eff: NECB_Default :glass_door_cond: NECB_Default :glass_door_solar_trans: NECB_Default :ground_floor_cond: NECB_Default :ground_roof_cond: NECB_Default :ground_wall_cond: NECB_Default :image_name: btap_private_cli :infiltration_scale: NECB_Default :lights_scale: NECB_Default :lights_type: NECB_Default :nv_delta_temp_in_out: NECB_Default :nv_opening_fraction: NECB_Default :nv_temp_out_min: NECB_Default :nv_type: NECB_Default :oa_scale: NECB_Default :occupancy_loads_scale: NECB_Default :output_meters: [] :output_variables: [] :overhead_door_cond: NECB_Default :primary_heating_fuel: Electricity :pv_ground_azimuth_angle: NECB_Default :pv_ground_module_description: NECB_Default :pv_ground_tilt_angle: NECB_Default :pv_ground_total_area_pv_panels_m2: NECB_Default :pv_ground_type: NECB_Default :rotation_degrees: NECB_Default :run_annual_simulation: true :s3_bucket: '834599497928' :scale_x: NECB_Default :scale_y: NECB_Default :scale_z: NECB_Default :shw_eff: NECB_Default :skylight_cond: NECB_Default :skylight_solar_trans: NECB_Default :srr_set: NECB_Default :template: BTAPPRE1980 | reference | reference | dd920bdd-a923-4ef2-87d4-649ffcf2215f | BTAPPRE1980 | RetailStandalone | Electricity | Electricity | CAN_ON_Toronto.Pearson.Intl.AP.716240_CWEC2016.epw | parametric |  | NECB_Default | NECB_Default | NECB_Default | NECB_Default | NECB_Default | NECB_Default | NECB_Default | NECB_Default | NECB_Default | NECB_Default | NECB_Default | NECB_Default | NECB_Default | NECB_Default | NECB_Default | NECB_Default | NECB_Default | NECB_Default | NECB_Default | NECB_Default | NECB_Default | NECB_Default | NECB_Default | NECB_Default | NECB_Default | NECB_Default | NECB_Default | NECB_Default | NECB_Default | NECB_Default | NECB_Default | NECB_Default | NECB_Default | NECB_Default | NECB_Default | NECB_Default | NECB_Default | NECB_Default | NECB_Default | NECB_Default | NECB_Default | NECB_Default | NECB_Default | NECB_Default | NECB_Default | aws_batch | 834599497928 | btap_private_cli |  | TRUE | TRUE |  |  | 148.0534 | 28.8955 | 140.9407 | 192.7682 | 2293.99 | 3471.0086 | 7.1 | RetailStandalone |  |  | 1 | RetailStandalone | 1 |  | 1 | BTAPPRE1980 | 0.24821 | 13984.1807 | 0.44143 | 19.3031 | 118.0349 | 5.3952 | 345.6041 | 202.4295 | TORONTO | ONTARIO | 5.2671 | 0 | 0 | 5.2671 | 42.1999 | 0 | 0 | 42.1999 | 0 | 0.058435 | 0 | 0 | 0.94832 | 0.11443 | 0 | 0.50739 | 0.030964 | 0.22339 | 0 | 0 | 0.94832 | 0.013714 | 171.3751 | 0 | 7.1 | 0.678 | [5 empty] | 0.296 | 0.9 | 3.35 | 3.35 | 1 | Toronto Pearson Intl AP | CAN | 382 | 3615 | 43.677 | -79.631 | 5 | 3890 | ON | CAN_ON_Toronto.Pearson.Intl.AP.716240_CWEC2016.epw | 0.94831 | 28.8955 | 148.0534 | 9.0088 | 14.9331 | FALSE | FALSE | FALSE | FALSE | 9.7642 | 5.8046 | 0 | 0.086074 | 0.0012571 | 31.46 | 0 | 68.4695 | 0.41833 | 0.0061097 | 152.9 | 0 | 0.94832 | 371.83 | 367.5 | 1 | 1 |  | https://s3.console.aws.amazon.com/s3/buckets/834599497928?region=ca-central-1&prefix=phylroy.lopez/reference/reference/output/dd920bdd-a923-4ef2-87d4-649ffcf2215f/ | 1.0.002
194 |  | TRUE | 88 | 0 | 0 | 126.2116 |  |  |  | 0.1 | 2021-09-22 20:06:19 +0000 | 438c2ebff | 0.2.14 | :adv_dx_units: NECB_Default :airloop_economizer_type: NECB_Default :algorithm_type: parametric :analysis_id: reference :analysis_name: reference :boiler_eff: NECB_Default :btap_batch_version: 1.0.002 :building_type: RetailStandalone :chiller_type: NECB_Default :compute_environment: aws_batch :datapoint_id: df40c818-4610-44f6-86c4-4fbe7a87f491 :daylighting_type: NECB_Default :dcv_type: NECB_Default :door_construction_cond: NECB_Default :ecm_system_name: NECB_Default :electrical_loads_scale: NECB_Default :enable_costing: true :epw_file: CAN_QC_Montreal-Trudeau.Intl.AP.716270_CWEC2016.epw :erv_package: NECB_Default :ext_floor_cond: NECB_Default :ext_roof_cond: NECB_Default :ext_wall_cond: NECB_Default :fdwr_set: NECB_Default :fixed_wind_solar_trans: NECB_Default :fixed_window_cond: NECB_Default :furnace_eff: NECB_Default :glass_door_cond: NECB_Default :glass_door_solar_trans: NECB_Default :ground_floor_cond: NECB_Default :ground_roof_cond: NECB_Default :ground_wall_cond: NECB_Default :image_name: btap_private_cli :infiltration_scale: NECB_Default :lights_scale: NECB_Default :lights_type: NECB_Default :nv_delta_temp_in_out: NECB_Default :nv_opening_fraction: NECB_Default :nv_temp_out_min: NECB_Default :nv_type: NECB_Default :oa_scale: NECB_Default :occupancy_loads_scale: NECB_Default :output_meters: [] :output_variables: [] :overhead_door_cond: NECB_Default :primary_heating_fuel: Electricity :pv_ground_azimuth_angle: NECB_Default :pv_ground_module_description: NECB_Default :pv_ground_tilt_angle: NECB_Default :pv_ground_total_area_pv_panels_m2: NECB_Default :pv_ground_type: NECB_Default :rotation_degrees: NECB_Default :run_annual_simulation: true :s3_bucket: '834599497928' :scale_x: NECB_Default :scale_y: NECB_Default :scale_z: NECB_Default :shw_eff: NECB_Default :skylight_cond: NECB_Default :skylight_solar_trans: NECB_Default :srr_set: NECB_Default :template: BTAP1980TO2010 | reference | reference | df40c818-4610-44f6-86c4-4fbe7a87f491 | BTAP1980TO2010 | RetailStandalone | Electricity | Electricity | CAN_QC_Montreal-Trudeau.Intl.AP.716270_CWEC2016.epw | parametric |  | NECB_Default | NECB_Default | NECB_Default | NECB_Default | NECB_Default | NECB_Default | NECB_Default | NECB_Default | NECB_Default | NECB_Default | NECB_Default | NECB_Default | NECB_Default | NECB_Default | NECB_Default | NECB_Default | NECB_Default | NECB_Default | NECB_Default | NECB_Default | NECB_Default | NECB_Default | NECB_Default | NECB_Default | NECB_Default | NECB_Default | NECB_Default | NECB_Default | NECB_Default | NECB_Default | NECB_Default | NECB_Default | NECB_Default | NECB_Default | NECB_Default | NECB_Default | NECB_Default | NECB_Default | NECB_Default | NECB_Default | NECB_Default | NECB_Default | NECB_Default | NECB_Default | NECB_Default | aws_batch | 834599497928 | btap_private_cli |  | TRUE | TRUE |  |  | 146.9621 | 25.6098 | 151.6874 | 197.9302 | 2293.99 | 3471.0086 | 7.1 | RetailStandalone |  |  | 1 | RetailStandalone | 1 |  | 1 | BTAP1980TO2010 | 0.24821 | 13984.1807 | 0.37074 | 15.7304 | 105.4935 | 5.2467 | 305.3221 | 178.4808 | MONTREAL | QUEBEC | 0.37574 | 0 | 0 | 0.37574 | 23.9307 | 0 | 0 | 23.9307 | 0 | 0.051905 | 0 | 0 | 0.9669 | 0.10051 | 0 | 0.54607 | 0.030964 | 0.22339 | 0 | 0 | 0.9669 | 0.014063 | 169.5689 | 0 | 7.1 | 0.678 | [5 empty] | 0.267 | 0.426 | 2.95 | 2.95 | 1 | Montreal-Trudeau Intl AP | CAN | 323 | 4090 | 45.471 | -73.741 | 6 | 4400 | QC | CAN_QC_Montreal-Trudeau.Intl.AP.716270_CWEC2016.epw | 0.9669 | 25.6098 | 146.9621 | 7.9427 | 17.6596 | FALSE | FALSE | FALSE | FALSE | 9.6746 | 11.5118 | 0 | 0.088263 | 0.0012891 | 32.26 | 0 | 68.4695 | 0.41833 | 0.0061097 | 152.9 | 0 | 0.9669 | 337.33 | 336.67 | 3.33 | 3.33 |  | https://s3.console.aws.amazon.com/s3/buckets/834599497928?region=ca-central-1&prefix=phylroy.lopez/reference/reference/output/df40c818-4610-44f6-86c4-4fbe7a87f491/ | 1.0.002
195 |  | TRUE | 85 | 0 | 0 | 127.0637 |  |  |  | 0.1 | 2021-09-22 20:07:02 +0000 | 438c2ebff | 0.2.14 | :adv_dx_units: NECB_Default :airloop_economizer_type: NECB_Default :algorithm_type: parametric :analysis_id: reference :analysis_name: reference :boiler_eff: NECB_Default :btap_batch_version: 1.0.002 :building_type: RetailStandalone :chiller_type: NECB_Default :compute_environment: aws_batch :datapoint_id: ecec107d-98bc-4dda-8bde-19ee061a2ac2 :daylighting_type: NECB_Default :dcv_type: NECB_Default :door_construction_cond: NECB_Default :ecm_system_name: NECB_Default :electrical_loads_scale: NECB_Default :enable_costing: true :epw_file: CAN_ON_Toronto.Pearson.Intl.AP.716240_CWEC2016.epw :erv_package: NECB_Default :ext_floor_cond: NECB_Default :ext_roof_cond: NECB_Default :ext_wall_cond: NECB_Default :fdwr_set: NECB_Default :fixed_wind_solar_trans: NECB_Default :fixed_window_cond: NECB_Default :furnace_eff: NECB_Default :glass_door_cond: NECB_Default :glass_door_solar_trans: NECB_Default :ground_floor_cond: NECB_Default :ground_roof_cond: NECB_Default :ground_wall_cond: NECB_Default :image_name: btap_private_cli :infiltration_scale: NECB_Default :lights_scale: NECB_Default :lights_type: NECB_Default :nv_delta_temp_in_out: NECB_Default :nv_opening_fraction: NECB_Default :nv_temp_out_min: NECB_Default :nv_type: NECB_Default :oa_scale: NECB_Default :occupancy_loads_scale: NECB_Default :output_meters: [] :output_variables: [] :overhead_door_cond: NECB_Default :primary_heating_fuel: NaturalGas :pv_ground_azimuth_angle: NECB_Default :pv_ground_module_description: NECB_Default :pv_ground_tilt_angle: NECB_Default :pv_ground_total_area_pv_panels_m2: NECB_Default :pv_ground_type: NECB_Default :rotation_degrees: NECB_Default :run_annual_simulation: true :s3_bucket: '834599497928' :scale_x: NECB_Default :scale_y: NECB_Default :scale_z: NECB_Default :shw_eff: NECB_Default :skylight_cond: NECB_Default :skylight_solar_trans: NECB_Default :srr_set: NECB_Default :template: BTAPPRE1980 | reference | reference | ecec107d-98bc-4dda-8bde-19ee061a2ac2 | BTAPPRE1980 | RetailStandalone | NaturalGas | Natural Gas | CAN_ON_Toronto.Pearson.Intl.AP.716240_CWEC2016.epw | parametric |  | NECB_Default | NECB_Default | NECB_Default | NECB_Default | NECB_Default | NECB_Default | NECB_Default | NECB_Default | NECB_Default | NECB_Default | NECB_Default | NECB_Default | NECB_Default | NECB_Default | NECB_Default | NECB_Default | NECB_Default | NECB_Default | NECB_Default | NECB_Default | NECB_Default | NECB_Default | NECB_Default | NECB_Default | NECB_Default | NECB_Default | NECB_Default | NECB_Default | NECB_Default | NECB_Default | NECB_Default | NECB_Default | NECB_Default | NECB_Default | NECB_Default | NECB_Default | NECB_Default | NECB_Default | NECB_Default | NECB_Default | NECB_Default | NECB_Default | NECB_Default | NECB_Default | NECB_Default | aws_batch | 834599497928 | btap_private_cli |  | TRUE | TRUE |  |  | 186.8955 | 28.8955 | 140.8984 | 242.7285 | 2293.99 | 3471.0086 | 7.1 | RetailStandalone |  |  | 1 | RetailStandalone | 1 |  | 1 | BTAPPRE1980 | 0.24821 | 13984.1807 | 0.44143 | 54.6061 | 118.0349 | 5.0998 | 359.3515 | 181.1693 | TORONTO | ONTARIO | 2.4082 | 34.3254 | 0 | 36.7336 | 19.2947 | 6.0567 | 0 | 25.3514 | 0 | 0.058422 | 0 | 0 | 0.43359 | 0.11515 | 0 | 0.67797 | 0.030964 | 0.22339 | 0.69458 | 0.0056713 | 1.1282 | 0.016609 | 52.2515 | 187.2666 | 7.1 | 0.678 | [5 empty] | 0.296 | 0.9 | 3.35 | 3.35 | 1 | Toronto Pearson Intl AP | CAN | 382 | 3615 | 43.677 | -79.631 | 5 | 3890 | ON | CAN_ON_Toronto.Pearson.Intl.AP.716240_CWEC2016.epw | 1.1282 | 28.8955 | 186.8955 | 9.0088 | 14.9331 | FALSE | FALSE | FALSE | FALSE | 9.7642 | 5.8046 | 0 | 0 | 0 | 0 | 38.1 | 68.4695 | 0.41833 | 0.0061097 | 152.9 | 0 | 1.1282 | 371.83 | 367.5 | 9.83 | 9.83 |  | https://s3.console.aws.amazon.com/s3/buckets/834599497928?region=ca-central-1&prefix=phylroy.lopez/reference/reference/output/ecec107d-98bc-4dda-8bde-19ee061a2ac2/ | 1.0.002
196 |  | TRUE | 86 | 0 | 0 | 127.2372 |  |  |  | 0.1 | 2021-09-22 20:06:58 +0000 | 438c2ebff | 0.2.14 | :adv_dx_units: NECB_Default :airloop_economizer_type: NECB_Default :algorithm_type: parametric :analysis_id: reference :analysis_name: reference :boiler_eff: NECB_Default :btap_batch_version: 1.0.002 :building_type: RetailStandalone :chiller_type: NECB_Default :compute_environment: aws_batch :datapoint_id: ea9c3abb-879c-4321-85f5-ba74fb59bab5 :daylighting_type: NECB_Default :dcv_type: NECB_Default :door_construction_cond: NECB_Default :ecm_system_name: NECB_Default :electrical_loads_scale: NECB_Default :enable_costing: true :epw_file: CAN_YT_Whitehorse.Intl.AP.719640_CWEC2016.epw :erv_package: NECB_Default :ext_floor_cond: NECB_Default :ext_roof_cond: NECB_Default :ext_wall_cond: NECB_Default :fdwr_set: NECB_Default :fixed_wind_solar_trans: NECB_Default :fixed_window_cond: NECB_Default :furnace_eff: NECB_Default :glass_door_cond: NECB_Default :glass_door_solar_trans: NECB_Default :ground_floor_cond: NECB_Default :ground_roof_cond: NECB_Default :ground_wall_cond: NECB_Default :image_name: btap_private_cli :infiltration_scale: NECB_Default :lights_scale: NECB_Default :lights_type: NECB_Default :nv_delta_temp_in_out: NECB_Default :nv_opening_fraction: NECB_Default :nv_temp_out_min: NECB_Default :nv_type: NECB_Default :oa_scale: NECB_Default :occupancy_loads_scale: NECB_Default :output_meters: [] :output_variables: [] :overhead_door_cond: NECB_Default :primary_heating_fuel: Electricity :pv_ground_azimuth_angle: NECB_Default :pv_ground_module_description: NECB_Default :pv_ground_tilt_angle: NECB_Default :pv_ground_total_area_pv_panels_m2: NECB_Default :pv_ground_type: NECB_Default :rotation_degrees: NECB_Default :run_annual_simulation: true :s3_bucket: '834599497928' :scale_x: NECB_Default :scale_y: NECB_Default :scale_z: NECB_Default :shw_eff: NECB_Default :skylight_cond: NECB_Default :skylight_solar_trans: NECB_Default :srr_set: NECB_Default :template: BTAPPRE1980 | reference | reference | ea9c3abb-879c-4321-85f5-ba74fb59bab5 | BTAPPRE1980 | RetailStandalone | Electricity | Electricity | CAN_YT_Whitehorse.Intl.AP.719640_CWEC2016.epw | parametric |  | NECB_Default | NECB_Default | NECB_Default | NECB_Default | NECB_Default | NECB_Default | NECB_Default | NECB_Default | NECB_Default | NECB_Default | NECB_Default | NECB_Default | NECB_Default | NECB_Default | NECB_Default | NECB_Default | NECB_Default | NECB_Default | NECB_Default | NECB_Default | NECB_Default | NECB_Default | NECB_Default | NECB_Default | NECB_Default | NECB_Default | NECB_Default | NECB_Default | NECB_Default | NECB_Default | NECB_Default | NECB_Default | NECB_Default | NECB_Default | NECB_Default | NECB_Default | NECB_Default | NECB_Default | NECB_Default | NECB_Default | NECB_Default | NECB_Default | NECB_Default | NECB_Default | NECB_Default | aws_batch | 834599497928 | btap_private_cli |  | TRUE | TRUE |  |  | 143.2495 | 15.5611 | 202.7944 | 241.5418 | 2293.99 | 3471.0086 | 7.1 | RetailStandalone |  |  | 1 | RetailStandalone | 1 |  | 1 | BTAPPRE1980 | 0.24821 | 13984.1807 | 0.28804 | 12.1711 | 98.0372 | 5.1148 | 271.2405 | 155.6294 | WHITEHORSE | YUKON | 17.4808 | 0 | 0 | 17.4808 | 40.0334 | 0 | 0 | 40.0334 | 0 | 0.011565 | 0 | 0 | 1.1239 | 0.11228 | 0 | 0.73006 | 0.030964 | 0.22339 | 0 | 0 | 1.1239 | 0.01565 | 166.8482 | 0 | 7.1 | 0.678 | [5 empty] | 0.227 | 0.772 | 2.95 | 2.95 | 1 | Whitehorse Intl AP | CAN | 5 | 6491 | 60.709 | -135.069 | 7b | 6580 | YT | CAN_YT_Whitehorse.Intl.AP.719640_CWEC2016.epw | 1.1239 | 15.5611 | 143.2495 | 7.2462 | 13.2745 | TRUE | FALSE | FALSE | FALSE | 4.867 | 16.4115 | 0 | 0.098222 | 0.0014345 | 35.9 | 0 | 68.4695 | 0.41833 | 0.0061097 | 152.9 | 0 | 1.1239 | 25.5 | 25.5 | 20.17 | 18.83 |  | https://s3.console.aws.amazon.com/s3/buckets/834599497928?region=ca-central-1&prefix=phylroy.lopez/reference/reference/output/ea9c3abb-879c-4321-85f5-ba74fb59bab5/ | 1.0.002
197 |  | TRUE | 86 | 0 | 0 | 127.2552 |  |  |  | 0.1 | 2021-09-22 20:06:57 +0000 | 438c2ebff | 0.2.14 | :adv_dx_units: NECB_Default :airloop_economizer_type: NECB_Default :algorithm_type: parametric :analysis_id: reference :analysis_name: reference :boiler_eff: NECB_Default :btap_batch_version: 1.0.002 :building_type: RetailStandalone :chiller_type: NECB_Default :compute_environment: aws_batch :datapoint_id: 866f9b9a-cc96-45a8-8964-f88fae5ec7aa :daylighting_type: NECB_Default :dcv_type: NECB_Default :door_construction_cond: NECB_Default :ecm_system_name: NECB_Default :electrical_loads_scale: NECB_Default :enable_costing: true :epw_file: CAN_NS_Halifax.Dockyard.713280_CWEC2016.epw :erv_package: NECB_Default :ext_floor_cond: NECB_Default :ext_roof_cond: NECB_Default :ext_wall_cond: NECB_Default :fdwr_set: NECB_Default :fixed_wind_solar_trans: NECB_Default :fixed_window_cond: NECB_Default :furnace_eff: NECB_Default :glass_door_cond: NECB_Default :glass_door_solar_trans: NECB_Default :ground_floor_cond: NECB_Default :ground_roof_cond: NECB_Default :ground_wall_cond: NECB_Default :image_name: btap_private_cli :infiltration_scale: NECB_Default :lights_scale: NECB_Default :lights_type: NECB_Default :nv_delta_temp_in_out: NECB_Default :nv_opening_fraction: NECB_Default :nv_temp_out_min: NECB_Default :nv_type: NECB_Default :oa_scale: NECB_Default :occupancy_loads_scale: NECB_Default :output_meters: [] :output_variables: [] :overhead_door_cond: NECB_Default :primary_heating_fuel: Electricity :pv_ground_azimuth_angle: NECB_Default :pv_ground_module_description: NECB_Default :pv_ground_tilt_angle: NECB_Default :pv_ground_total_area_pv_panels_m2: NECB_Default :pv_ground_type: NECB_Default :rotation_degrees: NECB_Default :run_annual_simulation: true :s3_bucket: '834599497928' :scale_x: NECB_Default :scale_y: NECB_Default :scale_z: NECB_Default :shw_eff: NECB_Default :skylight_cond: NECB_Default :skylight_solar_trans: NECB_Default :srr_set: NECB_Default :template: BTAP1980TO2010 | reference | reference | 866f9b9a-cc96-45a8-8964-f88fae5ec7aa | BTAP1980TO2010 | RetailStandalone | Electricity | Electricity | CAN_NS_Halifax.Dockyard.713280_CWEC2016.epw | parametric |  | NECB_Default | NECB_Default | NECB_Default | NECB_Default | NECB_Default | NECB_Default | NECB_Default | NECB_Default | NECB_Default | NECB_Default | NECB_Default | NECB_Default | NECB_Default | NECB_Default | NECB_Default | NECB_Default | NECB_Default | NECB_Default | NECB_Default | NECB_Default | NECB_Default | NECB_Default | NECB_Default | NECB_Default | NECB_Default | NECB_Default | NECB_Default | NECB_Default | NECB_Default | NECB_Default | NECB_Default | NECB_Default | NECB_Default | NECB_Default | NECB_Default | NECB_Default | NECB_Default | NECB_Default | NECB_Default | NECB_Default | NECB_Default | NECB_Default | NECB_Default | NECB_Default | NECB_Default | aws_batch | 834599497928 | btap_private_cli |  | TRUE | TRUE |  |  | 99.3592 | 16.8446 | 115.4563 | 153.2761 | 2293.99 | 3471.0086 | 7.1 | RetailStandalone |  |  | 1 | RetailStandalone | 1 |  | 1 | BTAP1980TO2010 | 0.24821 | 13984.1807 | 0.37399 | 13.8131 | 112.2906 | 5.2773 | 293.5572 | 161.8022 | HALIFAX | NOVA SCOTIA | 163.4746 | 0 | 0 | 163.4746 | 32.0604 | 0 | 0 | 32.0604 | 0 | 0.025985 | 0 | 0 | 0.80615 | 0.096204 | 0 | 0.41564 | 0.030964 | 0.22339 | 0 | 0 | 0.80615 | 0.013963 | 121.1921 | 0 | 7.1 | 0.678 | [5 empty] | 0.267 | 0.426 | 2.95 | 2.95 | 1 | Halifax Dockyard | CAN | 112 | 3647 | 44.655 | -63.577 | 6 | 4000 | NS | CAN_NS_Halifax.Dockyard.713280_CWEC2016.epw | 0.80614 | 16.8446 | 99.3592 | 6.8376 | 16.3063 | FALSE | FALSE | FALSE | FALSE | 4.994 | 4.4577 | 0 | 0.087633 | 0.0012799 | 32.03 | 0 | 68.4695 | 0.41833 | 0.0061097 | 152.9 | 0 | 0.80615 | 138 | 138 | 3 | 3 |  | https://s3.console.aws.amazon.com/s3/buckets/834599497928?region=ca-central-1&prefix=phylroy.lopez/reference/reference/output/866f9b9a-cc96-45a8-8964-f88fae5ec7aa/ | 1.0.002
198 |  | TRUE | 83 | 0 | 0 | 127.4005 |  |  |  | 0.1 | 2021-09-22 20:07:03 +0000 | 438c2ebff | 0.2.14 | :adv_dx_units: NECB_Default :airloop_economizer_type: NECB_Default :algorithm_type: parametric :analysis_id: reference :analysis_name: reference :boiler_eff: NECB_Default :btap_batch_version: 1.0.002 :building_type: RetailStandalone :chiller_type: NECB_Default :compute_environment: aws_batch :datapoint_id: 4a2bb1c6-73a1-4a2f-9fbb-9fc50d38abd7 :daylighting_type: NECB_Default :dcv_type: NECB_Default :door_construction_cond: NECB_Default :ecm_system_name: NECB_Default :electrical_loads_scale: NECB_Default :enable_costing: true :epw_file: CAN_YT_Whitehorse.Intl.AP.719640_CWEC2016.epw :erv_package: NECB_Default :ext_floor_cond: NECB_Default :ext_roof_cond: NECB_Default :ext_wall_cond: NECB_Default :fdwr_set: NECB_Default :fixed_wind_solar_trans: NECB_Default :fixed_window_cond: NECB_Default :furnace_eff: NECB_Default :glass_door_cond: NECB_Default :glass_door_solar_trans: NECB_Default :ground_floor_cond: NECB_Default :ground_roof_cond: NECB_Default :ground_wall_cond: NECB_Default :image_name: btap_private_cli :infiltration_scale: NECB_Default :lights_scale: NECB_Default :lights_type: NECB_Default :nv_delta_temp_in_out: NECB_Default :nv_opening_fraction: NECB_Default :nv_temp_out_min: NECB_Default :nv_type: NECB_Default :oa_scale: NECB_Default :occupancy_loads_scale: NECB_Default :output_meters: [] :output_variables: [] :overhead_door_cond: NECB_Default :primary_heating_fuel: NaturalGas :pv_ground_azimuth_angle: NECB_Default :pv_ground_module_description: NECB_Default :pv_ground_tilt_angle: NECB_Default :pv_ground_total_area_pv_panels_m2: NECB_Default :pv_ground_type: NECB_Default :rotation_degrees: NECB_Default :run_annual_simulation: true :s3_bucket: '834599497928' :scale_x: NECB_Default :scale_y: NECB_Default :scale_z: NECB_Default :shw_eff: NECB_Default :skylight_cond: NECB_Default :skylight_solar_trans: NECB_Default :srr_set: NECB_Default :template: BTAPPRE1980 | reference | reference | 4a2bb1c6-73a1-4a2f-9fbb-9fc50d38abd7 | BTAPPRE1980 | RetailStandalone | NaturalGas | Natural Gas | CAN_YT_Whitehorse.Intl.AP.719640_CWEC2016.epw | parametric |  | NECB_Default | NECB_Default | NECB_Default | NECB_Default | NECB_Default | NECB_Default | NECB_Default | NECB_Default | NECB_Default | NECB_Default | NECB_Default | NECB_Default | NECB_Default | NECB_Default | NECB_Default | NECB_Default | NECB_Default | NECB_Default | NECB_Default | NECB_Default | NECB_Default | NECB_Default | NECB_Default | NECB_Default | NECB_Default | NECB_Default | NECB_Default | NECB_Default | NECB_Default | NECB_Default | NECB_Default | NECB_Default | NECB_Default | NECB_Default | NECB_Default | NECB_Default | NECB_Default | NECB_Default | NECB_Default | NECB_Default | NECB_Default | NECB_Default | NECB_Default | NECB_Default | NECB_Default | aws_batch | 834599497928 | btap_private_cli |  | TRUE | TRUE |  |  | 185.2527 | 15.5611 | 202.5547 | 313.6093 | 2293.99 | 3471.0086 | 7.1 | RetailStandalone |  |  | 1 | RetailStandalone | 1 |  | 1 | BTAPPRE1980 | 0.24821 | 13984.1807 | 0.28804 | 46.5219 | 98.0372 | 4.6202 | 283.0451 | 133.5778 | WHITEHORSE | YUKON | 5.9802 | 49.7033 | 0 | 55.6835 | 13.6954 | 9.0596 | 0 | 22.755 | 0 | 0.011569 | 0 | 0 | 0.38449 | 0.1132 | 0 | 0.97989 | 0.030964 | 0.22339 | 0.99885 | 0.0053749 | 1.3833 | 0.018963 | 38.7801 | 186.0071 | 7.1 | 0.678 | [5 empty] | 0.227 | 0.772 | 2.95 | 2.95 | 1 | Whitehorse Intl AP | CAN | 5 | 6491 | 60.709 | -135.069 | 7b | 6580 | YT | CAN_YT_Whitehorse.Intl.AP.719640_CWEC2016.epw | 1.3833 | 15.5611 | 185.2527 | 7.2462 | 13.2747 | TRUE | FALSE | FALSE | FALSE | 4.867 | 16.4116 | 0 | 0 | 0 | 0 | 43.5 | 68.4695 | 0.41833 | 0.0061097 | 152.9 | 0 | 1.3833 | 25.5 | 25.5 | 37.83 | 36.17 |  | https://s3.console.aws.amazon.com/s3/buckets/834599497928?region=ca-central-1&prefix=phylroy.lopez/reference/reference/output/4a2bb1c6-73a1-4a2f-9fbb-9fc50d38abd7/ | 1.0.002
199 |  | TRUE | 85 | 0 | 0 | 127.3923 |  |  |  | 0.1 | 2021-09-22 20:07:04 +0000 | 438c2ebff | 0.2.14 | :adv_dx_units: NECB_Default :airloop_economizer_type: NECB_Default :algorithm_type: parametric :analysis_id: reference :analysis_name: reference :boiler_eff: NECB_Default :btap_batch_version: 1.0.002 :building_type: RetailStandalone :chiller_type: NECB_Default :compute_environment: aws_batch :datapoint_id: 8e1c7aa2-ed85-4821-90a3-1f0784c9f255 :daylighting_type: NECB_Default :dcv_type: NECB_Default :door_construction_cond: NECB_Default :ecm_system_name: NECB_Default :electrical_loads_scale: NECB_Default :enable_costing: true :epw_file: CAN_QC_Montreal-Trudeau.Intl.AP.716270_CWEC2016.epw :erv_package: NECB_Default :ext_floor_cond: NECB_Default :ext_roof_cond: NECB_Default :ext_wall_cond: NECB_Default :fdwr_set: NECB_Default :fixed_wind_solar_trans: NECB_Default :fixed_window_cond: NECB_Default :furnace_eff: NECB_Default :glass_door_cond: NECB_Default :glass_door_solar_trans: NECB_Default :ground_floor_cond: NECB_Default :ground_roof_cond: NECB_Default :ground_wall_cond: NECB_Default :image_name: btap_private_cli :infiltration_scale: NECB_Default :lights_scale: NECB_Default :lights_type: NECB_Default :nv_delta_temp_in_out: NECB_Default :nv_opening_fraction: NECB_Default :nv_temp_out_min: NECB_Default :nv_type: NECB_Default :oa_scale: NECB_Default :occupancy_loads_scale: NECB_Default :output_meters: [] :output_variables: [] :overhead_door_cond: NECB_Default :primary_heating_fuel: NaturalGas :pv_ground_azimuth_angle: NECB_Default :pv_ground_module_description: NECB_Default :pv_ground_tilt_angle: NECB_Default :pv_ground_total_area_pv_panels_m2: NECB_Default :pv_ground_type: NECB_Default :rotation_degrees: NECB_Default :run_annual_simulation: true :s3_bucket: '834599497928' :scale_x: NECB_Default :scale_y: NECB_Default :scale_z: NECB_Default :shw_eff: NECB_Default :skylight_cond: NECB_Default :skylight_solar_trans: NECB_Default :srr_set: NECB_Default :template: BTAP1980TO2010 | reference | reference | 8e1c7aa2-ed85-4821-90a3-1f0784c9f255 | BTAP1980TO2010 | RetailStandalone | NaturalGas | Natural Gas | CAN_QC_Montreal-Trudeau.Intl.AP.716270_CWEC2016.epw | parametric |  | NECB_Default | NECB_Default | NECB_Default | NECB_Default | NECB_Default | NECB_Default | NECB_Default | NECB_Default | NECB_Default | NECB_Default | NECB_Default | NECB_Default | NECB_Default | NECB_Default | NECB_Default | NECB_Default | NECB_Default | NECB_Default | NECB_Default | NECB_Default | NECB_Default | NECB_Default | NECB_Default | NECB_Default | NECB_Default | NECB_Default | NECB_Default | NECB_Default | NECB_Default | NECB_Default | NECB_Default | NECB_Default | NECB_Default | NECB_Default | NECB_Default | NECB_Default | NECB_Default | NECB_Default | NECB_Default | NECB_Default | NECB_Default | NECB_Default | NECB_Default | NECB_Default | NECB_Default | aws_batch | 834599497928 | btap_private_cli |  | TRUE | TRUE |  |  | 186.7493 | 25.6098 | 151.4731 | 251.2834 | 2293.99 | 3471.0086 | 7.1 | RetailStandalone |  |  | 1 | RetailStandalone | 1 |  | 1 | BTAP1980TO2010 | 0.24821 | 13984.1807 | 0.37074 | 54.3846 | 105.4935 | 4.8152 | 322.0401 | 156.976 | MONTREAL | QUEBEC | 0.16042 | 36.8602 | 0 | 37.0206 | 10.2172 | 9.6552 | 0 | 19.8725 | 0 | 0.05191 | 0 | 0 | 0.41282 | 0.10163 | 0 | 0.72914 | 0.030964 | 0.22339 | 0.74615 | 0.0049259 | 1.159 | 0.01701 | 48.2506 | 187.3363 | 7.1 | 0.678 | [5 empty] | 0.267 | 0.426 | 2.95 | 2.95 | 1 | Montreal-Trudeau Intl AP | CAN | 323 | 4090 | 45.471 | -73.741 | 6 | 4400 | QC | CAN_QC_Montreal-Trudeau.Intl.AP.716270_CWEC2016.epw | 1.159 | 25.6098 | 186.7493 | 7.9427 | 17.6596 | FALSE | FALSE | FALSE | FALSE | 9.6746 | 11.5118 | 0 | 0 | 0 | 0 | 39.02 | 68.4695 | 0.41833 | 0.0061097 | 152.9 | 0 | 1.159 | 337.33 | 336.67 | 14.33 | 14.33 |  | https://s3.console.aws.amazon.com/s3/buckets/834599497928?region=ca-central-1&prefix=phylroy.lopez/reference/reference/output/8e1c7aa2-ed85-4821-90a3-1f0784c9f255/ | 1.0.002
200 |  | TRUE | 83 | 0 | 0 | 126.8605 |  |  |  | 0.1 | 2021-09-22 20:07:06 +0000 | 438c2ebff | 0.2.14 | :adv_dx_units: NECB_Default :airloop_economizer_type: NECB_Default :algorithm_type: parametric :analysis_id: reference :analysis_name: reference :boiler_eff: NECB_Default :btap_batch_version: 1.0.002 :building_type: RetailStandalone :chiller_type: NECB_Default :compute_environment: aws_batch :datapoint_id: 0f0d67c2-803e-4b57-b2db-fb31e652052c :daylighting_type: NECB_Default :dcv_type: NECB_Default :door_construction_cond: NECB_Default :ecm_system_name: NECB_Default :electrical_loads_scale: NECB_Default :enable_costing: true :epw_file: CAN_NS_Halifax.Dockyard.713280_CWEC2016.epw :erv_package: NECB_Default :ext_floor_cond: NECB_Default :ext_roof_cond: NECB_Default :ext_wall_cond: NECB_Default :fdwr_set: NECB_Default :fixed_wind_solar_trans: NECB_Default :fixed_window_cond: NECB_Default :furnace_eff: NECB_Default :glass_door_cond: NECB_Default :glass_door_solar_trans: NECB_Default :ground_floor_cond: NECB_Default :ground_roof_cond: NECB_Default :ground_wall_cond: NECB_Default :image_name: btap_private_cli :infiltration_scale: NECB_Default :lights_scale: NECB_Default :lights_type: NECB_Default :nv_delta_temp_in_out: NECB_Default :nv_opening_fraction: NECB_Default :nv_temp_out_min: NECB_Default :nv_type: NECB_Default :oa_scale: NECB_Default :occupancy_loads_scale: NECB_Default :output_meters: [] :output_variables: [] :overhead_door_cond: NECB_Default :primary_heating_fuel: NaturalGas :pv_ground_azimuth_angle: NECB_Default :pv_ground_module_description: NECB_Default :pv_ground_tilt_angle: NECB_Default :pv_ground_total_area_pv_panels_m2: NECB_Default :pv_ground_type: NECB_Default :rotation_degrees: NECB_Default :run_annual_simulation: true :s3_bucket: '834599497928' :scale_x: NECB_Default :scale_y: NECB_Default :scale_z: NECB_Default :shw_eff: NECB_Default :skylight_cond: NECB_Default :skylight_solar_trans: NECB_Default :srr_set: NECB_Default :template: BTAP1980TO2010 | reference | reference | 0f0d67c2-803e-4b57-b2db-fb31e652052c | BTAP1980TO2010 | RetailStandalone | NaturalGas | Natural Gas | CAN_NS_Halifax.Dockyard.713280_CWEC2016.epw | parametric |  | NECB_Default | NECB_Default | NECB_Default | NECB_Default | NECB_Default | NECB_Default | NECB_Default | NECB_Default | NECB_Default | NECB_Default | NECB_Default | NECB_Default | NECB_Default | NECB_Default | NECB_Default | NECB_Default | NECB_Default | NECB_Default | NECB_Default | NECB_Default | NECB_Default | NECB_Default | NECB_Default | NECB_Default | NECB_Default | NECB_Default | NECB_Default | NECB_Default | NECB_Default | NECB_Default | NECB_Default | NECB_Default | NECB_Default | NECB_Default | NECB_Default | NECB_Default | NECB_Default | NECB_Default | NECB_Default | NECB_Default | NECB_Default | NECB_Default | NECB_Default | NECB_Default | NECB_Default | aws_batch | 834599497928 | btap_private_cli |  | TRUE | TRUE |  |  | 128.5669 | 16.8446 | 115.1632 | 195.9771 | 2293.99 | 3471.0086 | 7.1 | RetailStandalone |  |  | 1 | RetailStandalone | 1 |  | 1 | BTAP1980TO2010 | 0.24821 | 13984.1807 | 0.37399 | 48.705 | 112.2906 | 4.8559 | 311.0582 | 144.8327 | HALIFAX | NOVA SCOTIA | 77.3222 | 28.7896 | 0 | 106.1118 | 15.1643 | 7.2668 | 0 | 22.4311 | 0 | 0.025981 | 0 | 0 | 0.38131 | 0.097171 | 0 | 0.56169 | 0.030964 | 0.22339 | 0.57856 | 0.0038012 | 0.95987 | 0.016879 | 39.1874 | 128.786 | 7.1 | 0.678 | [5 empty] | 0.267 | 0.426 | 2.95 | 2.95 | 1 | Halifax Dockyard | CAN | 112 | 3647 | 44.655 | -63.577 | 6 | 4000 | NS | CAN_NS_Halifax.Dockyard.713280_CWEC2016.epw | 0.95987 | 16.8446 | 128.5669 | 6.8376 | 16.3064 | FALSE | FALSE | FALSE | FALSE | 4.994 | 4.4577 | 0 | 0 | 0 | 0 | 38.72 | 68.4695 | 0.41833 | 0.0061097 | 152.9 | 0 | 0.95987 | 138 | 138 | 25.33 | 25.17 |  | https://s3.console.aws.amazon.com/s3/buckets/834599497928?region=ca-central-1&prefix=phylroy.lopez/reference/reference/output/0f0d67c2-803e-4b57-b2db-fb31e652052c/ | 1.0.002
201 |  | TRUE | 86 | 0 | 0 | 127.0015 |  |  |  | 0.1 | 2021-09-22 20:06:55 +0000 | 438c2ebff | 0.2.14 | :adv_dx_units: NECB_Default :airloop_economizer_type: NECB_Default :algorithm_type: parametric :analysis_id: reference :analysis_name: reference :boiler_eff: NECB_Default :btap_batch_version: 1.0.002 :building_type: RetailStandalone :chiller_type: NECB_Default :compute_environment: aws_batch :datapoint_id: a4f0f2cf-f5a7-487e-8ae0-b6d062348860 :daylighting_type: NECB_Default :dcv_type: NECB_Default :door_construction_cond: NECB_Default :ecm_system_name: NECB_Default :electrical_loads_scale: NECB_Default :enable_costing: true :epw_file: CAN_AB_Edmonton.Intl.AP.711230_CWEC2016.epw :erv_package: NECB_Default :ext_floor_cond: NECB_Default :ext_roof_cond: NECB_Default :ext_wall_cond: NECB_Default :fdwr_set: NECB_Default :fixed_wind_solar_trans: NECB_Default :fixed_window_cond: NECB_Default :furnace_eff: NECB_Default :glass_door_cond: NECB_Default :glass_door_solar_trans: NECB_Default :ground_floor_cond: NECB_Default :ground_roof_cond: NECB_Default :ground_wall_cond: NECB_Default :image_name: btap_private_cli :infiltration_scale: NECB_Default :lights_scale: NECB_Default :lights_type: NECB_Default :nv_delta_temp_in_out: NECB_Default :nv_opening_fraction: NECB_Default :nv_temp_out_min: NECB_Default :nv_type: NECB_Default :oa_scale: NECB_Default :occupancy_loads_scale: NECB_Default :output_meters: [] :output_variables: [] :overhead_door_cond: NECB_Default :primary_heating_fuel: Electricity :pv_ground_azimuth_angle: NECB_Default :pv_ground_module_description: NECB_Default :pv_ground_tilt_angle: NECB_Default :pv_ground_total_area_pv_panels_m2: NECB_Default :pv_ground_type: NECB_Default :rotation_degrees: NECB_Default :run_annual_simulation: true :s3_bucket: '834599497928' :scale_x: NECB_Default :scale_y: NECB_Default :scale_z: NECB_Default :shw_eff: NECB_Default :skylight_cond: NECB_Default :skylight_solar_trans: NECB_Default :srr_set: NECB_Default :template: BTAP1980TO2010 | reference | reference | a4f0f2cf-f5a7-487e-8ae0-b6d062348860 | BTAP1980TO2010 | RetailStandalone | Electricity | Electricity | CAN_AB_Edmonton.Intl.AP.711230_CWEC2016.epw | parametric |  | NECB_Default | NECB_Default | NECB_Default | NECB_Default | NECB_Default | NECB_Default | NECB_Default | NECB_Default | NECB_Default | NECB_Default | NECB_Default | NECB_Default | NECB_Default | NECB_Default | NECB_Default | NECB_Default | NECB_Default | NECB_Default | NECB_Default | NECB_Default | NECB_Default | NECB_Default | NECB_Default | NECB_Default | NECB_Default | NECB_Default | NECB_Default | NECB_Default | NECB_Default | NECB_Default | NECB_Default | NECB_Default | NECB_Default | NECB_Default | NECB_Default | NECB_Default | NECB_Default | NECB_Default | NECB_Default | NECB_Default | NECB_Default | NECB_Default | NECB_Default | NECB_Default | NECB_Default | aws_batch | 834599497928 | btap_private_cli |  | TRUE | TRUE |  |  | 118.699 | 18.5946 | 151.6511 | 195.1198 | 2293.99 | 3471.0086 | 7.1 | RetailStandalone |  |  | 1 | RetailStandalone | 1 |  | 1 | BTAP1980TO2010 | 0.24821 | 13984.1807 | 0.38292 | 14.3696 | 115.2609 | 5.3267 | 302.949 | 167.6089 | EDMONTON | ALBERTA | 209.9732 | 0 | 0 | 209.9732 | 19.9011 | 0 | 0 | 19.9011 | 0 | 0.028017 | 0 | 0 | 0.95678 | 0.11327 | 0 | 0.54594 | 0.030964 | 0.22339 | 0 | 0 | 0.95678 | 0.015196 | 142.3486 | 0 | 7.1 | 0.678 | [5 empty] | 0.227 | 0.346 | 2.95 | 2.95 | 1 | Edmonton Intl AP | CAN | 23 | 5588 | 53.31 | -113.579 | 7a | 5120 | AB | CAN_AB_Edmonton.Intl.AP.711230_CWEC2016.epw | 0.95678 | 18.5946 | 118.699 | 5.7944 | 16.586 | FALSE | FALSE | FALSE | FALSE | 8.1594 | 14.7536 | 0 | 0.095376 | 0.001393 | 34.86 | 0 | 68.4695 | 0.41833 | 0.0061097 | 152.9 | 0 | 0.95678 | 120.33 | 120.33 | 5.83 | 5.33 |  | https://s3.console.aws.amazon.com/s3/buckets/834599497928?region=ca-central-1&prefix=phylroy.lopez/reference/reference/output/a4f0f2cf-f5a7-487e-8ae0-b6d062348860/ | 1.0.002
202 |  | TRUE | 245 | 400 | 0 | 707.2088 |  |  |  | 0.1 | 2021-09-22 20:06:49 +0000 | 438c2ebff | 0.2.14 | :adv_dx_units: NECB_Default :airloop_economizer_type: NECB_Default :algorithm_type: parametric :analysis_id: reference :analysis_name: reference :boiler_eff: NECB_Default :btap_batch_version: 1.0.002 :building_type: PrimarySchool :chiller_type: NECB_Default :compute_environment: aws_batch :datapoint_id: fe174772-a0c7-4ec8-85d1-34d89bfbd066 :daylighting_type: NECB_Default :dcv_type: NECB_Default :door_construction_cond: NECB_Default :ecm_system_name: NECB_Default :electrical_loads_scale: NECB_Default :enable_costing: true :epw_file: CAN_NS_Halifax.Dockyard.713280_CWEC2016.epw :erv_package: NECB_Default :ext_floor_cond: NECB_Default :ext_roof_cond: NECB_Default :ext_wall_cond: NECB_Default :fdwr_set: NECB_Default :fixed_wind_solar_trans: NECB_Default :fixed_window_cond: NECB_Default :furnace_eff: NECB_Default :glass_door_cond: NECB_Default :glass_door_solar_trans: NECB_Default :ground_floor_cond: NECB_Default :ground_roof_cond: NECB_Default :ground_wall_cond: NECB_Default :image_name: btap_private_cli :infiltration_scale: NECB_Default :lights_scale: NECB_Default :lights_type: NECB_Default :nv_delta_temp_in_out: NECB_Default :nv_opening_fraction: NECB_Default :nv_temp_out_min: NECB_Default :nv_type: NECB_Default :oa_scale: NECB_Default :occupancy_loads_scale: NECB_Default :output_meters: [] :output_variables: [] :overhead_door_cond: NECB_Default :primary_heating_fuel: NaturalGas :pv_ground_azimuth_angle: NECB_Default :pv_ground_module_description: NECB_Default :pv_ground_tilt_angle: NECB_Default :pv_ground_total_area_pv_panels_m2: NECB_Default :pv_ground_type: NECB_Default :rotation_degrees: NECB_Default :run_annual_simulation: true :s3_bucket: '834599497928' :scale_x: NECB_Default :scale_y: NECB_Default :scale_z: NECB_Default :shw_eff: NECB_Default :skylight_cond: NECB_Default :skylight_solar_trans: NECB_Default :srr_set: NECB_Default :template: BTAPPRE1980 | reference | reference | fe174772-a0c7-4ec8-85d1-34d89bfbd066 | BTAPPRE1980 | PrimarySchool | NaturalGas | Natural Gas | CAN_NS_Halifax.Dockyard.713280_CWEC2016.epw | parametric |  | NECB_Default | NECB_Default | NECB_Default | NECB_Default | NECB_Default | NECB_Default | NECB_Default | NECB_Default | NECB_Default | NECB_Default | NECB_Default | NECB_Default | NECB_Default | NECB_Default | NECB_Default | NECB_Default | NECB_Default | NECB_Default | NECB_Default | NECB_Default | NECB_Default | NECB_Default | NECB_Default | NECB_Default | NECB_Default | NECB_Default | NECB_Default | NECB_Default | NECB_Default | NECB_Default | NECB_Default | NECB_Default | NECB_Default | NECB_Default | NECB_Default | NECB_Default | NECB_Default | NECB_Default | NECB_Default | NECB_Default | NECB_Default | NECB_Default | NECB_Default | NECB_Default | NECB_Default | aws_batch | 834599497928 | btap_private_cli |  | TRUE | TRUE |  |  | 247.2656 | 24.379 | 212.6922 | 358.9458 | 6871 | 9383 | 35 | PrimarySchool |  |  | 0 | PrimarySchool | 1 |  | 1 | BTAPPRE1980 | 0.3414 | 27484 | 1.0191 | 38.3 | 67.4596 | 3.8285 | 282.2654 | 171.6582 | HALIFAX | NOVA SCOTIA | 63.9965 | 57.2731 | 0 | 121.2696 | 12.5509 | 14.4563 | 0 | 27.0072 | 0 | 0.020378 | 0 | 0 | 0.31559 | 0.12027 | 0 | 1.0624 | 0.042586 | 0.13178 | 1.151 | 0.00057779 | 1.4666 | 0.088537 | 45.9315 | 251.0955 | 35 | 0.678 | [5 empty] | 0.267 | 0.823 | 2.95 |  | 0 | Halifax Dockyard | CAN | 112 | 3647 | 44.655 | -63.577 | 6 | 4000 | NS | CAN_NS_Halifax.Dockyard.713280_CWEC2016.epw | 1.4666 | 24.379 | 247.2656 | 7.8251 | 16.4852 | TRUE | FALSE | FALSE | FALSE | 7.6456 | 9.1472 | 0 | 0 | 0 | 0 | 608.34 | 1805.5007 | 6.4868 | 0.0035928 | 2370.94 | 0 | 1.4666 | 944 | 942.33 | 26.5 | 26.33 |  | https://s3.console.aws.amazon.com/s3/buckets/834599497928?region=ca-central-1&prefix=phylroy.lopez/reference/reference/output/fe174772-a0c7-4ec8-85d1-34d89bfbd066/ | 1.0.002
203 |  | TRUE | 249 | 400 | 0 | 708.4596 |  |  |  | 0.1 | 2021-09-22 20:07:01 +0000 | 438c2ebff | 0.2.14 | :adv_dx_units: NECB_Default :airloop_economizer_type: NECB_Default :algorithm_type: parametric :analysis_id: reference :analysis_name: reference :boiler_eff: NECB_Default :btap_batch_version: 1.0.002 :building_type: PrimarySchool :chiller_type: NECB_Default :compute_environment: aws_batch :datapoint_id: f2d18898-41c2-4ea5-bb38-1d5453beaa49 :daylighting_type: NECB_Default :dcv_type: NECB_Default :door_construction_cond: NECB_Default :ecm_system_name: NECB_Default :electrical_loads_scale: NECB_Default :enable_costing: true :epw_file: CAN_QC_Montreal-Trudeau.Intl.AP.716270_CWEC2016.epw :erv_package: NECB_Default :ext_floor_cond: NECB_Default :ext_roof_cond: NECB_Default :ext_wall_cond: NECB_Default :fdwr_set: NECB_Default :fixed_wind_solar_trans: NECB_Default :fixed_window_cond: NECB_Default :furnace_eff: NECB_Default :glass_door_cond: NECB_Default :glass_door_solar_trans: NECB_Default :ground_floor_cond: NECB_Default :ground_roof_cond: NECB_Default :ground_wall_cond: NECB_Default :image_name: btap_private_cli :infiltration_scale: NECB_Default :lights_scale: NECB_Default :lights_type: NECB_Default :nv_delta_temp_in_out: NECB_Default :nv_opening_fraction: NECB_Default :nv_temp_out_min: NECB_Default :nv_type: NECB_Default :oa_scale: NECB_Default :occupancy_loads_scale: NECB_Default :output_meters: [] :output_variables: [] :overhead_door_cond: NECB_Default :primary_heating_fuel: NaturalGas :pv_ground_azimuth_angle: NECB_Default :pv_ground_module_description: NECB_Default :pv_ground_tilt_angle: NECB_Default :pv_ground_total_area_pv_panels_m2: NECB_Default :pv_ground_type: NECB_Default :rotation_degrees: NECB_Default :run_annual_simulation: true :s3_bucket: '834599497928' :scale_x: NECB_Default :scale_y: NECB_Default :scale_z: NECB_Default :shw_eff: NECB_Default :skylight_cond: NECB_Default :skylight_solar_trans: NECB_Default :srr_set: NECB_Default :template: BTAPPRE1980 | reference | reference | f2d18898-41c2-4ea5-bb38-1d5453beaa49 | BTAPPRE1980 | PrimarySchool | NaturalGas | Natural Gas | CAN_QC_Montreal-Trudeau.Intl.AP.716270_CWEC2016.epw | parametric |  | NECB_Default | NECB_Default | NECB_Default | NECB_Default | NECB_Default | NECB_Default | NECB_Default | NECB_Default | NECB_Default | NECB_Default | NECB_Default | NECB_Default | NECB_Default | NECB_Default | NECB_Default | NECB_Default | NECB_Default | NECB_Default | NECB_Default | NECB_Default | NECB_Default | NECB_Default | NECB_Default | NECB_Default | NECB_Default | NECB_Default | NECB_Default | NECB_Default | NECB_Default | NECB_Default | NECB_Default | NECB_Default | NECB_Default | NECB_Default | NECB_Default | NECB_Default | NECB_Default | NECB_Default | NECB_Default | NECB_Default | NECB_Default | NECB_Default | NECB_Default | NECB_Default | NECB_Default | aws_batch | 834599497928 | btap_private_cli |  | TRUE | TRUE |  |  | 329.774 | 36.913 | 251.6644 | 418.1059 | 6871 | 9383 | 35 | PrimarySchool |  |  | 0 | PrimarySchool | 1 |  | 1 | BTAPPRE1980 | 0.3414 | 27484 | 1.0103 | 43.3534 | 63.5105 | 3.7928 | 290.1474 | 178.4803 | MONTREAL | QUEBEC | 0.13507 | 65.7996 | 0 | 65.9346 | 8.6024 | 17.2357 | 0 | 25.8381 | 0 | 0.049859 | 0 | 0 | 0.34757 | 0.12271 | 0 | 1.2423 | 0.042586 | 0.13178 | 1.332 | 0.00064619 | 1.6795 | 0.089713 | 58.5766 | 335.1476 | 35 | 0.678 | [5 empty] | 0.267 | 0.823 | 2.95 |  | 0 | Montreal-Trudeau Intl AP | CAN | 323 | 4090 | 45.471 | -73.741 | 6 | 4400 | QC | CAN_QC_Montreal-Trudeau.Intl.AP.716270_CWEC2016.epw | 1.6795 | 36.913 | 329.774 | 8.823 | 17.6558 | FALSE | FALSE | FALSE | FALSE | 13.1043 | 16.065 | 0 | 0 | 0 | 0 | 616.42 | 1805.5007 | 6.4868 | 0.0035928 | 2370.94 | 0 | 1.6795 | 1212 | 1207.33 | 17.67 | 17.67 |  | https://s3.console.aws.amazon.com/s3/buckets/834599497928?region=ca-central-1&prefix=phylroy.lopez/reference/reference/output/f2d18898-41c2-4ea5-bb38-1d5453beaa49/ | 1.0.002
204 |  | TRUE | 252 | 400 | 0 | 710.6301 |  |  |  | 0.1 | 2021-09-22 20:06:35 +0000 | 438c2ebff | 0.2.14 | :adv_dx_units: NECB_Default :airloop_economizer_type: NECB_Default :algorithm_type: parametric :analysis_id: reference :analysis_name: reference :boiler_eff: NECB_Default :btap_batch_version: 1.0.002 :building_type: PrimarySchool :chiller_type: NECB_Default :compute_environment: aws_batch :datapoint_id: e427b8e6-2926-4106-97a0-1571e14ef72a :daylighting_type: NECB_Default :dcv_type: NECB_Default :door_construction_cond: NECB_Default :ecm_system_name: NECB_Default :electrical_loads_scale: NECB_Default :enable_costing: true :epw_file: CAN_QC_Montreal-Trudeau.Intl.AP.716270_CWEC2016.epw :erv_package: NECB_Default :ext_floor_cond: NECB_Default :ext_roof_cond: NECB_Default :ext_wall_cond: NECB_Default :fdwr_set: NECB_Default :fixed_wind_solar_trans: NECB_Default :fixed_window_cond: NECB_Default :furnace_eff: NECB_Default :glass_door_cond: NECB_Default :glass_door_solar_trans: NECB_Default :ground_floor_cond: NECB_Default :ground_roof_cond: NECB_Default :ground_wall_cond: NECB_Default :image_name: btap_private_cli :infiltration_scale: NECB_Default :lights_scale: NECB_Default :lights_type: NECB_Default :nv_delta_temp_in_out: NECB_Default :nv_opening_fraction: NECB_Default :nv_temp_out_min: NECB_Default :nv_type: NECB_Default :oa_scale: NECB_Default :occupancy_loads_scale: NECB_Default :output_meters: [] :output_variables: [] :overhead_door_cond: NECB_Default :primary_heating_fuel: Electricity :pv_ground_azimuth_angle: NECB_Default :pv_ground_module_description: NECB_Default :pv_ground_tilt_angle: NECB_Default :pv_ground_total_area_pv_panels_m2: NECB_Default :pv_ground_type: NECB_Default :rotation_degrees: NECB_Default :run_annual_simulation: true :s3_bucket: '834599497928' :scale_x: NECB_Default :scale_y: NECB_Default :scale_z: NECB_Default :shw_eff: NECB_Default :skylight_cond: NECB_Default :skylight_solar_trans: NECB_Default :srr_set: NECB_Default :template: BTAPPRE1980 | reference | reference | e427b8e6-2926-4106-97a0-1571e14ef72a | BTAPPRE1980 | PrimarySchool | Electricity | Electricity | CAN_QC_Montreal-Trudeau.Intl.AP.716270_CWEC2016.epw | parametric |  | NECB_Default | NECB_Default | NECB_Default | NECB_Default | NECB_Default | NECB_Default | NECB_Default | NECB_Default | NECB_Default | NECB_Default | NECB_Default | NECB_Default | NECB_Default | NECB_Default | NECB_Default | NECB_Default | NECB_Default | NECB_Default | NECB_Default | NECB_Default | NECB_Default | NECB_Default | NECB_Default | NECB_Default | NECB_Default | NECB_Default | NECB_Default | NECB_Default | NECB_Default | NECB_Default | NECB_Default | NECB_Default | NECB_Default | NECB_Default | NECB_Default | NECB_Default | NECB_Default | NECB_Default | NECB_Default | NECB_Default | NECB_Default | NECB_Default | NECB_Default | NECB_Default | NECB_Default | aws_batch | 834599497928 | btap_private_cli |  | TRUE | TRUE |  |  | 248.7614 | 36.913 | 252.1221 | 319.1291 | 6871 | 9383 | 35 | PrimarySchool |  |  | 0 | PrimarySchool | 1 |  | 1 | BTAPPRE1980 | 0.3414 | 27484 | 1.0103 | 16.0601 | 63.5105 | 9.0584 | 305.6872 | 216.048 | MONTREAL | QUEBEC | 0.51421 | 0 | 0 | 0.51421 | 32.7499 | 0 | 0 | 32.7499 | 0 | 0.04986 | 0 | 0 | 1.3232 | 0.12092 | 0 | 0.90764 | 0.042586 | 0.13178 | 0 | 0.00031728 | 1.3232 | 0.070132 | 270.2844 | 0 | 35 | 0.678 | [5 empty] | 0.267 | 0.823 | 2.95 |  | 0 | Montreal-Trudeau Intl AP | CAN | 323 | 4090 | 45.471 | -73.741 | 6 | 4400 | QC | CAN_QC_Montreal-Trudeau.Intl.AP.716270_CWEC2016.epw | 1.3232 | 36.913 | 248.7614 | 8.823 | 17.6558 | FALSE | FALSE | FALSE | FALSE | 13.1043 | 16.065 | 0 | 1.3184 | 0.00073022 | 481.88 | 0 | 1805.5007 | 6.4868 | 0.0035928 | 2370.94 | 0 | 1.3232 | 1213.17 | 1208.5 | 2.17 | 2.17 |  | https://s3.console.aws.amazon.com/s3/buckets/834599497928?region=ca-central-1&prefix=phylroy.lopez/reference/reference/output/e427b8e6-2926-4106-97a0-1571e14ef72a/ | 1.0.002
205 |  | TRUE | 238 | 400 | 0 | 709.0156 |  |  |  | 0.1 | 2021-09-22 20:06:54 +0000 | 438c2ebff | 0.2.14 | :adv_dx_units: NECB_Default :airloop_economizer_type: NECB_Default :algorithm_type: parametric :analysis_id: reference :analysis_name: reference :boiler_eff: NECB_Default :btap_batch_version: 1.0.002 :building_type: PrimarySchool :chiller_type: NECB_Default :compute_environment: aws_batch :datapoint_id: f979b123-556b-4139-bbed-811687eeb347 :daylighting_type: NECB_Default :dcv_type: NECB_Default :door_construction_cond: NECB_Default :ecm_system_name: NECB_Default :electrical_loads_scale: NECB_Default :enable_costing: true :epw_file: CAN_BC_Vancouver.Intl.AP.718920_CWEC2016.epw :erv_package: NECB_Default :ext_floor_cond: NECB_Default :ext_roof_cond: NECB_Default :ext_wall_cond: NECB_Default :fdwr_set: NECB_Default :fixed_wind_solar_trans: NECB_Default :fixed_window_cond: NECB_Default :furnace_eff: NECB_Default :glass_door_cond: NECB_Default :glass_door_solar_trans: NECB_Default :ground_floor_cond: NECB_Default :ground_roof_cond: NECB_Default :ground_wall_cond: NECB_Default :image_name: btap_private_cli :infiltration_scale: NECB_Default :lights_scale: NECB_Default :lights_type: NECB_Default :nv_delta_temp_in_out: NECB_Default :nv_opening_fraction: NECB_Default :nv_temp_out_min: NECB_Default :nv_type: NECB_Default :oa_scale: NECB_Default :occupancy_loads_scale: NECB_Default :output_meters: [] :output_variables: [] :overhead_door_cond: NECB_Default :primary_heating_fuel: NaturalGas :pv_ground_azimuth_angle: NECB_Default :pv_ground_module_description: NECB_Default :pv_ground_tilt_angle: NECB_Default :pv_ground_total_area_pv_panels_m2: NECB_Default :pv_ground_type: NECB_Default :rotation_degrees: NECB_Default :run_annual_simulation: true :s3_bucket: '834599497928' :scale_x: NECB_Default :scale_y: NECB_Default :scale_z: NECB_Default :shw_eff: NECB_Default :skylight_cond: NECB_Default :skylight_solar_trans: NECB_Default :srr_set: NECB_Default :template: BTAPPRE1980 | reference | reference | f979b123-556b-4139-bbed-811687eeb347 | BTAPPRE1980 | PrimarySchool | NaturalGas | Natural Gas | CAN_BC_Vancouver.Intl.AP.718920_CWEC2016.epw | parametric |  | NECB_Default | NECB_Default | NECB_Default | NECB_Default | NECB_Default | NECB_Default | NECB_Default | NECB_Default | NECB_Default | NECB_Default | NECB_Default | NECB_Default | NECB_Default | NECB_Default | NECB_Default | NECB_Default | NECB_Default | NECB_Default | NECB_Default | NECB_Default | NECB_Default | NECB_Default | NECB_Default | NECB_Default | NECB_Default | NECB_Default | NECB_Default | NECB_Default | NECB_Default | NECB_Default | NECB_Default | NECB_Default | NECB_Default | NECB_Default | NECB_Default | NECB_Default | NECB_Default | NECB_Default | NECB_Default | NECB_Default | NECB_Default | NECB_Default | NECB_Default | NECB_Default | NECB_Default | aws_batch | 834599497928 | btap_private_cli |  | TRUE | TRUE |  |  | 164.4566 | 22.1255 | 163.9423 | 290.5092 | 6871 | 9383 | 35 | PrimarySchool |  |  | 0 | PrimarySchool | 1 |  | 1 | BTAPPRE1980 | 0.3414 | 27484 | 1.1026 | 32.2922 | 61.9218 | 3.8239 | 271.163 | 172.0226 | VANCOUVER | BRITISH COLUMBIA | 0.90178 | 45.4733 | 0 | 46.3751 | 9.0052 | 10.2015 | 0 | 19.2067 | 0 | 0.016217 | 0 | 0 | 0.3182 | 0.12336 | 0 | 0.81734 | 0.042586 | 0.13178 | 0.90199 | 0.0042599 | 1.2202 | 0.084651 | 43.7537 | 169.1562 | 35 | 0.678 | [5 empty] | 0.363 | 0.994 | 4.09 |  | 0 | Vancouver Intl AP | CAN | 42 | 2797 | 49.195 | -123.184 | 4 | 2800 | BC | CAN_BC_Vancouver.Intl.AP.718920_CWEC2016.epw | 1.2202 | 22.1255 | 164.4566 | 6.4879 | 18.113 | TRUE | FALSE | FALSE | FALSE | 9.6045 | 9.7597 | 0 | 0 | 0 | 0 | 581.64 | 1805.5007 | 6.4868 | 0.0035928 | 2370.94 | 0 | 1.2202 | 1007.67 | 1005.67 | 52.17 | 50.67 |  | https://s3.console.aws.amazon.com/s3/buckets/834599497928?region=ca-central-1&prefix=phylroy.lopez/reference/reference/output/f979b123-556b-4139-bbed-811687eeb347/ | 1.0.002
206 |  | TRUE | 254 | 400 | 0 | 709.9762 |  |  |  | 0.1 | 2021-09-22 20:06:14 +0000 | 438c2ebff | 0.2.14 | :adv_dx_units: NECB_Default :airloop_economizer_type: NECB_Default :algorithm_type: parametric :analysis_id: reference :analysis_name: reference :boiler_eff: NECB_Default :btap_batch_version: 1.0.002 :building_type: PrimarySchool :chiller_type: NECB_Default :compute_environment: aws_batch :datapoint_id: 66b128ec-94ac-4575-8336-3d15a4e5fd6b :daylighting_type: NECB_Default :dcv_type: NECB_Default :door_construction_cond: NECB_Default :ecm_system_name: NECB_Default :electrical_loads_scale: NECB_Default :enable_costing: true :epw_file: CAN_AB_Edmonton.Intl.AP.711230_CWEC2016.epw :erv_package: NECB_Default :ext_floor_cond: NECB_Default :ext_roof_cond: NECB_Default :ext_wall_cond: NECB_Default :fdwr_set: NECB_Default :fixed_wind_solar_trans: NECB_Default :fixed_window_cond: NECB_Default :furnace_eff: NECB_Default :glass_door_cond: NECB_Default :glass_door_solar_trans: NECB_Default :ground_floor_cond: NECB_Default :ground_roof_cond: NECB_Default :ground_wall_cond: NECB_Default :image_name: btap_private_cli :infiltration_scale: NECB_Default :lights_scale: NECB_Default :lights_type: NECB_Default :nv_delta_temp_in_out: NECB_Default :nv_opening_fraction: NECB_Default :nv_temp_out_min: NECB_Default :nv_type: NECB_Default :oa_scale: NECB_Default :occupancy_loads_scale: NECB_Default :output_meters: [] :output_variables: [] :overhead_door_cond: NECB_Default :primary_heating_fuel: Electricity :pv_ground_azimuth_angle: NECB_Default :pv_ground_module_description: NECB_Default :pv_ground_tilt_angle: NECB_Default :pv_ground_total_area_pv_panels_m2: NECB_Default :pv_ground_type: NECB_Default :rotation_degrees: NECB_Default :run_annual_simulation: true :s3_bucket: '834599497928' :scale_x: NECB_Default :scale_y: NECB_Default :scale_z: NECB_Default :shw_eff: NECB_Default :skylight_cond: NECB_Default :skylight_solar_trans: NECB_Default :srr_set: NECB_Default :template: BTAPPRE1980 | reference | reference | 66b128ec-94ac-4575-8336-3d15a4e5fd6b | BTAPPRE1980 | PrimarySchool | Electricity | Electricity | CAN_AB_Edmonton.Intl.AP.711230_CWEC2016.epw | parametric |  | NECB_Default | NECB_Default | NECB_Default | NECB_Default | NECB_Default | NECB_Default | NECB_Default | NECB_Default | NECB_Default | NECB_Default | NECB_Default | NECB_Default | NECB_Default | NECB_Default | NECB_Default | NECB_Default | NECB_Default | NECB_Default | NECB_Default | NECB_Default | NECB_Default | NECB_Default | NECB_Default | NECB_Default | NECB_Default | NECB_Default | NECB_Default | NECB_Default | NECB_Default | NECB_Default | NECB_Default | NECB_Default | NECB_Default | NECB_Default | NECB_Default | NECB_Default | NECB_Default | NECB_Default | NECB_Default | NECB_Default | NECB_Default | NECB_Default | NECB_Default | NECB_Default | NECB_Default | aws_batch | 834599497928 | btap_private_cli |  | TRUE | TRUE |  |  | 224.4603 | 24.9071 | 280.2645 | 341.8838 | 6871 | 9383 | 35 | PrimarySchool |  |  | 0 | PrimarySchool | 1 |  | 1 | BTAPPRE1980 | 0.3414 | 27484 | 1.0434 | 15.8215 | 69.1245 | 9.1076 | 317.8909 | 222.7939 | EDMONTON | ALBERTA | 308.3694 | 0 | 0 | 308.3694 | 29.227 | 0 | 0 | 29.227 | 0 | 0.020063 | 0 | 0 | 1.4051 | 0.12432 | 0 | 1.009 | 0.042586 | 0.13178 | 0 | 0.00031728 | 1.4051 | 0.077129 | 252.8493 | 0 | 35 | 0.678 | [5 empty] | 0.227 | 0.772 | 2.95 |  | 0 | Edmonton Intl AP | CAN | 23 | 5588 | 53.31 | -113.579 | 7a | 5120 | AB | CAN_AB_Edmonton.Intl.AP.711230_CWEC2016.epw | 1.4051 | 24.9071 | 224.4603 | 6.7913 | 16.2669 | TRUE | FALSE | FALSE | FALSE | 10.9916 | 19.1676 | 0 | 1.4499 | 0.00080306 | 529.95 | 0 | 1805.5007 | 6.4868 | 0.0035928 | 2370.94 | 0 | 1.4051 | 948 | 946.33 | 2.17 | 2.17 |  | https://s3.console.aws.amazon.com/s3/buckets/834599497928?region=ca-central-1&prefix=phylroy.lopez/reference/reference/output/66b128ec-94ac-4575-8336-3d15a4e5fd6b/ | 1.0.002
207 |  | TRUE | 254 | 400 | 0 | 709.0046 |  |  |  | 0.1 | 2021-09-22 20:06:13 +0000 | 438c2ebff | 0.2.14 | :adv_dx_units: NECB_Default :airloop_economizer_type: NECB_Default :algorithm_type: parametric :analysis_id: reference :analysis_name: reference :boiler_eff: NECB_Default :btap_batch_version: 1.0.002 :building_type: PrimarySchool :chiller_type: NECB_Default :compute_environment: aws_batch :datapoint_id: ffa4eabe-e6f9-414c-a590-dda9896eccf4 :daylighting_type: NECB_Default :dcv_type: NECB_Default :door_construction_cond: NECB_Default :ecm_system_name: NECB_Default :electrical_loads_scale: NECB_Default :enable_costing: true :epw_file: CAN_AB_Calgary.Intl.AP.718770_CWEC2016.epw :erv_package: NECB_Default :ext_floor_cond: NECB_Default :ext_roof_cond: NECB_Default :ext_wall_cond: NECB_Default :fdwr_set: NECB_Default :fixed_wind_solar_trans: NECB_Default :fixed_window_cond: NECB_Default :furnace_eff: NECB_Default :glass_door_cond: NECB_Default :glass_door_solar_trans: NECB_Default :ground_floor_cond: NECB_Default :ground_roof_cond: NECB_Default :ground_wall_cond: NECB_Default :image_name: btap_private_cli :infiltration_scale: NECB_Default :lights_scale: NECB_Default :lights_type: NECB_Default :nv_delta_temp_in_out: NECB_Default :nv_opening_fraction: NECB_Default :nv_temp_out_min: NECB_Default :nv_type: NECB_Default :oa_scale: NECB_Default :occupancy_loads_scale: NECB_Default :output_meters: [] :output_variables: [] :overhead_door_cond: NECB_Default :primary_heating_fuel: Electricity :pv_ground_azimuth_angle: NECB_Default :pv_ground_module_description: NECB_Default :pv_ground_tilt_angle: NECB_Default :pv_ground_total_area_pv_panels_m2: NECB_Default :pv_ground_type: NECB_Default :rotation_degrees: NECB_Default :run_annual_simulation: true :s3_bucket: '834599497928' :scale_x: NECB_Default :scale_y: NECB_Default :scale_z: NECB_Default :shw_eff: NECB_Default :skylight_cond: NECB_Default :skylight_solar_trans: NECB_Default :srr_set: NECB_Default :template: BTAPPRE1980 | reference | reference | ffa4eabe-e6f9-414c-a590-dda9896eccf4 | BTAPPRE1980 | PrimarySchool | Electricity | Electricity | CAN_AB_Calgary.Intl.AP.718770_CWEC2016.epw | parametric |  | NECB_Default | NECB_Default | NECB_Default | NECB_Default | NECB_Default | NECB_Default | NECB_Default | NECB_Default | NECB_Default | NECB_Default | NECB_Default | NECB_Default | NECB_Default | NECB_Default | NECB_Default | NECB_Default | NECB_Default | NECB_Default | NECB_Default | NECB_Default | NECB_Default | NECB_Default | NECB_Default | NECB_Default | NECB_Default | NECB_Default | NECB_Default | NECB_Default | NECB_Default | NECB_Default | NECB_Default | NECB_Default | NECB_Default | NECB_Default | NECB_Default | NECB_Default | NECB_Default | NECB_Default | NECB_Default | NECB_Default | NECB_Default | NECB_Default | NECB_Default | NECB_Default | NECB_Default | aws_batch | 834599497928 | btap_private_cli |  | TRUE | TRUE |  |  | 218.4214 | 25.8478 | 227.8603 | 290.4757 | 6871 | 9383 | 35 | PrimarySchool |  |  | 0 | PrimarySchool | 1 |  | 1 | BTAPPRE1980 | 0.3414 | 27484 | 1.047 | 15.6885 | 66.5456 | 9.1092 | 309.5581 | 217.1678 | CALGARY | ALBERTA | 267.7549 | 0 | 0 | 267.7549 | 25.3776 | 0 | 0 | 25.3776 | 0 | 0.023604 | 0 | 0 | 1.2201 | 0.12758 | 0 | 0.8203 | 0.042586 | 0.13178 | 0 | 0.00031728 | 1.2201 | 0.073914 | 240.2963 | 0 | 35 | 0.678 | [5 empty] | 0.227 | 0.772 | 2.95 |  | 0 | Calgary Intl AP | CAN | 64 | 4781 | 51.114 | -114.02 | 7a | 5000 | AB | CAN_AB_Calgary.Intl.AP.718770_CWEC2016.epw | 1.2201 | 25.8478 | 218.4214 | 6.7111 | 17.5379 | TRUE | FALSE | FALSE | FALSE | 12.1569 | 17.2036 | 0 | 1.3895 | 0.00076959 | 507.86 | 0 | 1805.5007 | 6.4868 | 0.0035928 | 2370.94 | 0 | 1.2201 | 1036.83 | 1033 | 1.17 | 1.17 |  | https://s3.console.aws.amazon.com/s3/buckets/834599497928?region=ca-central-1&prefix=phylroy.lopez/reference/reference/output/ffa4eabe-e6f9-414c-a590-dda9896eccf4/ | 1.0.002
208 |  | TRUE | 248 | 400 | 0 | 711.3434 |  |  |  | 0.1 | 2021-09-22 20:06:14 +0000 | 438c2ebff | 0.2.14 | :adv_dx_units: NECB_Default :airloop_economizer_type: NECB_Default :algorithm_type: parametric :analysis_id: reference :analysis_name: reference :boiler_eff: NECB_Default :btap_batch_version: 1.0.002 :building_type: PrimarySchool :chiller_type: NECB_Default :compute_environment: aws_batch :datapoint_id: 5d862ed1-f5ff-45d6-aa13-ef2d46ddf0d2 :daylighting_type: NECB_Default :dcv_type: NECB_Default :door_construction_cond: NECB_Default :ecm_system_name: NECB_Default :electrical_loads_scale: NECB_Default :enable_costing: true :epw_file: CAN_NS_Halifax.Dockyard.713280_CWEC2016.epw :erv_package: NECB_Default :ext_floor_cond: NECB_Default :ext_roof_cond: NECB_Default :ext_wall_cond: NECB_Default :fdwr_set: NECB_Default :fixed_wind_solar_trans: NECB_Default :fixed_window_cond: NECB_Default :furnace_eff: NECB_Default :glass_door_cond: NECB_Default :glass_door_solar_trans: NECB_Default :ground_floor_cond: NECB_Default :ground_roof_cond: NECB_Default :ground_wall_cond: NECB_Default :image_name: btap_private_cli :infiltration_scale: NECB_Default :lights_scale: NECB_Default :lights_type: NECB_Default :nv_delta_temp_in_out: NECB_Default :nv_opening_fraction: NECB_Default :nv_temp_out_min: NECB_Default :nv_type: NECB_Default :oa_scale: NECB_Default :occupancy_loads_scale: NECB_Default :output_meters: [] :output_variables: [] :overhead_door_cond: NECB_Default :primary_heating_fuel: Electricity :pv_ground_azimuth_angle: NECB_Default :pv_ground_module_description: NECB_Default :pv_ground_tilt_angle: NECB_Default :pv_ground_total_area_pv_panels_m2: NECB_Default :pv_ground_type: NECB_Default :rotation_degrees: NECB_Default :run_annual_simulation: true :s3_bucket: '834599497928' :scale_x: NECB_Default :scale_y: NECB_Default :scale_z: NECB_Default :shw_eff: NECB_Default :skylight_cond: NECB_Default :skylight_solar_trans: NECB_Default :srr_set: NECB_Default :template: BTAPPRE1980 | reference | reference | 5d862ed1-f5ff-45d6-aa13-ef2d46ddf0d2 | BTAPPRE1980 | PrimarySchool | Electricity | Electricity | CAN_NS_Halifax.Dockyard.713280_CWEC2016.epw | parametric |  | NECB_Default | NECB_Default | NECB_Default | NECB_Default | NECB_Default | NECB_Default | NECB_Default | NECB_Default | NECB_Default | NECB_Default | NECB_Default | NECB_Default | NECB_Default | NECB_Default | NECB_Default | NECB_Default | NECB_Default | NECB_Default | NECB_Default | NECB_Default | NECB_Default | NECB_Default | NECB_Default | NECB_Default | NECB_Default | NECB_Default | NECB_Default | NECB_Default | NECB_Default | NECB_Default | NECB_Default | NECB_Default | NECB_Default | NECB_Default | NECB_Default | NECB_Default | NECB_Default | NECB_Default | NECB_Default | NECB_Default | NECB_Default | NECB_Default | NECB_Default | NECB_Default | NECB_Default | aws_batch | 834599497928 | btap_private_cli |  | TRUE | TRUE |  |  | 181.2684 | 24.3789 | 213.1943 | 271.024 | 6871 | 9383 | 35 | PrimarySchool |  |  | 0 | PrimarySchool | 1 |  | 1 | BTAPPRE1980 | 0.3414 | 27484 | 1.0191 | 14.1367 | 67.4596 | 9.0771 | 296.2674 | 204.5749 | HALIFAX | NOVA SCOTIA | 233.213 | 0 | 0 | 233.213 | 45.7374 | 0 | 0 | 45.7374 | 0 | 0.020381 | 0 | 0 | 1.15 | 0.11833 | 0 | 0.7675 | 0.042586 | 0.13178 | 0 | 0.00031728 | 1.15 | 0.06916 | 202.5969 | 0 | 35 | 0.678 | [5 empty] | 0.267 | 0.823 | 2.95 |  | 0 | Halifax Dockyard | CAN | 112 | 3647 | 44.655 | -63.577 | 6 | 4000 | NS | CAN_NS_Halifax.Dockyard.713280_CWEC2016.epw | 1.1501 | 24.3789 | 181.2684 | 7.8251 | 16.4852 | TRUE | FALSE | FALSE | FALSE | 7.6456 | 9.1472 | 0 | 1.3001 | 0.0007201 | 475.2 | 0 | 1805.5007 | 6.4868 | 0.0035928 | 2370.94 | 0 | 1.15 | 944.17 | 942.5 | 2 | 2 |  | https://s3.console.aws.amazon.com/s3/buckets/834599497928?region=ca-central-1&prefix=phylroy.lopez/reference/reference/output/5d862ed1-f5ff-45d6-aa13-ef2d46ddf0d2/ | 1.0.002
209 |  | TRUE | 242 | 400 | 0 | 710.7379 |  |  |  | 0.1 | 2021-09-22 20:06:13 +0000 | 438c2ebff | 0.2.14 | :adv_dx_units: NECB_Default :airloop_economizer_type: NECB_Default :algorithm_type: parametric :analysis_id: reference :analysis_name: reference :boiler_eff: NECB_Default :btap_batch_version: 1.0.002 :building_type: PrimarySchool :chiller_type: NECB_Default :compute_environment: aws_batch :datapoint_id: b1fa999e-254c-41b9-93c3-e83a1f22d93d :daylighting_type: NECB_Default :dcv_type: NECB_Default :door_construction_cond: NECB_Default :ecm_system_name: NECB_Default :electrical_loads_scale: NECB_Default :enable_costing: true :epw_file: CAN_BC_Vancouver.Intl.AP.718920_CWEC2016.epw :erv_package: NECB_Default :ext_floor_cond: NECB_Default :ext_roof_cond: NECB_Default :ext_wall_cond: NECB_Default :fdwr_set: NECB_Default :fixed_wind_solar_trans: NECB_Default :fixed_window_cond: NECB_Default :furnace_eff: NECB_Default :glass_door_cond: NECB_Default :glass_door_solar_trans: NECB_Default :ground_floor_cond: NECB_Default :ground_roof_cond: NECB_Default :ground_wall_cond: NECB_Default :image_name: btap_private_cli :infiltration_scale: NECB_Default :lights_scale: NECB_Default :lights_type: NECB_Default :nv_delta_temp_in_out: NECB_Default :nv_opening_fraction: NECB_Default :nv_temp_out_min: NECB_Default :nv_type: NECB_Default :oa_scale: NECB_Default :occupancy_loads_scale: NECB_Default :output_meters: [] :output_variables: [] :overhead_door_cond: NECB_Default :primary_heating_fuel: Electricity :pv_ground_azimuth_angle: NECB_Default :pv_ground_module_description: NECB_Default :pv_ground_tilt_angle: NECB_Default :pv_ground_total_area_pv_panels_m2: NECB_Default :pv_ground_type: NECB_Default :rotation_degrees: NECB_Default :run_annual_simulation: true :s3_bucket: '834599497928' :scale_x: NECB_Default :scale_y: NECB_Default :scale_z: NECB_Default :shw_eff: NECB_Default :skylight_cond: NECB_Default :skylight_solar_trans: NECB_Default :srr_set: NECB_Default :template: BTAPPRE1980 | reference | reference | b1fa999e-254c-41b9-93c3-e83a1f22d93d | BTAPPRE1980 | PrimarySchool | Electricity | Electricity | CAN_BC_Vancouver.Intl.AP.718920_CWEC2016.epw | parametric |  | NECB_Default | NECB_Default | NECB_Default | NECB_Default | NECB_Default | NECB_Default | NECB_Default | NECB_Default | NECB_Default | NECB_Default | NECB_Default | NECB_Default | NECB_Default | NECB_Default | NECB_Default | NECB_Default | NECB_Default | NECB_Default | NECB_Default | NECB_Default | NECB_Default | NECB_Default | NECB_Default | NECB_Default | NECB_Default | NECB_Default | NECB_Default | NECB_Default | NECB_Default | NECB_Default | NECB_Default | NECB_Default | NECB_Default | NECB_Default | NECB_Default | NECB_Default | NECB_Default | NECB_Default | NECB_Default | NECB_Default | NECB_Default | NECB_Default | NECB_Default | NECB_Default | NECB_Default | aws_batch | 834599497928 | btap_private_cli |  | TRUE | TRUE |  |  | 124.4028 | 22.1229 | 164.2216 | 221.1772 | 6871 | 9383 | 35 | PrimarySchool |  |  | 0 | PrimarySchool | 1 |  | 1 | BTAPPRE1980 | 0.3414 | 27484 | 1.1026 | 11.9299 | 61.9218 | 9.0604 | 283.9278 | 199.913 | VANCOUVER | BRITISH COLUMBIA | 2.7506 | 0 | 0 | 2.7506 | 27.4679 | 0 | 0 | 27.4679 | 0 | 0.01622 | 0 | 0 | 0.9706 | 0.12246 | 0 | 0.5912 | 0.042586 | 0.13178 | 0 | 0.00031728 | 0.9706 | 0.066043 | 145.4542 | 0 | 35 | 0.678 | [5 empty] | 0.363 | 0.994 | 4.09 |  | 0 | Vancouver Intl AP | CAN | 42 | 2797 | 49.195 | -123.184 | 4 | 2800 | BC | CAN_BC_Vancouver.Intl.AP.718920_CWEC2016.epw | 0.9706 | 22.1229 | 124.4028 | 6.4879 | 18.113 | TRUE | FALSE | FALSE | FALSE | 9.6045 | 9.7597 | 0 | 1.2415 | 0.00068764 | 453.78 | 0 | 1805.5007 | 6.4868 | 0.0035928 | 2370.94 | 0 | 0.9706 | 1009 | 1007 | 1.67 | 1.67 |  | https://s3.console.aws.amazon.com/s3/buckets/834599497928?region=ca-central-1&prefix=phylroy.lopez/reference/reference/output/b1fa999e-254c-41b9-93c3-e83a1f22d93d/ | 1.0.002
210 |  | TRUE | 243 | 400 | 0 | 710.2312 |  |  |  | 0.1 | 2021-09-22 20:06:57 +0000 | 438c2ebff | 0.2.14 | :adv_dx_units: NECB_Default :airloop_economizer_type: NECB_Default :algorithm_type: parametric :analysis_id: reference :analysis_name: reference :boiler_eff: NECB_Default :btap_batch_version: 1.0.002 :building_type: PrimarySchool :chiller_type: NECB_Default :compute_environment: aws_batch :datapoint_id: a2c0d73f-8d6e-4583-b364-3fbfbf65889e :daylighting_type: NECB_Default :dcv_type: NECB_Default :door_construction_cond: NECB_Default :ecm_system_name: NECB_Default :electrical_loads_scale: NECB_Default :enable_costing: true :epw_file: CAN_NS_Halifax.Dockyard.713280_CWEC2016.epw :erv_package: NECB_Default :ext_floor_cond: NECB_Default :ext_roof_cond: NECB_Default :ext_wall_cond: NECB_Default :fdwr_set: NECB_Default :fixed_wind_solar_trans: NECB_Default :fixed_window_cond: NECB_Default :furnace_eff: NECB_Default :glass_door_cond: NECB_Default :glass_door_solar_trans: NECB_Default :ground_floor_cond: NECB_Default :ground_roof_cond: NECB_Default :ground_wall_cond: NECB_Default :image_name: btap_private_cli :infiltration_scale: NECB_Default :lights_scale: NECB_Default :lights_type: NECB_Default :nv_delta_temp_in_out: NECB_Default :nv_opening_fraction: NECB_Default :nv_temp_out_min: NECB_Default :nv_type: NECB_Default :oa_scale: NECB_Default :occupancy_loads_scale: NECB_Default :output_meters: [] :output_variables: [] :overhead_door_cond: NECB_Default :primary_heating_fuel: NaturalGas :pv_ground_azimuth_angle: NECB_Default :pv_ground_module_description: NECB_Default :pv_ground_tilt_angle: NECB_Default :pv_ground_total_area_pv_panels_m2: NECB_Default :pv_ground_type: NECB_Default :rotation_degrees: NECB_Default :run_annual_simulation: true :s3_bucket: '834599497928' :scale_x: NECB_Default :scale_y: NECB_Default :scale_z: NECB_Default :shw_eff: NECB_Default :skylight_cond: NECB_Default :skylight_solar_trans: NECB_Default :srr_set: NECB_Default :template: BTAP1980TO2010 | reference | reference | a2c0d73f-8d6e-4583-b364-3fbfbf65889e | BTAP1980TO2010 | PrimarySchool | NaturalGas | Natural Gas | CAN_NS_Halifax.Dockyard.713280_CWEC2016.epw | parametric |  | NECB_Default | NECB_Default | NECB_Default | NECB_Default | NECB_Default | NECB_Default | NECB_Default | NECB_Default | NECB_Default | NECB_Default | NECB_Default | NECB_Default | NECB_Default | NECB_Default | NECB_Default | NECB_Default | NECB_Default | NECB_Default | NECB_Default | NECB_Default | NECB_Default | NECB_Default | NECB_Default | NECB_Default | NECB_Default | NECB_Default | NECB_Default | NECB_Default | NECB_Default | NECB_Default | NECB_Default | NECB_Default | NECB_Default | NECB_Default | NECB_Default | NECB_Default | NECB_Default | NECB_Default | NECB_Default | NECB_Default | NECB_Default | NECB_Default | NECB_Default | NECB_Default | NECB_Default | aws_batch | 834599497928 | btap_private_cli |  | TRUE | TRUE |  |  | 244.7885 | 24.3931 | 208.7077 | 353.7222 | 6871 | 9383 | 35 | PrimarySchool |  |  | 0 | PrimarySchool | 1 |  | 1 | BTAP1980TO2010 | 0.3414 | 27484 | 1.0191 | 37.4873 | 67.4596 | 3.8285 | 281.6455 | 171.8509 | HALIFAX | NOVA SCOTIA | 64.0183 | 56.332 | 0 | 120.3504 | 12.5552 | 14.2187 | 0 | 26.7739 | 0 | 0.02056 | 0 | 0 | 0.3157 | 0.1202 | 0 | 1.0435 | 0.042586 | 0.13178 | 1.1321 | 0.00057488 | 1.4478 | 0.088537 | 45.9337 | 248.8009 | 35 | 0.678 | [5 empty] | 0.267 | 0.426 | 2.95 |  | 0 | Halifax Dockyard | CAN | 112 | 3647 | 44.655 | -63.577 | 6 | 4000 | NS | CAN_NS_Halifax.Dockyard.713280_CWEC2016.epw | 1.4478 | 24.3931 | 244.7885 | 7.8251 | 16.4852 | TRUE | FALSE | FALSE | FALSE | 7.6456 | 9.1472 | 0 | 0 | 0 | 0 | 608.34 | 1805.5007 | 6.4868 | 0.0035928 | 2370.94 | 0 | 1.4478 | 949.33 | 947.67 | 27.5 | 27.33 |  | https://s3.console.aws.amazon.com/s3/buckets/834599497928?region=ca-central-1&prefix=phylroy.lopez/reference/reference/output/a2c0d73f-8d6e-4583-b364-3fbfbf65889e/ | 1.0.002
211 |  | TRUE | 249 | 400 | 0 | 710.6972 |  |  |  | 0.1 | 2021-09-22 20:06:47 +0000 | 438c2ebff | 0.2.14 | :adv_dx_units: NECB_Default :airloop_economizer_type: NECB_Default :algorithm_type: parametric :analysis_id: reference :analysis_name: reference :boiler_eff: NECB_Default :btap_batch_version: 1.0.002 :building_type: PrimarySchool :chiller_type: NECB_Default :compute_environment: aws_batch :datapoint_id: 5cf9b4f9-6a28-45ce-a3c5-db8f7488a93e :daylighting_type: NECB_Default :dcv_type: NECB_Default :door_construction_cond: NECB_Default :ecm_system_name: NECB_Default :electrical_loads_scale: NECB_Default :enable_costing: true :epw_file: CAN_QC_Montreal-Trudeau.Intl.AP.716270_CWEC2016.epw :erv_package: NECB_Default :ext_floor_cond: NECB_Default :ext_roof_cond: NECB_Default :ext_wall_cond: NECB_Default :fdwr_set: NECB_Default :fixed_wind_solar_trans: NECB_Default :fixed_window_cond: NECB_Default :furnace_eff: NECB_Default :glass_door_cond: NECB_Default :glass_door_solar_trans: NECB_Default :ground_floor_cond: NECB_Default :ground_roof_cond: NECB_Default :ground_wall_cond: NECB_Default :image_name: btap_private_cli :infiltration_scale: NECB_Default :lights_scale: NECB_Default :lights_type: NECB_Default :nv_delta_temp_in_out: NECB_Default :nv_opening_fraction: NECB_Default :nv_temp_out_min: NECB_Default :nv_type: NECB_Default :oa_scale: NECB_Default :occupancy_loads_scale: NECB_Default :output_meters: [] :output_variables: [] :overhead_door_cond: NECB_Default :primary_heating_fuel: NaturalGas :pv_ground_azimuth_angle: NECB_Default :pv_ground_module_description: NECB_Default :pv_ground_tilt_angle: NECB_Default :pv_ground_total_area_pv_panels_m2: NECB_Default :pv_ground_type: NECB_Default :rotation_degrees: NECB_Default :run_annual_simulation: true :s3_bucket: '834599497928' :scale_x: NECB_Default :scale_y: NECB_Default :scale_z: NECB_Default :shw_eff: NECB_Default :skylight_cond: NECB_Default :skylight_solar_trans: NECB_Default :srr_set: NECB_Default :template: BTAP1980TO2010 | reference | reference | 5cf9b4f9-6a28-45ce-a3c5-db8f7488a93e | BTAP1980TO2010 | PrimarySchool | NaturalGas | Natural Gas | CAN_QC_Montreal-Trudeau.Intl.AP.716270_CWEC2016.epw | parametric |  | NECB_Default | NECB_Default | NECB_Default | NECB_Default | NECB_Default | NECB_Default | NECB_Default | NECB_Default | NECB_Default | NECB_Default | NECB_Default | NECB_Default | NECB_Default | NECB_Default | NECB_Default | NECB_Default | NECB_Default | NECB_Default | NECB_Default | NECB_Default | NECB_Default | NECB_Default | NECB_Default | NECB_Default | NECB_Default | NECB_Default | NECB_Default | NECB_Default | NECB_Default | NECB_Default | NECB_Default | NECB_Default | NECB_Default | NECB_Default | NECB_Default | NECB_Default | NECB_Default | NECB_Default | NECB_Default | NECB_Default | NECB_Default | NECB_Default | NECB_Default | NECB_Default | NECB_Default | aws_batch | 834599497928 | btap_private_cli |  | TRUE | TRUE |  |  | 326.8117 | 36.7253 | 246.6971 | 411.4648 | 6871 | 9383 | 35 | PrimarySchool |  |  | 0 | PrimarySchool | 1 |  | 1 | BTAP1980TO2010 | 0.3414 | 27484 | 1.0103 | 42.5784 | 63.5105 | 3.7928 | 289.0901 | 178.1981 | MONTREAL | QUEBEC | 0.13493 | 64.6358 | 0 | 64.7707 | 8.5938 | 16.9308 | 0 | 25.5246 | 0 | 0.049889 | 0 | 0 | 0.34722 | 0.12234 | 0 | 1.2187 | 0.042586 | 0.13178 | 1.3084 | 0.00063455 | 1.6556 | 0.089703 | 58.3635 | 332.1759 | 35 | 0.678 | [5 empty] | 0.267 | 0.426 | 2.95 |  | 0 | Montreal-Trudeau Intl AP | CAN | 323 | 4090 | 45.471 | -73.741 | 6 | 4400 | QC | CAN_QC_Montreal-Trudeau.Intl.AP.716270_CWEC2016.epw | 1.6556 | 36.7253 | 326.8117 | 8.823 | 17.6559 | FALSE | FALSE | FALSE | FALSE | 13.1043 | 16.065 | 0 | 0 | 0 | 0 | 616.35 | 1805.5007 | 6.4868 | 0.0035928 | 2370.94 | 0 | 1.6556 | 1214 | 1209.17 | 19 | 19 |  | https://s3.console.aws.amazon.com/s3/buckets/834599497928?region=ca-central-1&prefix=phylroy.lopez/reference/reference/output/5cf9b4f9-6a28-45ce-a3c5-db8f7488a93e/ | 1.0.002
212 |  | TRUE | 249 | 400 | 0 | 711.6596 |  |  |  | 0.1 | 2021-09-22 20:06:39 +0000 | 438c2ebff | 0.2.14 | :adv_dx_units: NECB_Default :airloop_economizer_type: NECB_Default :algorithm_type: parametric :analysis_id: reference :analysis_name: reference :boiler_eff: NECB_Default :btap_batch_version: 1.0.002 :building_type: PrimarySchool :chiller_type: NECB_Default :compute_environment: aws_batch :datapoint_id: 6b686111-4e4d-4edd-8110-8bb298279b39 :daylighting_type: NECB_Default :dcv_type: NECB_Default :door_construction_cond: NECB_Default :ecm_system_name: NECB_Default :electrical_loads_scale: NECB_Default :enable_costing: true :epw_file: CAN_ON_Toronto.Pearson.Intl.AP.716240_CWEC2016.epw :erv_package: NECB_Default :ext_floor_cond: NECB_Default :ext_roof_cond: NECB_Default :ext_wall_cond: NECB_Default :fdwr_set: NECB_Default :fixed_wind_solar_trans: NECB_Default :fixed_window_cond: NECB_Default :furnace_eff: NECB_Default :glass_door_cond: NECB_Default :glass_door_solar_trans: NECB_Default :ground_floor_cond: NECB_Default :ground_roof_cond: NECB_Default :ground_wall_cond: NECB_Default :image_name: btap_private_cli :infiltration_scale: NECB_Default :lights_scale: NECB_Default :lights_type: NECB_Default :nv_delta_temp_in_out: NECB_Default :nv_opening_fraction: NECB_Default :nv_temp_out_min: NECB_Default :nv_type: NECB_Default :oa_scale: NECB_Default :occupancy_loads_scale: NECB_Default :output_meters: [] :output_variables: [] :overhead_door_cond: NECB_Default :primary_heating_fuel: NaturalGas :pv_ground_azimuth_angle: NECB_Default :pv_ground_module_description: NECB_Default :pv_ground_tilt_angle: NECB_Default :pv_ground_total_area_pv_panels_m2: NECB_Default :pv_ground_type: NECB_Default :rotation_degrees: NECB_Default :run_annual_simulation: true :s3_bucket: '834599497928' :scale_x: NECB_Default :scale_y: NECB_Default :scale_z: NECB_Default :shw_eff: NECB_Default :skylight_cond: NECB_Default :skylight_solar_trans: NECB_Default :srr_set: NECB_Default :template: BTAPPRE1980 | reference | reference | 6b686111-4e4d-4edd-8110-8bb298279b39 | BTAPPRE1980 | PrimarySchool | NaturalGas | Natural Gas | CAN_ON_Toronto.Pearson.Intl.AP.716240_CWEC2016.epw | parametric |  | NECB_Default | NECB_Default | NECB_Default | NECB_Default | NECB_Default | NECB_Default | NECB_Default | NECB_Default | NECB_Default | NECB_Default | NECB_Default | NECB_Default | NECB_Default | NECB_Default | NECB_Default | NECB_Default | NECB_Default | NECB_Default | NECB_Default | NECB_Default | NECB_Default | NECB_Default | NECB_Default | NECB_Default | NECB_Default | NECB_Default | NECB_Default | NECB_Default | NECB_Default | NECB_Default | NECB_Default | NECB_Default | NECB_Default | NECB_Default | NECB_Default | NECB_Default | NECB_Default | NECB_Default | NECB_Default | NECB_Default | NECB_Default | NECB_Default | NECB_Default | NECB_Default | NECB_Default | aws_batch | 834599497928 | btap_private_cli |  | TRUE | TRUE |  |  | 307.6266 | 38.0021 | 222.4438 | 380.9699 | 6871 | 9383 | 35 | PrimarySchool |  |  | 0 | PrimarySchool | 1 |  | 1 | BTAPPRE1980 | 0.3414 | 27484 | 1.2029 | 47.1097 | 69.7775 | 3.9988 | 312.2086 | 190.1197 | TORONTO | ONTARIO | 1.9811 | 58.7683 | 0 | 60.7494 | 15.8721 | 10.3697 | 0 | 26.2417 | 0 | 0.056233 | 0 | 0 | 0.35667 | 0.12544 | 0 | 1.1021 | 0.042586 | 0.13178 | 1.1892 | 0.00064183 | 1.5459 | 0.08712 | 59.8195 | 312.226 | 35 | 0.678 | [5 empty] | 0.296 | 0.9 | 3.35 |  | 0 | Toronto Pearson Intl AP | CAN | 382 | 3615 | 43.677 | -79.631 | 5 | 3890 | ON | CAN_ON_Toronto.Pearson.Intl.AP.716240_CWEC2016.epw | 1.5459 | 38.0021 | 307.6266 | 9.8506 | 15.1486 | FALSE | FALSE | FALSE | FALSE | 13.5571 | 10.4325 | 0 | 0 | 0 | 0 | 598.6 | 1805.5007 | 6.4868 | 0.0035928 | 2370.94 | 0 | 1.5459 | 1288.5 | 1282.17 | 14.5 | 14.5 |  | https://s3.console.aws.amazon.com/s3/buckets/834599497928?region=ca-central-1&prefix=phylroy.lopez/reference/reference/output/6b686111-4e4d-4edd-8110-8bb298279b39/ | 1.0.002
213 |  | TRUE | 251 | 400 | 0 | 710.995 |  |  |  | 0.1 | 2021-09-22 20:06:57 +0000 | 438c2ebff | 0.2.14 | :adv_dx_units: NECB_Default :airloop_economizer_type: NECB_Default :algorithm_type: parametric :analysis_id: reference :analysis_name: reference :boiler_eff: NECB_Default :btap_batch_version: 1.0.002 :building_type: PrimarySchool :chiller_type: NECB_Default :compute_environment: aws_batch :datapoint_id: 4f1413d8-801d-410b-87cc-a2d72ef7109b :daylighting_type: NECB_Default :dcv_type: NECB_Default :door_construction_cond: NECB_Default :ecm_system_name: NECB_Default :electrical_loads_scale: NECB_Default :enable_costing: true :epw_file: CAN_AB_Calgary.Intl.AP.718770_CWEC2016.epw :erv_package: NECB_Default :ext_floor_cond: NECB_Default :ext_roof_cond: NECB_Default :ext_wall_cond: NECB_Default :fdwr_set: NECB_Default :fixed_wind_solar_trans: NECB_Default :fixed_window_cond: NECB_Default :furnace_eff: NECB_Default :glass_door_cond: NECB_Default :glass_door_solar_trans: NECB_Default :ground_floor_cond: NECB_Default :ground_roof_cond: NECB_Default :ground_wall_cond: NECB_Default :image_name: btap_private_cli :infiltration_scale: NECB_Default :lights_scale: NECB_Default :lights_type: NECB_Default :nv_delta_temp_in_out: NECB_Default :nv_opening_fraction: NECB_Default :nv_temp_out_min: NECB_Default :nv_type: NECB_Default :oa_scale: NECB_Default :occupancy_loads_scale: NECB_Default :output_meters: [] :output_variables: [] :overhead_door_cond: NECB_Default :primary_heating_fuel: NaturalGas :pv_ground_azimuth_angle: NECB_Default :pv_ground_module_description: NECB_Default :pv_ground_tilt_angle: NECB_Default :pv_ground_total_area_pv_panels_m2: NECB_Default :pv_ground_type: NECB_Default :rotation_degrees: NECB_Default :run_annual_simulation: true :s3_bucket: '834599497928' :scale_x: NECB_Default :scale_y: NECB_Default :scale_z: NECB_Default :shw_eff: NECB_Default :skylight_cond: NECB_Default :skylight_solar_trans: NECB_Default :srr_set: NECB_Default :template: BTAP1980TO2010 | reference | reference | 4f1413d8-801d-410b-87cc-a2d72ef7109b | BTAP1980TO2010 | PrimarySchool | NaturalGas | Natural Gas | CAN_AB_Calgary.Intl.AP.718770_CWEC2016.epw | parametric |  | NECB_Default | NECB_Default | NECB_Default | NECB_Default | NECB_Default | NECB_Default | NECB_Default | NECB_Default | NECB_Default | NECB_Default | NECB_Default | NECB_Default | NECB_Default | NECB_Default | NECB_Default | NECB_Default | NECB_Default | NECB_Default | NECB_Default | NECB_Default | NECB_Default | NECB_Default | NECB_Default | NECB_Default | NECB_Default | NECB_Default | NECB_Default | NECB_Default | NECB_Default | NECB_Default | NECB_Default | NECB_Default | NECB_Default | NECB_Default | NECB_Default | NECB_Default | NECB_Default | NECB_Default | NECB_Default | NECB_Default | NECB_Default | NECB_Default | NECB_Default | NECB_Default | NECB_Default | aws_batch | 834599497928 | btap_private_cli |  | TRUE | TRUE |  |  | 285.5927 | 25.8811 | 221.2075 | 377.2013 | 6871 | 9383 | 35 | PrimarySchool |  |  | 0 | PrimarySchool | 1 |  | 1 | BTAP1980TO2010 | 0.3414 | 27484 | 1.047 | 40.0606 | 66.5456 | 3.8937 | 291.0086 | 179.4618 | CALGARY | ALBERTA | 72.3491 | 60.686 | 0 | 133.0352 | 6.8572 | 4.3294 | 0 | 11.1866 | 0 | 0.02402 | 0 | 0 | 0.32967 | 0.13069 | 0 | 1.1084 | 0.042586 | 0.13178 | 1.2026 | 0.00060108 | 1.5323 | 0.094208 | 48.025 | 291.1122 | 35 | 0.678 | [5 empty] | 0.227 | 0.346 | 2.95 |  | 0 | Calgary Intl AP | CAN | 64 | 4781 | 51.114 | -114.02 | 7a | 5000 | AB | CAN_AB_Calgary.Intl.AP.718770_CWEC2016.epw | 1.5323 | 25.8811 | 285.5927 | 6.7111 | 17.5379 | TRUE | FALSE | FALSE | FALSE | 12.1569 | 17.2036 | 0 | 0 | 0 | 0 | 647.3 | 1805.5007 | 6.4868 | 0.0035928 | 2370.94 | 0 | 1.5323 | 1051.17 | 1047.17 | 21.33 | 21.33 |  | https://s3.console.aws.amazon.com/s3/buckets/834599497928?region=ca-central-1&prefix=phylroy.lopez/reference/reference/output/4f1413d8-801d-410b-87cc-a2d72ef7109b/ | 1.0.002
214 |  | TRUE | 252 | 400 | 0 | 711.4479 |  |  |  | 0.1 | 2021-09-22 20:06:40 +0000 | 438c2ebff | 0.2.14 | :adv_dx_units: NECB_Default :airloop_economizer_type: NECB_Default :algorithm_type: parametric :analysis_id: reference :analysis_name: reference :boiler_eff: NECB_Default :btap_batch_version: 1.0.002 :building_type: PrimarySchool :chiller_type: NECB_Default :compute_environment: aws_batch :datapoint_id: de6516b9-3fb5-4e60-b7be-70938877b1de :daylighting_type: NECB_Default :dcv_type: NECB_Default :door_construction_cond: NECB_Default :ecm_system_name: NECB_Default :electrical_loads_scale: NECB_Default :enable_costing: true :epw_file: CAN_QC_Montreal-Trudeau.Intl.AP.716270_CWEC2016.epw :erv_package: NECB_Default :ext_floor_cond: NECB_Default :ext_roof_cond: NECB_Default :ext_wall_cond: NECB_Default :fdwr_set: NECB_Default :fixed_wind_solar_trans: NECB_Default :fixed_window_cond: NECB_Default :furnace_eff: NECB_Default :glass_door_cond: NECB_Default :glass_door_solar_trans: NECB_Default :ground_floor_cond: NECB_Default :ground_roof_cond: NECB_Default :ground_wall_cond: NECB_Default :image_name: btap_private_cli :infiltration_scale: NECB_Default :lights_scale: NECB_Default :lights_type: NECB_Default :nv_delta_temp_in_out: NECB_Default :nv_opening_fraction: NECB_Default :nv_temp_out_min: NECB_Default :nv_type: NECB_Default :oa_scale: NECB_Default :occupancy_loads_scale: NECB_Default :output_meters: [] :output_variables: [] :overhead_door_cond: NECB_Default :primary_heating_fuel: Electricity :pv_ground_azimuth_angle: NECB_Default :pv_ground_module_description: NECB_Default :pv_ground_tilt_angle: NECB_Default :pv_ground_total_area_pv_panels_m2: NECB_Default :pv_ground_type: NECB_Default :rotation_degrees: NECB_Default :run_annual_simulation: true :s3_bucket: '834599497928' :scale_x: NECB_Default :scale_y: NECB_Default :scale_z: NECB_Default :shw_eff: NECB_Default :skylight_cond: NECB_Default :skylight_solar_trans: NECB_Default :srr_set: NECB_Default :template: BTAP1980TO2010 | reference | reference | de6516b9-3fb5-4e60-b7be-70938877b1de | BTAP1980TO2010 | PrimarySchool | Electricity | Electricity | CAN_QC_Montreal-Trudeau.Intl.AP.716270_CWEC2016.epw | parametric |  | NECB_Default | NECB_Default | NECB_Default | NECB_Default | NECB_Default | NECB_Default | NECB_Default | NECB_Default | NECB_Default | NECB_Default | NECB_Default | NECB_Default | NECB_Default | NECB_Default | NECB_Default | NECB_Default | NECB_Default | NECB_Default | NECB_Default | NECB_Default | NECB_Default | NECB_Default | NECB_Default | NECB_Default | NECB_Default | NECB_Default | NECB_Default | NECB_Default | NECB_Default | NECB_Default | NECB_Default | NECB_Default | NECB_Default | NECB_Default | NECB_Default | NECB_Default | NECB_Default | NECB_Default | NECB_Default | NECB_Default | NECB_Default | NECB_Default | NECB_Default | NECB_Default | NECB_Default | aws_batch | 834599497928 | btap_private_cli |  | TRUE | TRUE |  |  | 246.9106 | 36.7253 | 247.1753 | 314.0858 | 6871 | 9383 | 35 | PrimarySchool |  |  | 0 | PrimarySchool | 1 |  | 1 | BTAP1980TO2010 | 0.3414 | 27484 | 1.0103 | 15.4194 | 63.5105 | 9.0584 | 304.7727 | 215.7742 | MONTREAL | QUEBEC | 0.50716 | 0 | 0 | 0.50716 | 32.3005 | 0 | 0 | 32.3005 | 0 | 0.049892 | 0 | 0 | 1.3051 | 0.12054 | 0 | 0.88983 | 0.042586 | 0.13178 | 0 | 0.00031728 | 1.3051 | 0.070132 | 268.4089 | 0 | 35 | 0.678 | [5 empty] | 0.267 | 0.426 | 2.95 |  | 0 | Montreal-Trudeau Intl AP | CAN | 323 | 4090 | 45.471 | -73.741 | 6 | 4400 | QC | CAN_QC_Montreal-Trudeau.Intl.AP.716270_CWEC2016.epw | 1.3051 | 36.7253 | 246.9106 | 8.823 | 17.6558 | FALSE | FALSE | FALSE | FALSE | 13.1043 | 16.065 | 0 | 1.3184 | 0.00073022 | 481.88 | 0 | 1805.5007 | 6.4868 | 0.0035928 | 2370.94 | 0 | 1.3051 | 1214.5 | 1209.67 | 2.33 | 2.33 |  | https://s3.console.aws.amazon.com/s3/buckets/834599497928?region=ca-central-1&prefix=phylroy.lopez/reference/reference/output/de6516b9-3fb5-4e60-b7be-70938877b1de/ | 1.0.002
215 |  | TRUE | 238 | 400 | 0 | 711.4482 |  |  |  | 0.1 | 2021-09-22 20:06:42 +0000 | 438c2ebff | 0.2.14 | :adv_dx_units: NECB_Default :airloop_economizer_type: NECB_Default :algorithm_type: parametric :analysis_id: reference :analysis_name: reference :boiler_eff: NECB_Default :btap_batch_version: 1.0.002 :building_type: PrimarySchool :chiller_type: NECB_Default :compute_environment: aws_batch :datapoint_id: 25857268-2744-4e62-93c4-09ba949c12c6 :daylighting_type: NECB_Default :dcv_type: NECB_Default :door_construction_cond: NECB_Default :ecm_system_name: NECB_Default :electrical_loads_scale: NECB_Default :enable_costing: true :epw_file: CAN_BC_Vancouver.Intl.AP.718920_CWEC2016.epw :erv_package: NECB_Default :ext_floor_cond: NECB_Default :ext_roof_cond: NECB_Default :ext_wall_cond: NECB_Default :fdwr_set: NECB_Default :fixed_wind_solar_trans: NECB_Default :fixed_window_cond: NECB_Default :furnace_eff: NECB_Default :glass_door_cond: NECB_Default :glass_door_solar_trans: NECB_Default :ground_floor_cond: NECB_Default :ground_roof_cond: NECB_Default :ground_wall_cond: NECB_Default :image_name: btap_private_cli :infiltration_scale: NECB_Default :lights_scale: NECB_Default :lights_type: NECB_Default :nv_delta_temp_in_out: NECB_Default :nv_opening_fraction: NECB_Default :nv_temp_out_min: NECB_Default :nv_type: NECB_Default :oa_scale: NECB_Default :occupancy_loads_scale: NECB_Default :output_meters: [] :output_variables: [] :overhead_door_cond: NECB_Default :primary_heating_fuel: NaturalGas :pv_ground_azimuth_angle: NECB_Default :pv_ground_module_description: NECB_Default :pv_ground_tilt_angle: NECB_Default :pv_ground_total_area_pv_panels_m2: NECB_Default :pv_ground_type: NECB_Default :rotation_degrees: NECB_Default :run_annual_simulation: true :s3_bucket: '834599497928' :scale_x: NECB_Default :scale_y: NECB_Default :scale_z: NECB_Default :shw_eff: NECB_Default :skylight_cond: NECB_Default :skylight_solar_trans: NECB_Default :srr_set: NECB_Default :template: BTAP1980TO2010 | reference | reference | 25857268-2744-4e62-93c4-09ba949c12c6 | BTAP1980TO2010 | PrimarySchool | NaturalGas | Natural Gas | CAN_BC_Vancouver.Intl.AP.718920_CWEC2016.epw | parametric |  | NECB_Default | NECB_Default | NECB_Default | NECB_Default | NECB_Default | NECB_Default | NECB_Default | NECB_Default | NECB_Default | NECB_Default | NECB_Default | NECB_Default | NECB_Default | NECB_Default | NECB_Default | NECB_Default | NECB_Default | NECB_Default | NECB_Default | NECB_Default | NECB_Default | NECB_Default | NECB_Default | NECB_Default | NECB_Default | NECB_Default | NECB_Default | NECB_Default | NECB_Default | NECB_Default | NECB_Default | NECB_Default | NECB_Default | NECB_Default | NECB_Default | NECB_Default | NECB_Default | NECB_Default | NECB_Default | NECB_Default | NECB_Default | NECB_Default | NECB_Default | NECB_Default | NECB_Default | aws_batch | 834599497928 | btap_private_cli |  | TRUE | TRUE |  |  | 163.4927 | 22.1816 | 160.7279 | 286.4596 | 6871 | 9383 | 35 | PrimarySchool |  |  | 0 | PrimarySchool | 1 |  | 1 | BTAP1980TO2010 | 0.3414 | 27484 | 1.1026 | 31.7917 | 61.9218 | 3.8239 | 270.4996 | 171.8596 | VANCOUVER | BRITISH COLUMBIA | 0.9027 | 44.722 | 0 | 45.6247 | 9.0144 | 10.033 | 0 | 19.0473 | 0 | 0.01653 | 0 | 0 | 0.31853 | 0.12355 | 0 | 0.80245 | 0.042586 | 0.13178 | 0.88709 | 0.0040838 | 1.2056 | 0.084638 | 43.8116 | 168.1924 | 35 | 0.678 | [5 empty] | 0.363 | 0.568 | 4.09 |  | 0 | Vancouver Intl AP | CAN | 42 | 2797 | 49.195 | -123.184 | 4 | 2800 | BC | CAN_BC_Vancouver.Intl.AP.718920_CWEC2016.epw | 1.2056 | 22.1816 | 163.4927 | 6.4879 | 18.113 | TRUE | FALSE | FALSE | FALSE | 9.6045 | 9.7597 | 0 | 0 | 0 | 0 | 581.55 | 1805.5007 | 6.4868 | 0.0035928 | 2370.94 | 0 | 1.2056 | 1016.5 | 1014.33 | 56.17 | 54.5 |  | https://s3.console.aws.amazon.com/s3/buckets/834599497928?region=ca-central-1&prefix=phylroy.lopez/reference/reference/output/25857268-2744-4e62-93c4-09ba949c12c6/ | 1.0.002
216 |  | TRUE | 250 | 400 | 0 | 711.2212 |  |  |  | 0.1 | 2021-09-22 20:06:41 +0000 | 438c2ebff | 0.2.14 | :adv_dx_units: NECB_Default :airloop_economizer_type: NECB_Default :algorithm_type: parametric :analysis_id: reference :analysis_name: reference :boiler_eff: NECB_Default :btap_batch_version: 1.0.002 :building_type: PrimarySchool :chiller_type: NECB_Default :compute_environment: aws_batch :datapoint_id: c49b1b43-fd6e-4c9f-95a7-bc551ffc5209 :daylighting_type: NECB_Default :dcv_type: NECB_Default :door_construction_cond: NECB_Default :ecm_system_name: NECB_Default :electrical_loads_scale: NECB_Default :enable_costing: true :epw_file: CAN_YT_Whitehorse.Intl.AP.719640_CWEC2016.epw :erv_package: NECB_Default :ext_floor_cond: NECB_Default :ext_roof_cond: NECB_Default :ext_wall_cond: NECB_Default :fdwr_set: NECB_Default :fixed_wind_solar_trans: NECB_Default :fixed_window_cond: NECB_Default :furnace_eff: NECB_Default :glass_door_cond: NECB_Default :glass_door_solar_trans: NECB_Default :ground_floor_cond: NECB_Default :ground_roof_cond: NECB_Default :ground_wall_cond: NECB_Default :image_name: btap_private_cli :infiltration_scale: NECB_Default :lights_scale: NECB_Default :lights_type: NECB_Default :nv_delta_temp_in_out: NECB_Default :nv_opening_fraction: NECB_Default :nv_temp_out_min: NECB_Default :nv_type: NECB_Default :oa_scale: NECB_Default :occupancy_loads_scale: NECB_Default :output_meters: [] :output_variables: [] :overhead_door_cond: NECB_Default :primary_heating_fuel: Electricity :pv_ground_azimuth_angle: NECB_Default :pv_ground_module_description: NECB_Default :pv_ground_tilt_angle: NECB_Default :pv_ground_total_area_pv_panels_m2: NECB_Default :pv_ground_type: NECB_Default :rotation_degrees: NECB_Default :run_annual_simulation: true :s3_bucket: '834599497928' :scale_x: NECB_Default :scale_y: NECB_Default :scale_z: NECB_Default :shw_eff: NECB_Default :skylight_cond: NECB_Default :skylight_solar_trans: NECB_Default :srr_set: NECB_Default :template: BTAP1980TO2010 | reference | reference | c49b1b43-fd6e-4c9f-95a7-bc551ffc5209 | BTAP1980TO2010 | PrimarySchool | Electricity | Electricity | CAN_YT_Whitehorse.Intl.AP.719640_CWEC2016.epw | parametric |  | NECB_Default | NECB_Default | NECB_Default | NECB_Default | NECB_Default | NECB_Default | NECB_Default | NECB_Default | NECB_Default | NECB_Default | NECB_Default | NECB_Default | NECB_Default | NECB_Default | NECB_Default | NECB_Default | NECB_Default | NECB_Default | NECB_Default | NECB_Default | NECB_Default | NECB_Default | NECB_Default | NECB_Default | NECB_Default | NECB_Default | NECB_Default | NECB_Default | NECB_Default | NECB_Default | NECB_Default | NECB_Default | NECB_Default | NECB_Default | NECB_Default | NECB_Default | NECB_Default | NECB_Default | NECB_Default | NECB_Default | NECB_Default | NECB_Default | NECB_Default | NECB_Default | NECB_Default | aws_batch | 834599497928 | btap_private_cli |  | TRUE | TRUE |  |  | 250.736 | 20.6753 | 326.115 | 385.7093 | 6871 | 9383 | 35 | PrimarySchool |  |  | 0 | PrimarySchool | 1 |  | 1 | BTAP1980TO2010 | 0.3414 | 27484 | 0.78487 | 11.6545 | 61.8068 | 8.9203 | 297.6579 | 214.4914 | WHITEHORSE | YUKON | 24.3091 | 0 | 0 | 24.3091 | 55.671 | 0 | 0 | 55.671 | 0 | 0.0067807 | 0 | 0 | 1.5629 | 0.12706 | 0 | 1.174 | 0.042586 | 0.13178 | 0 | 0.00031728 | 1.5629 | 0.080384 | 272.6425 | 0 | 35 | 0.678 | [5 empty] | 0.227 | 0.346 | 2.95 |  | 0 | Whitehorse Intl AP | CAN | 5 | 6491 | 60.709 | -135.069 | 7b | 6580 | YT | CAN_YT_Whitehorse.Intl.AP.719640_CWEC2016.epw | 1.5629 | 20.6753 | 250.736 | 8.45 | 12.8762 | TRUE | FALSE | FALSE | FALSE | 7.1172 | 20.7215 | 0 | 1.5111 | 0.00083696 | 552.32 | 0 | 1805.5007 | 6.4868 | 0.0035928 | 2370.94 | 0 | 1.5629 | 674.83 | 667.5 | 30.33 | 27.67 |  | https://s3.console.aws.amazon.com/s3/buckets/834599497928?region=ca-central-1&prefix=phylroy.lopez/reference/reference/output/c49b1b43-fd6e-4c9f-95a7-bc551ffc5209/ | 1.0.002
217 |  | TRUE | 252 | 400 | 0 | 712.2654 |  |  |  | 0.1 | 2021-09-22 20:06:42 +0000 | 438c2ebff | 0.2.14 | :adv_dx_units: NECB_Default :airloop_economizer_type: NECB_Default :algorithm_type: parametric :analysis_id: reference :analysis_name: reference :boiler_eff: NECB_Default :btap_batch_version: 1.0.002 :building_type: PrimarySchool :chiller_type: NECB_Default :compute_environment: aws_batch :datapoint_id: 5db79052-0ccb-47dc-90a5-8734075c455c :daylighting_type: NECB_Default :dcv_type: NECB_Default :door_construction_cond: NECB_Default :ecm_system_name: NECB_Default :electrical_loads_scale: NECB_Default :enable_costing: true :epw_file: CAN_ON_Toronto.Pearson.Intl.AP.716240_CWEC2016.epw :erv_package: NECB_Default :ext_floor_cond: NECB_Default :ext_roof_cond: NECB_Default :ext_wall_cond: NECB_Default :fdwr_set: NECB_Default :fixed_wind_solar_trans: NECB_Default :fixed_window_cond: NECB_Default :furnace_eff: NECB_Default :glass_door_cond: NECB_Default :glass_door_solar_trans: NECB_Default :ground_floor_cond: NECB_Default :ground_roof_cond: NECB_Default :ground_wall_cond: NECB_Default :image_name: btap_private_cli :infiltration_scale: NECB_Default :lights_scale: NECB_Default :lights_type: NECB_Default :nv_delta_temp_in_out: NECB_Default :nv_opening_fraction: NECB_Default :nv_temp_out_min: NECB_Default :nv_type: NECB_Default :oa_scale: NECB_Default :occupancy_loads_scale: NECB_Default :output_meters: [] :output_variables: [] :overhead_door_cond: NECB_Default :primary_heating_fuel: Electricity :pv_ground_azimuth_angle: NECB_Default :pv_ground_module_description: NECB_Default :pv_ground_tilt_angle: NECB_Default :pv_ground_total_area_pv_panels_m2: NECB_Default :pv_ground_type: NECB_Default :rotation_degrees: NECB_Default :run_annual_simulation: true :s3_bucket: '834599497928' :scale_x: NECB_Default :scale_y: NECB_Default :scale_z: NECB_Default :shw_eff: NECB_Default :skylight_cond: NECB_Default :skylight_solar_trans: NECB_Default :srr_set: NECB_Default :template: BTAPPRE1980 | reference | reference | 5db79052-0ccb-47dc-90a5-8734075c455c | BTAPPRE1980 | PrimarySchool | Electricity | Electricity | CAN_ON_Toronto.Pearson.Intl.AP.716240_CWEC2016.epw | parametric |  | NECB_Default | NECB_Default | NECB_Default | NECB_Default | NECB_Default | NECB_Default | NECB_Default | NECB_Default | NECB_Default | NECB_Default | NECB_Default | NECB_Default | NECB_Default | NECB_Default | NECB_Default | NECB_Default | NECB_Default | NECB_Default | NECB_Default | NECB_Default | NECB_Default | NECB_Default | NECB_Default | NECB_Default | NECB_Default | NECB_Default | NECB_Default | NECB_Default | NECB_Default | NECB_Default | NECB_Default | NECB_Default | NECB_Default | NECB_Default | NECB_Default | NECB_Default | NECB_Default | NECB_Default | NECB_Default | NECB_Default | NECB_Default | NECB_Default | NECB_Default | NECB_Default | NECB_Default | aws_batch | 834599497928 | btap_private_cli |  | TRUE | TRUE |  |  | 232.3162 | 38.0021 | 222.9653 | 291.8268 | 6871 | 9383 | 35 | PrimarySchool |  |  | 0 | PrimarySchool | 1 |  | 1 | BTAPPRE1980 | 0.3414 | 27484 | 1.2029 | 18.3971 | 69.7775 | 9.162 | 324.3765 | 225.8371 | TORONTO | ONTARIO | 6.8036 | 0 | 0 | 6.8036 | 54.5097 | 0 | 0 | 54.5097 | 0 | 0.056232 | 0 | 0 | 1.2249 | 0.12335 | 0 | 0.80267 | 0.042586 | 0.13178 | 0 | 0.00031728 | 1.2249 | 0.068 | 254.2841 | 0 | 35 | 0.678 | [5 empty] | 0.296 | 0.9 | 3.35 |  | 0 | Toronto Pearson Intl AP | CAN | 382 | 3615 | 43.677 | -79.631 | 5 | 3890 | ON | CAN_ON_Toronto.Pearson.Intl.AP.716240_CWEC2016.epw | 1.2249 | 38.0021 | 232.3162 | 9.8506 | 15.1486 | FALSE | FALSE | FALSE | FALSE | 13.5571 | 10.4325 | 0 | 1.2783 | 0.00070802 | 467.23 | 0 | 1805.5007 | 6.4868 | 0.0035928 | 2370.94 | 0 | 1.2249 | 1287.83 | 1281.67 | 0.67 | 0.67 |  | https://s3.console.aws.amazon.com/s3/buckets/834599497928?region=ca-central-1&prefix=phylroy.lopez/reference/reference/output/5db79052-0ccb-47dc-90a5-8734075c455c/ | 1.0.002
218 |  | TRUE | 251 | 400 | 0 | 713.417 |  |  |  | 0.1 | 2021-09-22 20:06:44 +0000 | 438c2ebff | 0.2.14 | :adv_dx_units: NECB_Default :airloop_economizer_type: NECB_Default :algorithm_type: parametric :analysis_id: reference :analysis_name: reference :boiler_eff: NECB_Default :btap_batch_version: 1.0.002 :building_type: PrimarySchool :chiller_type: NECB_Default :compute_environment: aws_batch :datapoint_id: dbd23f30-3ea5-421a-a015-fe928a0a75b6 :daylighting_type: NECB_Default :dcv_type: NECB_Default :door_construction_cond: NECB_Default :ecm_system_name: NECB_Default :electrical_loads_scale: NECB_Default :enable_costing: true :epw_file: CAN_AB_Edmonton.Intl.AP.711230_CWEC2016.epw :erv_package: NECB_Default :ext_floor_cond: NECB_Default :ext_roof_cond: NECB_Default :ext_wall_cond: NECB_Default :fdwr_set: NECB_Default :fixed_wind_solar_trans: NECB_Default :fixed_window_cond: NECB_Default :furnace_eff: NECB_Default :glass_door_cond: NECB_Default :glass_door_solar_trans: NECB_Default :ground_floor_cond: NECB_Default :ground_roof_cond: NECB_Default :ground_wall_cond: NECB_Default :image_name: btap_private_cli :infiltration_scale: NECB_Default :lights_scale: NECB_Default :lights_type: NECB_Default :nv_delta_temp_in_out: NECB_Default :nv_opening_fraction: NECB_Default :nv_temp_out_min: NECB_Default :nv_type: NECB_Default :oa_scale: NECB_Default :occupancy_loads_scale: NECB_Default :output_meters: [] :output_variables: [] :overhead_door_cond: NECB_Default :primary_heating_fuel: NaturalGas :pv_ground_azimuth_angle: NECB_Default :pv_ground_module_description: NECB_Default :pv_ground_tilt_angle: NECB_Default :pv_ground_total_area_pv_panels_m2: NECB_Default :pv_ground_type: NECB_Default :rotation_degrees: NECB_Default :run_annual_simulation: true :s3_bucket: '834599497928' :scale_x: NECB_Default :scale_y: NECB_Default :scale_z: NECB_Default :shw_eff: NECB_Default :skylight_cond: NECB_Default :skylight_solar_trans: NECB_Default :srr_set: NECB_Default :template: BTAPPRE1980 | reference | reference | dbd23f30-3ea5-421a-a015-fe928a0a75b6 | BTAPPRE1980 | PrimarySchool | NaturalGas | Natural Gas | CAN_AB_Edmonton.Intl.AP.711230_CWEC2016.epw | parametric |  | NECB_Default | NECB_Default | NECB_Default | NECB_Default | NECB_Default | NECB_Default | NECB_Default | NECB_Default | NECB_Default | NECB_Default | NECB_Default | NECB_Default | NECB_Default | NECB_Default | NECB_Default | NECB_Default | NECB_Default | NECB_Default | NECB_Default | NECB_Default | NECB_Default | NECB_Default | NECB_Default | NECB_Default | NECB_Default | NECB_Default | NECB_Default | NECB_Default | NECB_Default | NECB_Default | NECB_Default | NECB_Default | NECB_Default | NECB_Default | NECB_Default | NECB_Default | NECB_Default | NECB_Default | NECB_Default | NECB_Default | NECB_Default | NECB_Default | NECB_Default | NECB_Default | NECB_Default | aws_batch | 834599497928 | btap_private_cli |  | TRUE | TRUE |  |  | 306.0876 | 24.9066 | 279.4596 | 454.1746 | 6871 | 9383 | 35 | PrimarySchool |  |  | 0 | PrimarySchool | 1 |  | 1 | BTAPPRE1980 | 0.3414 | 27484 | 1.0434 | 43.1023 | 69.1245 | 3.9041 | 300.5392 | 183.3649 | EDMONTON | ALBERTA | 70.7355 | 75.0401 | 0 | 145.7757 | 6.7043 | 5.3534 | 0 | 12.0577 | 0 | 0.02006 | 0 | 0 | 0.32232 | 0.12724 | 0 | 1.389 | 0.042586 | 0.13178 | 1.4871 | 0.00066075 | 1.8094 | 0.098096 | 46.8429 | 314.3256 | 35 | 0.678 | [5 empty] | 0.227 | 0.772 | 2.95 |  | 0 | Edmonton Intl AP | CAN | 23 | 5588 | 53.31 | -113.579 | 7a | 5120 | AB | CAN_AB_Edmonton.Intl.AP.711230_CWEC2016.epw | 1.8094 | 24.9066 | 306.0876 | 6.7913 | 16.2669 | TRUE | FALSE | FALSE | FALSE | 10.9916 | 19.1676 | 0 | 0 | 0 | 0 | 674.02 | 1805.5007 | 6.4868 | 0.0035928 | 2370.94 | 0 | 1.8094 | 947 | 945.5 | 27.33 | 27 |  | https://s3.console.aws.amazon.com/s3/buckets/834599497928?region=ca-central-1&prefix=phylroy.lopez/reference/reference/output/dbd23f30-3ea5-421a-a015-fe928a0a75b6/ | 1.0.002
219 |  | TRUE | 242 | 400 | 0 | 712.1078 |  |  |  | 0.1 | 2021-09-22 20:06:33 +0000 | 438c2ebff | 0.2.14 | :adv_dx_units: NECB_Default :airloop_economizer_type: NECB_Default :algorithm_type: parametric :analysis_id: reference :analysis_name: reference :boiler_eff: NECB_Default :btap_batch_version: 1.0.002 :building_type: PrimarySchool :chiller_type: NECB_Default :compute_environment: aws_batch :datapoint_id: fc871050-5cde-4781-83fb-5d368433cee9 :daylighting_type: NECB_Default :dcv_type: NECB_Default :door_construction_cond: NECB_Default :ecm_system_name: NECB_Default :electrical_loads_scale: NECB_Default :enable_costing: true :epw_file: CAN_BC_Vancouver.Intl.AP.718920_CWEC2016.epw :erv_package: NECB_Default :ext_floor_cond: NECB_Default :ext_roof_cond: NECB_Default :ext_wall_cond: NECB_Default :fdwr_set: NECB_Default :fixed_wind_solar_trans: NECB_Default :fixed_window_cond: NECB_Default :furnace_eff: NECB_Default :glass_door_cond: NECB_Default :glass_door_solar_trans: NECB_Default :ground_floor_cond: NECB_Default :ground_roof_cond: NECB_Default :ground_wall_cond: NECB_Default :image_name: btap_private_cli :infiltration_scale: NECB_Default :lights_scale: NECB_Default :lights_type: NECB_Default :nv_delta_temp_in_out: NECB_Default :nv_opening_fraction: NECB_Default :nv_temp_out_min: NECB_Default :nv_type: NECB_Default :oa_scale: NECB_Default :occupancy_loads_scale: NECB_Default :output_meters: [] :output_variables: [] :overhead_door_cond: NECB_Default :primary_heating_fuel: Electricity :pv_ground_azimuth_angle: NECB_Default :pv_ground_module_description: NECB_Default :pv_ground_tilt_angle: NECB_Default :pv_ground_total_area_pv_panels_m2: NECB_Default :pv_ground_type: NECB_Default :rotation_degrees: NECB_Default :run_annual_simulation: true :s3_bucket: '834599497928' :scale_x: NECB_Default :scale_y: NECB_Default :scale_z: NECB_Default :shw_eff: NECB_Default :skylight_cond: NECB_Default :skylight_solar_trans: NECB_Default :srr_set: NECB_Default :template: BTAP1980TO2010 | reference | reference | fc871050-5cde-4781-83fb-5d368433cee9 | BTAP1980TO2010 | PrimarySchool | Electricity | Electricity | CAN_BC_Vancouver.Intl.AP.718920_CWEC2016.epw | parametric |  | NECB_Default | NECB_Default | NECB_Default | NECB_Default | NECB_Default | NECB_Default | NECB_Default | NECB_Default | NECB_Default | NECB_Default | NECB_Default | NECB_Default | NECB_Default | NECB_Default | NECB_Default | NECB_Default | NECB_Default | NECB_Default | NECB_Default | NECB_Default | NECB_Default | NECB_Default | NECB_Default | NECB_Default | NECB_Default | NECB_Default | NECB_Default | NECB_Default | NECB_Default | NECB_Default | NECB_Default | NECB_Default | NECB_Default | NECB_Default | NECB_Default | NECB_Default | NECB_Default | NECB_Default | NECB_Default | NECB_Default | NECB_Default | NECB_Default | NECB_Default | NECB_Default | NECB_Default | aws_batch | 834599497928 | btap_private_cli |  | TRUE | TRUE |  |  | 123.6152 | 22.1779 | 160.9692 | 218.1047 | 6871 | 9383 | 35 | PrimarySchool |  |  | 0 | PrimarySchool | 1 |  | 1 | BTAP1980TO2010 | 0.3414 | 27484 | 1.1026 | 11.5828 | 61.9218 | 9.0604 | 283.4174 | 199.7498 | VANCOUVER | BRITISH COLUMBIA | 2.7193 | 0 | 0 | 2.7193 | 27.1549 | 0 | 0 | 27.1549 | 0 | 0.016532 | 0 | 0 | 0.95954 | 0.12279 | 0 | 0.57949 | 0.042586 | 0.13178 | 0 | 0.00031728 | 0.95954 | 0.066043 | 144.9792 | 0 | 35 | 0.678 | [5 empty] | 0.363 | 0.568 | 4.09 |  | 0 | Vancouver Intl AP | CAN | 42 | 2797 | 49.195 | -123.184 | 4 | 2800 | BC | CAN_BC_Vancouver.Intl.AP.718920_CWEC2016.epw | 0.95954 | 22.1779 | 123.6152 | 6.4879 | 18.113 | TRUE | FALSE | FALSE | FALSE | 9.6045 | 9.7597 | 0 | 1.2415 | 0.00068764 | 453.78 | 0 | 1805.5007 | 6.4868 | 0.0035928 | 2370.94 | 0 | 0.95954 | 1017 | 1014.83 | 1.67 | 1.67 |  | https://s3.console.aws.amazon.com/s3/buckets/834599497928?region=ca-central-1&prefix=phylroy.lopez/reference/reference/output/fc871050-5cde-4781-83fb-5d368433cee9/ | 1.0.002
220 |  | TRUE | 252 | 400 | 0 | 712.1694 |  |  |  | 0.1 | 2021-09-22 20:06:35 +0000 | 438c2ebff | 0.2.14 | :adv_dx_units: NECB_Default :airloop_economizer_type: NECB_Default :algorithm_type: parametric :analysis_id: reference :analysis_name: reference :boiler_eff: NECB_Default :btap_batch_version: 1.0.002 :building_type: PrimarySchool :chiller_type: NECB_Default :compute_environment: aws_batch :datapoint_id: bd0cbf68-bec4-4114-bec5-cc03a5cb6f68 :daylighting_type: NECB_Default :dcv_type: NECB_Default :door_construction_cond: NECB_Default :ecm_system_name: NECB_Default :electrical_loads_scale: NECB_Default :enable_costing: true :epw_file: CAN_AB_Edmonton.Intl.AP.711230_CWEC2016.epw :erv_package: NECB_Default :ext_floor_cond: NECB_Default :ext_roof_cond: NECB_Default :ext_wall_cond: NECB_Default :fdwr_set: NECB_Default :fixed_wind_solar_trans: NECB_Default :fixed_window_cond: NECB_Default :furnace_eff: NECB_Default :glass_door_cond: NECB_Default :glass_door_solar_trans: NECB_Default :ground_floor_cond: NECB_Default :ground_roof_cond: NECB_Default :ground_wall_cond: NECB_Default :image_name: btap_private_cli :infiltration_scale: NECB_Default :lights_scale: NECB_Default :lights_type: NECB_Default :nv_delta_temp_in_out: NECB_Default :nv_opening_fraction: NECB_Default :nv_temp_out_min: NECB_Default :nv_type: NECB_Default :oa_scale: NECB_Default :occupancy_loads_scale: NECB_Default :output_meters: [] :output_variables: [] :overhead_door_cond: NECB_Default :primary_heating_fuel: Electricity :pv_ground_azimuth_angle: NECB_Default :pv_ground_module_description: NECB_Default :pv_ground_tilt_angle: NECB_Default :pv_ground_total_area_pv_panels_m2: NECB_Default :pv_ground_type: NECB_Default :rotation_degrees: NECB_Default :run_annual_simulation: true :s3_bucket: '834599497928' :scale_x: NECB_Default :scale_y: NECB_Default :scale_z: NECB_Default :shw_eff: NECB_Default :skylight_cond: NECB_Default :skylight_solar_trans: NECB_Default :srr_set: NECB_Default :template: BTAP1980TO2010 | reference | reference | bd0cbf68-bec4-4114-bec5-cc03a5cb6f68 | BTAP1980TO2010 | PrimarySchool | Electricity | Electricity | CAN_AB_Edmonton.Intl.AP.711230_CWEC2016.epw | parametric |  | NECB_Default | NECB_Default | NECB_Default | NECB_Default | NECB_Default | NECB_Default | NECB_Default | NECB_Default | NECB_Default | NECB_Default | NECB_Default | NECB_Default | NECB_Default | NECB_Default | NECB_Default | NECB_Default | NECB_Default | NECB_Default | NECB_Default | NECB_Default | NECB_Default | NECB_Default | NECB_Default | NECB_Default | NECB_Default | NECB_Default | NECB_Default | NECB_Default | NECB_Default | NECB_Default | NECB_Default | NECB_Default | NECB_Default | NECB_Default | NECB_Default | NECB_Default | NECB_Default | NECB_Default | NECB_Default | NECB_Default | NECB_Default | NECB_Default | NECB_Default | NECB_Default | NECB_Default | aws_batch | 834599497928 | btap_private_cli |  | TRUE | TRUE |  |  | 221.768 | 24.9645 | 273.0748 | 334.9622 | 6871 | 9383 | 35 | PrimarySchool |  |  | 0 | PrimarySchool | 1 |  | 1 | BTAP1980TO2010 | 0.3414 | 27484 | 1.0434 | 14.967 | 69.1245 | 9.1076 | 317.4868 | 223.2442 | EDMONTON | ALBERTA | 302.9006 | 0 | 0 | 302.9006 | 28.7087 | 0 | 0 | 28.7087 | 0 | 0.020509 | 0 | 0 | 1.3802 | 0.12484 | 0 | 0.98307 | 0.042586 | 0.13178 | 0 | 0.00031728 | 1.3802 | 0.077127 | 250.1682 | 0 | 35 | 0.678 | [5 empty] | 0.227 | 0.346 | 2.95 |  | 0 | Edmonton Intl AP | CAN | 23 | 5588 | 53.31 | -113.579 | 7a | 5120 | AB | CAN_AB_Edmonton.Intl.AP.711230_CWEC2016.epw | 1.3802 | 24.9645 | 221.768 | 6.7913 | 16.2669 | TRUE | FALSE | FALSE | FALSE | 10.9916 | 19.1676 | 0 | 1.4499 | 0.00080305 | 529.94 | 0 | 1805.5007 | 6.4868 | 0.0035928 | 2370.94 | 0 | 1.3802 | 967 | 965.33 | 2.83 | 2.67 |  | https://s3.console.aws.amazon.com/s3/buckets/834599497928?region=ca-central-1&prefix=phylroy.lopez/reference/reference/output/bd0cbf68-bec4-4114-bec5-cc03a5cb6f68/ | 1.0.002
221 |  | TRUE | 249 | 400 | 0 | 712.5287 |  |  |  | 0.1 | 2021-09-22 20:07:03 +0000 | 438c2ebff | 0.2.14 | :adv_dx_units: NECB_Default :airloop_economizer_type: NECB_Default :algorithm_type: parametric :analysis_id: reference :analysis_name: reference :boiler_eff: NECB_Default :btap_batch_version: 1.0.002 :building_type: PrimarySchool :chiller_type: NECB_Default :compute_environment: aws_batch :datapoint_id: fdce7dd4-d885-4807-aeec-0fa7bfd84a69 :daylighting_type: NECB_Default :dcv_type: NECB_Default :door_construction_cond: NECB_Default :ecm_system_name: NECB_Default :electrical_loads_scale: NECB_Default :enable_costing: true :epw_file: CAN_AB_Edmonton.Intl.AP.711230_CWEC2016.epw :erv_package: NECB_Default :ext_floor_cond: NECB_Default :ext_roof_cond: NECB_Default :ext_wall_cond: NECB_Default :fdwr_set: NECB_Default :fixed_wind_solar_trans: NECB_Default :fixed_window_cond: NECB_Default :furnace_eff: NECB_Default :glass_door_cond: NECB_Default :glass_door_solar_trans: NECB_Default :ground_floor_cond: NECB_Default :ground_roof_cond: NECB_Default :ground_wall_cond: NECB_Default :image_name: btap_private_cli :infiltration_scale: NECB_Default :lights_scale: NECB_Default :lights_type: NECB_Default :nv_delta_temp_in_out: NECB_Default :nv_opening_fraction: NECB_Default :nv_temp_out_min: NECB_Default :nv_type: NECB_Default :oa_scale: NECB_Default :occupancy_loads_scale: NECB_Default :output_meters: [] :output_variables: [] :overhead_door_cond: NECB_Default :primary_heating_fuel: NaturalGas :pv_ground_azimuth_angle: NECB_Default :pv_ground_module_description: NECB_Default :pv_ground_tilt_angle: NECB_Default :pv_ground_total_area_pv_panels_m2: NECB_Default :pv_ground_type: NECB_Default :rotation_degrees: NECB_Default :run_annual_simulation: true :s3_bucket: '834599497928' :scale_x: NECB_Default :scale_y: NECB_Default :scale_z: NECB_Default :shw_eff: NECB_Default :skylight_cond: NECB_Default :skylight_solar_trans: NECB_Default :srr_set: NECB_Default :template: BTAP1980TO2010 | reference | reference | fdce7dd4-d885-4807-aeec-0fa7bfd84a69 | BTAP1980TO2010 | PrimarySchool | NaturalGas | Natural Gas | CAN_AB_Edmonton.Intl.AP.711230_CWEC2016.epw | parametric |  | NECB_Default | NECB_Default | NECB_Default | NECB_Default | NECB_Default | NECB_Default | NECB_Default | NECB_Default | NECB_Default | NECB_Default | NECB_Default | NECB_Default | NECB_Default | NECB_Default | NECB_Default | NECB_Default | NECB_Default | NECB_Default | NECB_Default | NECB_Default | NECB_Default | NECB_Default | NECB_Default | NECB_Default | NECB_Default | NECB_Default | NECB_Default | NECB_Default | NECB_Default | NECB_Default | NECB_Default | NECB_Default | NECB_Default | NECB_Default | NECB_Default | NECB_Default | NECB_Default | NECB_Default | NECB_Default | NECB_Default | NECB_Default | NECB_Default | NECB_Default | NECB_Default | NECB_Default | aws_batch | 834599497928 | btap_private_cli |  | TRUE | TRUE |  |  | 298.7366 | 24.964 | 272.297 | 444.9591 | 6871 | 9383 | 35 | PrimarySchool |  |  | 0 | PrimarySchool | 1 |  | 1 | BTAP1980TO2010 | 0.3414 | 27484 | 1.0434 | 39.9356 | 69.1245 | 3.9041 | 297.1473 | 183.1396 | EDMONTON | ALBERTA | 70.9438 | 73.3182 | 0 | 144.262 | 6.724 | 5.2306 | 0 | 11.9546 | 0 | 0.020505 | 0 | 0 | 0.32327 | 0.12776 | 0 | 1.3549 | 0.042586 | 0.13178 | 1.4529 | 0.00064183 | 1.7762 | 0.098083 | 46.9116 | 306.9746 | 35 | 0.678 | [5 empty] | 0.227 | 0.346 | 2.95 |  | 0 | Edmonton Intl AP | CAN | 23 | 5588 | 53.31 | -113.579 | 7a | 5120 | AB | CAN_AB_Edmonton.Intl.AP.711230_CWEC2016.epw | 1.7762 | 24.964 | 298.7366 | 6.7913 | 16.2669 | TRUE | FALSE | FALSE | FALSE | 10.9916 | 19.1676 | 0 | 0 | 0 | 0 | 673.93 | 1805.5007 | 6.4868 | 0.0035928 | 2370.94 | 0 | 1.7762 | 966.17 | 964.5 | 28.5 | 28.33 |  | https://s3.console.aws.amazon.com/s3/buckets/834599497928?region=ca-central-1&prefix=phylroy.lopez/reference/reference/output/fdce7dd4-d885-4807-aeec-0fa7bfd84a69/ | 1.0.002
222 |  | TRUE | 254 | 400 | 0 | 713.607 |  |  |  | 0.1 | 2021-09-22 20:06:36 +0000 | 438c2ebff | 0.2.14 | :adv_dx_units: NECB_Default :airloop_economizer_type: NECB_Default :algorithm_type: parametric :analysis_id: reference :analysis_name: reference :boiler_eff: NECB_Default :btap_batch_version: 1.0.002 :building_type: PrimarySchool :chiller_type: NECB_Default :compute_environment: aws_batch :datapoint_id: c93f6bfa-a2ac-4d40-905d-0ce3fa248115 :daylighting_type: NECB_Default :dcv_type: NECB_Default :door_construction_cond: NECB_Default :ecm_system_name: NECB_Default :electrical_loads_scale: NECB_Default :enable_costing: true :epw_file: CAN_AB_Calgary.Intl.AP.718770_CWEC2016.epw :erv_package: NECB_Default :ext_floor_cond: NECB_Default :ext_roof_cond: NECB_Default :ext_wall_cond: NECB_Default :fdwr_set: NECB_Default :fixed_wind_solar_trans: NECB_Default :fixed_window_cond: NECB_Default :furnace_eff: NECB_Default :glass_door_cond: NECB_Default :glass_door_solar_trans: NECB_Default :ground_floor_cond: NECB_Default :ground_roof_cond: NECB_Default :ground_wall_cond: NECB_Default :image_name: btap_private_cli :infiltration_scale: NECB_Default :lights_scale: NECB_Default :lights_type: NECB_Default :nv_delta_temp_in_out: NECB_Default :nv_opening_fraction: NECB_Default :nv_temp_out_min: NECB_Default :nv_type: NECB_Default :oa_scale: NECB_Default :occupancy_loads_scale: NECB_Default :output_meters: [] :output_variables: [] :overhead_door_cond: NECB_Default :primary_heating_fuel: Electricity :pv_ground_azimuth_angle: NECB_Default :pv_ground_module_description: NECB_Default :pv_ground_tilt_angle: NECB_Default :pv_ground_total_area_pv_panels_m2: NECB_Default :pv_ground_type: NECB_Default :rotation_degrees: NECB_Default :run_annual_simulation: true :s3_bucket: '834599497928' :scale_x: NECB_Default :scale_y: NECB_Default :scale_z: NECB_Default :shw_eff: NECB_Default :skylight_cond: NECB_Default :skylight_solar_trans: NECB_Default :srr_set: NECB_Default :template: BTAP1980TO2010 | reference | reference | c93f6bfa-a2ac-4d40-905d-0ce3fa248115 | BTAP1980TO2010 | PrimarySchool | Electricity | Electricity | CAN_AB_Calgary.Intl.AP.718770_CWEC2016.epw | parametric |  | NECB_Default | NECB_Default | NECB_Default | NECB_Default | NECB_Default | NECB_Default | NECB_Default | NECB_Default | NECB_Default | NECB_Default | NECB_Default | NECB_Default | NECB_Default | NECB_Default | NECB_Default | NECB_Default | NECB_Default | NECB_Default | NECB_Default | NECB_Default | NECB_Default | NECB_Default | NECB_Default | NECB_Default | NECB_Default | NECB_Default | NECB_Default | NECB_Default | NECB_Default | NECB_Default | NECB_Default | NECB_Default | NECB_Default | NECB_Default | NECB_Default | NECB_Default | NECB_Default | NECB_Default | NECB_Default | NECB_Default | NECB_Default | NECB_Default | NECB_Default | NECB_Default | NECB_Default | aws_batch | 834599497928 | btap_private_cli |  | TRUE | TRUE |  |  | 215.7468 | 25.8811 | 221.8915 | 284.7378 | 6871 | 9383 | 35 | PrimarySchool |  |  | 0 | PrimarySchool | 1 |  | 1 | BTAP1980TO2010 | 0.3414 | 27484 | 1.047 | 14.9312 | 66.5456 | 9.1092 | 308.9075 | 217.2746 | CALGARY | ALBERTA | 263.2213 | 0 | 0 | 263.2213 | 24.9479 | 0 | 0 | 24.9479 | 0 | 0.02402 | 0 | 0 | 1.1994 | 0.128 | 0 | 0.79881 | 0.042586 | 0.13178 | 0 | 0.00031728 | 1.1994 | 0.073914 | 237.6463 | 0 | 35 | 0.678 | [5 empty] | 0.227 | 0.346 | 2.95 |  | 0 | Calgary Intl AP | CAN | 64 | 4781 | 51.114 | -114.02 | 7a | 5000 | AB | CAN_AB_Calgary.Intl.AP.718770_CWEC2016.epw | 1.1994 | 25.8811 | 215.7468 | 6.7111 | 17.5379 | TRUE | FALSE | FALSE | FALSE | 12.1569 | 17.2036 | 0 | 1.3895 | 0.00076959 | 507.86 | 0 | 1805.5007 | 6.4868 | 0.0035928 | 2370.94 | 0 | 1.1994 | 1051.33 | 1047.5 | 1.33 | 1.33 |  | https://s3.console.aws.amazon.com/s3/buckets/834599497928?region=ca-central-1&prefix=phylroy.lopez/reference/reference/output/c93f6bfa-a2ac-4d40-905d-0ce3fa248115/ | 1.0.002
223 |  | TRUE | 249 | 400 | 0 | 713.8898 |  |  |  | 0.1 | 2021-09-22 20:06:58 +0000 | 438c2ebff | 0.2.14 | :adv_dx_units: NECB_Default :airloop_economizer_type: NECB_Default :algorithm_type: parametric :analysis_id: reference :analysis_name: reference :boiler_eff: NECB_Default :btap_batch_version: 1.0.002 :building_type: PrimarySchool :chiller_type: NECB_Default :compute_environment: aws_batch :datapoint_id: 1ea5f1d9-09ac-4fac-8777-14ad70f14ce6 :daylighting_type: NECB_Default :dcv_type: NECB_Default :door_construction_cond: NECB_Default :ecm_system_name: NECB_Default :electrical_loads_scale: NECB_Default :enable_costing: true :epw_file: CAN_ON_Toronto.Pearson.Intl.AP.716240_CWEC2016.epw :erv_package: NECB_Default :ext_floor_cond: NECB_Default :ext_roof_cond: NECB_Default :ext_wall_cond: NECB_Default :fdwr_set: NECB_Default :fixed_wind_solar_trans: NECB_Default :fixed_window_cond: NECB_Default :furnace_eff: NECB_Default :glass_door_cond: NECB_Default :glass_door_solar_trans: NECB_Default :ground_floor_cond: NECB_Default :ground_roof_cond: NECB_Default :ground_wall_cond: NECB_Default :image_name: btap_private_cli :infiltration_scale: NECB_Default :lights_scale: NECB_Default :lights_type: NECB_Default :nv_delta_temp_in_out: NECB_Default :nv_opening_fraction: NECB_Default :nv_temp_out_min: NECB_Default :nv_type: NECB_Default :oa_scale: NECB_Default :occupancy_loads_scale: NECB_Default :output_meters: [] :output_variables: [] :overhead_door_cond: NECB_Default :primary_heating_fuel: NaturalGas :pv_ground_azimuth_angle: NECB_Default :pv_ground_module_description: NECB_Default :pv_ground_tilt_angle: NECB_Default :pv_ground_total_area_pv_panels_m2: NECB_Default :pv_ground_type: NECB_Default :rotation_degrees: NECB_Default :run_annual_simulation: true :s3_bucket: '834599497928' :scale_x: NECB_Default :scale_y: NECB_Default :scale_z: NECB_Default :shw_eff: NECB_Default :skylight_cond: NECB_Default :skylight_solar_trans: NECB_Default :srr_set: NECB_Default :template: BTAP1980TO2010 | reference | reference | 1ea5f1d9-09ac-4fac-8777-14ad70f14ce6 | BTAP1980TO2010 | PrimarySchool | NaturalGas | Natural Gas | CAN_ON_Toronto.Pearson.Intl.AP.716240_CWEC2016.epw | parametric |  | NECB_Default | NECB_Default | NECB_Default | NECB_Default | NECB_Default | NECB_Default | NECB_Default | NECB_Default | NECB_Default | NECB_Default | NECB_Default | NECB_Default | NECB_Default | NECB_Default | NECB_Default | NECB_Default | NECB_Default | NECB_Default | NECB_Default | NECB_Default | NECB_Default | NECB_Default | NECB_Default | NECB_Default | NECB_Default | NECB_Default | NECB_Default | NECB_Default | NECB_Default | NECB_Default | NECB_Default | NECB_Default | NECB_Default | NECB_Default | NECB_Default | NECB_Default | NECB_Default | NECB_Default | NECB_Default | NECB_Default | NECB_Default | NECB_Default | NECB_Default | NECB_Default | NECB_Default | aws_batch | 834599497928 | btap_private_cli |  | TRUE | TRUE |  |  | 305.3878 | 37.9462 | 220.2906 | 378.0681 | 6871 | 9383 | 35 | PrimarySchool |  |  | 0 | PrimarySchool | 1 |  | 1 | BTAP1980TO2010 | 0.3414 | 27484 | 1.2029 | 46.6818 | 69.7775 | 3.9988 | 311.3202 | 189.6592 | TORONTO | ONTARIO | 1.9801 | 58.26 | 0 | 60.2402 | 15.8648 | 10.28 | 0 | 26.1447 | 0 | 0.056258 | 0 | 0 | 0.35651 | 0.12526 | 0 | 1.0918 | 0.042586 | 0.13178 | 1.1789 | 0.00063601 | 1.5354 | 0.08712 | 59.7493 | 310.5519 | 35 | 0.678 | [5 empty] | 0.296 | 0.682 | 3.35 |  | 0 | Toronto Pearson Intl AP | CAN | 382 | 3615 | 43.677 | -79.631 | 5 | 3890 | ON | CAN_ON_Toronto.Pearson.Intl.AP.716240_CWEC2016.epw | 1.5354 | 37.9462 | 305.3878 | 9.8506 | 15.1486 | FALSE | FALSE | FALSE | FALSE | 13.5571 | 10.4325 | 0 | 0 | 0 | 0 | 598.6 | 1805.5007 | 6.4868 | 0.0035928 | 2370.94 | 0 | 1.5354 | 1291.67 | 1285.17 | 14.33 | 14.33 |  | https://s3.console.aws.amazon.com/s3/buckets/834599497928?region=ca-central-1&prefix=phylroy.lopez/reference/reference/output/1ea5f1d9-09ac-4fac-8777-14ad70f14ce6/ | 1.0.002
224 |  | TRUE | 250 | 456 | 0 | 713.4769 |  |  |  | 0.1 | 2021-09-22 20:06:53 +0000 | 438c2ebff | 0.2.14 | :adv_dx_units: NECB_Default :airloop_economizer_type: NECB_Default :algorithm_type: parametric :analysis_id: reference :analysis_name: reference :boiler_eff: NECB_Default :btap_batch_version: 1.0.002 :building_type: PrimarySchool :chiller_type: NECB_Default :compute_environment: aws_batch :datapoint_id: 4e3664f5-92ca-40ee-9e10-c5f613a63ef9 :daylighting_type: NECB_Default :dcv_type: NECB_Default :door_construction_cond: NECB_Default :ecm_system_name: NECB_Default :electrical_loads_scale: NECB_Default :enable_costing: true :epw_file: CAN_AB_Calgary.Intl.AP.718770_CWEC2016.epw :erv_package: NECB_Default :ext_floor_cond: NECB_Default :ext_roof_cond: NECB_Default :ext_wall_cond: NECB_Default :fdwr_set: NECB_Default :fixed_wind_solar_trans: NECB_Default :fixed_window_cond: NECB_Default :furnace_eff: NECB_Default :glass_door_cond: NECB_Default :glass_door_solar_trans: NECB_Default :ground_floor_cond: NECB_Default :ground_roof_cond: NECB_Default :ground_wall_cond: NECB_Default :image_name: btap_private_cli :infiltration_scale: NECB_Default :lights_scale: NECB_Default :lights_type: NECB_Default :nv_delta_temp_in_out: NECB_Default :nv_opening_fraction: NECB_Default :nv_temp_out_min: NECB_Default :nv_type: NECB_Default :oa_scale: NECB_Default :occupancy_loads_scale: NECB_Default :output_meters: [] :output_variables: [] :overhead_door_cond: NECB_Default :primary_heating_fuel: Electricity :pv_ground_azimuth_angle: NECB_Default :pv_ground_module_description: NECB_Default :pv_ground_tilt_angle: NECB_Default :pv_ground_total_area_pv_panels_m2: NECB_Default :pv_ground_type: NECB_Default :rotation_degrees: NECB_Default :run_annual_simulation: true :s3_bucket: '834599497928' :scale_x: NECB_Default :scale_y: NECB_Default :scale_z: NECB_Default :shw_eff: NECB_Default :skylight_cond: NECB_Default :skylight_solar_trans: NECB_Default :srr_set: NECB_Default :template: NECB2011 | reference | reference | 4e3664f5-92ca-40ee-9e10-c5f613a63ef9 | NECB2011 | PrimarySchool | Electricity | Electricity | CAN_AB_Calgary.Intl.AP.718770_CWEC2016.epw | parametric |  | NECB_Default | NECB_Default | NECB_Default | NECB_Default | NECB_Default | NECB_Default | NECB_Default | NECB_Default | NECB_Default | NECB_Default | NECB_Default | NECB_Default | NECB_Default | NECB_Default | NECB_Default | NECB_Default | NECB_Default | NECB_Default | NECB_Default | NECB_Default | NECB_Default | NECB_Default | NECB_Default | NECB_Default | NECB_Default | NECB_Default | NECB_Default | NECB_Default | NECB_Default | NECB_Default | NECB_Default | NECB_Default | NECB_Default | NECB_Default | NECB_Default | NECB_Default | NECB_Default | NECB_Default | NECB_Default | NECB_Default | NECB_Default | NECB_Default | NECB_Default | NECB_Default | NECB_Default | aws_batch | 834599497928 | btap_private_cli |  | TRUE | TRUE |  |  | 150.4274 | 29.3568 | 141.4019 | 207.7908 | 6871 | 9383 | 33.3 | PrimarySchool |  |  | 5 | PrimarySchool | 1 |  | 1 | NECB2011 | 0.3414 | 27484 | 220.3807 | 11.2385 | 66.5456 | 9.1092 | 569.6075 | 262.3336 | CALGARY | ALBERTA | 202.4296 | 0 | 0 | 202.4296 | 19.1861 | 0 | 0 | 19.1861 | 0 | 0.030728 | 0 | 0 | 0.92241 | 0.13404 | 0 | 0.50905 | 0.042586 | 0.13178 | 0 | 0.00031728 | 0.92241 | 0.073915 | 172.6019 | 0 | 33.3 | 0.757 | [5 empty] | 0.162 | 0.21 | 2.2 | 2.2 | 5 | Calgary Intl AP | CAN | 64 | 4781 | 51.114 | -114.02 | 7a | 5000 | AB | CAN_AB_Calgary.Intl.AP.718770_CWEC2016.epw | 0.92241 | 29.3568 | 150.4274 | 6.7111 | 17.5379 | FALSE | FALSE | FALSE | FALSE | 12.1569 | 17.2036 | 0 | 1.3895 | 0.0007696 | 507.87 | 0 | 1805.5007 | 6.4868 | 0.0035928 | 2370.94 | 0 | 0.92241 | 83.17 | 72 | 2.5 | 2.5 |  | https://s3.console.aws.amazon.com/s3/buckets/834599497928?region=ca-central-1&prefix=phylroy.lopez/reference/reference/output/4e3664f5-92ca-40ee-9e10-c5f613a63ef9/ | 1.0.002
225 |  | TRUE | 244 | 456 | 0 | 713.5889 |  |  |  | 0.1 | 2021-09-22 20:07:02 +0000 | 438c2ebff | 0.2.14 | :adv_dx_units: NECB_Default :airloop_economizer_type: NECB_Default :algorithm_type: parametric :analysis_id: reference :analysis_name: reference :boiler_eff: NECB_Default :btap_batch_version: 1.0.002 :building_type: PrimarySchool :chiller_type: NECB_Default :compute_environment: aws_batch :datapoint_id: 04a3326c-314b-40c9-96b3-7a9a6e4b4f97 :daylighting_type: NECB_Default :dcv_type: NECB_Default :door_construction_cond: NECB_Default :ecm_system_name: NECB_Default :electrical_loads_scale: NECB_Default :enable_costing: true :epw_file: CAN_AB_Edmonton.Intl.AP.711230_CWEC2016.epw :erv_package: NECB_Default :ext_floor_cond: NECB_Default :ext_roof_cond: NECB_Default :ext_wall_cond: NECB_Default :fdwr_set: NECB_Default :fixed_wind_solar_trans: NECB_Default :fixed_window_cond: NECB_Default :furnace_eff: NECB_Default :glass_door_cond: NECB_Default :glass_door_solar_trans: NECB_Default :ground_floor_cond: NECB_Default :ground_roof_cond: NECB_Default :ground_wall_cond: NECB_Default :image_name: btap_private_cli :infiltration_scale: NECB_Default :lights_scale: NECB_Default :lights_type: NECB_Default :nv_delta_temp_in_out: NECB_Default :nv_opening_fraction: NECB_Default :nv_temp_out_min: NECB_Default :nv_type: NECB_Default :oa_scale: NECB_Default :occupancy_loads_scale: NECB_Default :output_meters: [] :output_variables: [] :overhead_door_cond: NECB_Default :primary_heating_fuel: NaturalGas :pv_ground_azimuth_angle: NECB_Default :pv_ground_module_description: NECB_Default :pv_ground_tilt_angle: NECB_Default :pv_ground_total_area_pv_panels_m2: NECB_Default :pv_ground_type: NECB_Default :rotation_degrees: NECB_Default :run_annual_simulation: true :s3_bucket: '834599497928' :scale_x: NECB_Default :scale_y: NECB_Default :scale_z: NECB_Default :shw_eff: NECB_Default :skylight_cond: NECB_Default :skylight_solar_trans: NECB_Default :srr_set: NECB_Default :template: NECB2011 | reference | reference | 04a3326c-314b-40c9-96b3-7a9a6e4b4f97 | NECB2011 | PrimarySchool | NaturalGas | Natural Gas | CAN_AB_Edmonton.Intl.AP.711230_CWEC2016.epw | parametric |  | NECB_Default | NECB_Default | NECB_Default | NECB_Default | NECB_Default | NECB_Default | NECB_Default | NECB_Default | NECB_Default | NECB_Default | NECB_Default | NECB_Default | NECB_Default | NECB_Default | NECB_Default | NECB_Default | NECB_Default | NECB_Default | NECB_Default | NECB_Default | NECB_Default | NECB_Default | NECB_Default | NECB_Default | NECB_Default | NECB_Default | NECB_Default | NECB_Default | NECB_Default | NECB_Default | NECB_Default | NECB_Default | NECB_Default | NECB_Default | NECB_Default | NECB_Default | NECB_Default | NECB_Default | NECB_Default | NECB_Default | NECB_Default | NECB_Default | NECB_Default | NECB_Default | NECB_Default | aws_batch | 834599497928 | btap_private_cli |  | TRUE | TRUE |  |  | 206.1845 | 28.0959 | 181.0233 | 313.6136 | 6871 | 9383 | 32.5 | PrimarySchool |  |  | 5 | PrimarySchool | 1 |  | 1 | NECB2011 | 0.3414 | 27484 | 214.7484 | 30.7687 | 69.1245 | 3.9041 | 535.3486 | 216.8029 | EDMONTON | ALBERTA | 72.8362 | 49.0225 | 0 | 121.8588 | 6.9034 | 3.4973 | 0 | 10.4007 | 0 | 0.026883 | 0 | 0 | 0.33189 | 0.12749 | 0 | 0.8735 | 0.042586 | 0.13178 | 0.97148 | 0.0031582 | 1.3034 | 0.09798 | 49.9785 | 211.3612 | 32.5 | 0.757 | [5 empty] | 0.162 | 0.21 | 2.2 | 2.2 | 5 | Edmonton Intl AP | CAN | 23 | 5588 | 53.31 | -113.579 | 7a | 5120 | AB | CAN_AB_Edmonton.Intl.AP.711230_CWEC2016.epw | 1.3034 | 28.0959 | 206.1845 | 6.7913 | 16.2669 | FALSE | FALSE | FALSE | FALSE | 10.9916 | 19.1676 | 0 | 0 | 0 | 0 | 673.22 | 1805.5007 | 6.4868 | 0.0035928 | 2370.94 | 0 | 1.3034 | 64.17 | 53.67 | 19.33 | 19.33 |  | https://s3.console.aws.amazon.com/s3/buckets/834599497928?region=ca-central-1&prefix=phylroy.lopez/reference/reference/output/04a3326c-314b-40c9-96b3-7a9a6e4b4f97/ | 1.0.002
226 |  | TRUE | 249 | 400 | 0 | 713.8941 |  |  |  | 0.1 | 2021-09-22 20:06:49 +0000 | 438c2ebff | 0.2.14 | :adv_dx_units: NECB_Default :airloop_economizer_type: NECB_Default :algorithm_type: parametric :analysis_id: reference :analysis_name: reference :boiler_eff: NECB_Default :btap_batch_version: 1.0.002 :building_type: PrimarySchool :chiller_type: NECB_Default :compute_environment: aws_batch :datapoint_id: a19f9877-7fa2-4a65-9835-a1d1ebecb1f5 :daylighting_type: NECB_Default :dcv_type: NECB_Default :door_construction_cond: NECB_Default :ecm_system_name: NECB_Default :electrical_loads_scale: NECB_Default :enable_costing: true :epw_file: CAN_YT_Whitehorse.Intl.AP.719640_CWEC2016.epw :erv_package: NECB_Default :ext_floor_cond: NECB_Default :ext_roof_cond: NECB_Default :ext_wall_cond: NECB_Default :fdwr_set: NECB_Default :fixed_wind_solar_trans: NECB_Default :fixed_window_cond: NECB_Default :furnace_eff: NECB_Default :glass_door_cond: NECB_Default :glass_door_solar_trans: NECB_Default :ground_floor_cond: NECB_Default :ground_roof_cond: NECB_Default :ground_wall_cond: NECB_Default :image_name: btap_private_cli :infiltration_scale: NECB_Default :lights_scale: NECB_Default :lights_type: NECB_Default :nv_delta_temp_in_out: NECB_Default :nv_opening_fraction: NECB_Default :nv_temp_out_min: NECB_Default :nv_type: NECB_Default :oa_scale: NECB_Default :occupancy_loads_scale: NECB_Default :output_meters: [] :output_variables: [] :overhead_door_cond: NECB_Default :primary_heating_fuel: NaturalGas :pv_ground_azimuth_angle: NECB_Default :pv_ground_module_description: NECB_Default :pv_ground_tilt_angle: NECB_Default :pv_ground_total_area_pv_panels_m2: NECB_Default :pv_ground_type: NECB_Default :rotation_degrees: NECB_Default :run_annual_simulation: true :s3_bucket: '834599497928' :scale_x: NECB_Default :scale_y: NECB_Default :scale_z: NECB_Default :shw_eff: NECB_Default :skylight_cond: NECB_Default :skylight_solar_trans: NECB_Default :srr_set: NECB_Default :template: BTAP1980TO2010 | reference | reference | a19f9877-7fa2-4a65-9835-a1d1ebecb1f5 | BTAP1980TO2010 | PrimarySchool | NaturalGas | Natural Gas | CAN_YT_Whitehorse.Intl.AP.719640_CWEC2016.epw | parametric |  | NECB_Default | NECB_Default | NECB_Default | NECB_Default | NECB_Default | NECB_Default | NECB_Default | NECB_Default | NECB_Default | NECB_Default | NECB_Default | NECB_Default | NECB_Default | NECB_Default | NECB_Default | NECB_Default | NECB_Default | NECB_Default | NECB_Default | NECB_Default | NECB_Default | NECB_Default | NECB_Default | NECB_Default | NECB_Default | NECB_Default | NECB_Default | NECB_Default | NECB_Default | NECB_Default | NECB_Default | NECB_Default | NECB_Default | NECB_Default | NECB_Default | NECB_Default | NECB_Default | NECB_Default | NECB_Default | NECB_Default | NECB_Default | NECB_Default | NECB_Default | NECB_Default | NECB_Default | aws_batch | 834599497928 | btap_private_cli |  | TRUE | TRUE |  |  | 334.7472 | 20.6767 | 325.5005 | 515.4369 | 6871 | 9383 | 35 | PrimarySchool |  |  | 0 | PrimarySchool | 1 |  | 1 | BTAP1980TO2010 | 0.3414 | 27484 | 0.78487 | 34.6339 | 61.8068 | 3.6449 | 270.0095 | 169.139 | WHITEHORSE | YUKON | 4.8392 | 85.5285 | 0 | 90.3677 | 11.0824 | 15.5896 | 0 | 26.672 | 0 | 0.0067807 | 0 | 0 | 0.31113 | 0.12926 | 0 | 1.6168 | 0.042586 | 0.13178 | 1.7188 | 0.00072333 | 2.0299 | 0.10204 | 42.8019 | 339.3171 | 35 | 0.678 | [5 empty] | 0.227 | 0.346 | 2.95 |  | 0 | Whitehorse Intl AP | CAN | 5 | 6491 | 60.709 | -135.069 | 7b | 6580 | YT | CAN_YT_Whitehorse.Intl.AP.719640_CWEC2016.epw | 2.0299 | 20.6767 | 334.7472 | 8.45 | 12.8762 | TRUE | FALSE | FALSE | FALSE | 7.1172 | 20.7215 | 0 | 0 | 0 | 0 | 701.15 | 1805.5007 | 6.4868 | 0.0035928 | 2370.94 | 0 | 2.0299 | 674.5 | 667.17 | 78.67 | 75.83 |  | https://s3.console.aws.amazon.com/s3/buckets/834599497928?region=ca-central-1&prefix=phylroy.lopez/reference/reference/output/a19f9877-7fa2-4a65-9835-a1d1ebecb1f5/ | 1.0.002
227 |  | TRUE | 250 | 400 | 0 | 714.7344 |  |  |  | 0.1 | 2021-09-22 20:06:40 +0000 | 438c2ebff | 0.2.14 | :adv_dx_units: NECB_Default :airloop_economizer_type: NECB_Default :algorithm_type: parametric :analysis_id: reference :analysis_name: reference :boiler_eff: NECB_Default :btap_batch_version: 1.0.002 :building_type: PrimarySchool :chiller_type: NECB_Default :compute_environment: aws_batch :datapoint_id: c4715ece-8d0f-4b5c-b964-15f4734fd9c8 :daylighting_type: NECB_Default :dcv_type: NECB_Default :door_construction_cond: NECB_Default :ecm_system_name: NECB_Default :electrical_loads_scale: NECB_Default :enable_costing: true :epw_file: CAN_YT_Whitehorse.Intl.AP.719640_CWEC2016.epw :erv_package: NECB_Default :ext_floor_cond: NECB_Default :ext_roof_cond: NECB_Default :ext_wall_cond: NECB_Default :fdwr_set: NECB_Default :fixed_wind_solar_trans: NECB_Default :fixed_window_cond: NECB_Default :furnace_eff: NECB_Default :glass_door_cond: NECB_Default :glass_door_solar_trans: NECB_Default :ground_floor_cond: NECB_Default :ground_roof_cond: NECB_Default :ground_wall_cond: NECB_Default :image_name: btap_private_cli :infiltration_scale: NECB_Default :lights_scale: NECB_Default :lights_type: NECB_Default :nv_delta_temp_in_out: NECB_Default :nv_opening_fraction: NECB_Default :nv_temp_out_min: NECB_Default :nv_type: NECB_Default :oa_scale: NECB_Default :occupancy_loads_scale: NECB_Default :output_meters: [] :output_variables: [] :overhead_door_cond: NECB_Default :primary_heating_fuel: Electricity :pv_ground_azimuth_angle: NECB_Default :pv_ground_module_description: NECB_Default :pv_ground_tilt_angle: NECB_Default :pv_ground_total_area_pv_panels_m2: NECB_Default :pv_ground_type: NECB_Default :rotation_degrees: NECB_Default :run_annual_simulation: true :s3_bucket: '834599497928' :scale_x: NECB_Default :scale_y: NECB_Default :scale_z: NECB_Default :shw_eff: NECB_Default :skylight_cond: NECB_Default :skylight_solar_trans: NECB_Default :srr_set: NECB_Default :template: BTAPPRE1980 | reference | reference | c4715ece-8d0f-4b5c-b964-15f4734fd9c8 | BTAPPRE1980 | PrimarySchool | Electricity | Electricity | CAN_YT_Whitehorse.Intl.AP.719640_CWEC2016.epw | parametric |  | NECB_Default | NECB_Default | NECB_Default | NECB_Default | NECB_Default | NECB_Default | NECB_Default | NECB_Default | NECB_Default | NECB_Default | NECB_Default | NECB_Default | NECB_Default | NECB_Default | NECB_Default | NECB_Default | NECB_Default | NECB_Default | NECB_Default | NECB_Default | NECB_Default | NECB_Default | NECB_Default | NECB_Default | NECB_Default | NECB_Default | NECB_Default | NECB_Default | NECB_Default | NECB_Default | NECB_Default | NECB_Default | NECB_Default | NECB_Default | NECB_Default | NECB_Default | NECB_Default | NECB_Default | NECB_Default | NECB_Default | NECB_Default | NECB_Default | NECB_Default | NECB_Default | NECB_Default | aws_batch | 834599497928 | btap_private_cli |  | TRUE | TRUE |  |  | 253.8365 | 20.6027 | 335.269 | 394.5597 | 6871 | 9383 | 35 | PrimarySchool |  |  | 0 | PrimarySchool | 1 |  | 1 | BTAPPRE1980 | 0.3414 | 27484 | 0.78487 | 12.5401 | 61.8068 | 8.9203 | 297.7686 | 213.7166 | WHITEHORSE | YUKON | 24.8046 | 0 | 0 | 24.8046 | 56.8059 | 0 | 0 | 56.8059 | 0 | 0.0065958 | 0 | 0 | 1.5948 | 0.12615 | 0 | 1.207 | 0.042586 | 0.13178 | 0 | 0.00031728 | 1.5948 | 0.080383 | 275.7276 | 0 | 35 | 0.678 | [5 empty] | 0.227 | 0.772 | 2.95 |  | 0 | Whitehorse Intl AP | CAN | 5 | 6491 | 60.709 | -135.069 | 7b | 6580 | YT | CAN_YT_Whitehorse.Intl.AP.719640_CWEC2016.epw | 1.5948 | 20.6027 | 253.8365 | 8.45 | 12.8762 | TRUE | FALSE | FALSE | FALSE | 7.1172 | 20.7215 | 0 | 1.5111 | 0.00083695 | 552.31 | 0 | 1805.5007 | 6.4868 | 0.0035928 | 2370.94 | 0 | 1.5948 | 666.17 | 659.5 | 25.67 | 24 |  | https://s3.console.aws.amazon.com/s3/buckets/834599497928?region=ca-central-1&prefix=phylroy.lopez/reference/reference/output/c4715ece-8d0f-4b5c-b964-15f4734fd9c8/ | 1.0.002
228 |  | TRUE | 248 | 456 | 0 | 714.4072 |  |  |  | 0.1 | 2021-09-22 20:06:42 +0000 | 438c2ebff | 0.2.14 | :adv_dx_units: NECB_Default :airloop_economizer_type: NECB_Default :algorithm_type: parametric :analysis_id: reference :analysis_name: reference :boiler_eff: NECB_Default :btap_batch_version: 1.0.002 :building_type: PrimarySchool :chiller_type: NECB_Default :compute_environment: aws_batch :datapoint_id: 2f19cc54-c740-49fc-b683-ea98ea26982d :daylighting_type: NECB_Default :dcv_type: NECB_Default :door_construction_cond: NECB_Default :ecm_system_name: NECB_Default :electrical_loads_scale: NECB_Default :enable_costing: true :epw_file: CAN_AB_Edmonton.Intl.AP.711230_CWEC2016.epw :erv_package: NECB_Default :ext_floor_cond: NECB_Default :ext_roof_cond: NECB_Default :ext_wall_cond: NECB_Default :fdwr_set: NECB_Default :fixed_wind_solar_trans: NECB_Default :fixed_window_cond: NECB_Default :furnace_eff: NECB_Default :glass_door_cond: NECB_Default :glass_door_solar_trans: NECB_Default :ground_floor_cond: NECB_Default :ground_roof_cond: NECB_Default :ground_wall_cond: NECB_Default :image_name: btap_private_cli :infiltration_scale: NECB_Default :lights_scale: NECB_Default :lights_type: NECB_Default :nv_delta_temp_in_out: NECB_Default :nv_opening_fraction: NECB_Default :nv_temp_out_min: NECB_Default :nv_type: NECB_Default :oa_scale: NECB_Default :occupancy_loads_scale: NECB_Default :output_meters: [] :output_variables: [] :overhead_door_cond: NECB_Default :primary_heating_fuel: Electricity :pv_ground_azimuth_angle: NECB_Default :pv_ground_module_description: NECB_Default :pv_ground_tilt_angle: NECB_Default :pv_ground_total_area_pv_panels_m2: NECB_Default :pv_ground_type: NECB_Default :rotation_degrees: NECB_Default :run_annual_simulation: true :s3_bucket: '834599497928' :scale_x: NECB_Default :scale_y: NECB_Default :scale_z: NECB_Default :shw_eff: NECB_Default :skylight_cond: NECB_Default :skylight_solar_trans: NECB_Default :srr_set: NECB_Default :template: NECB2011 | reference | reference | 2f19cc54-c740-49fc-b683-ea98ea26982d | NECB2011 | PrimarySchool | Electricity | Electricity | CAN_AB_Edmonton.Intl.AP.711230_CWEC2016.epw | parametric |  | NECB_Default | NECB_Default | NECB_Default | NECB_Default | NECB_Default | NECB_Default | NECB_Default | NECB_Default | NECB_Default | NECB_Default | NECB_Default | NECB_Default | NECB_Default | NECB_Default | NECB_Default | NECB_Default | NECB_Default | NECB_Default | NECB_Default | NECB_Default | NECB_Default | NECB_Default | NECB_Default | NECB_Default | NECB_Default | NECB_Default | NECB_Default | NECB_Default | NECB_Default | NECB_Default | NECB_Default | NECB_Default | NECB_Default | NECB_Default | NECB_Default | NECB_Default | NECB_Default | NECB_Default | NECB_Default | NECB_Default | NECB_Default | NECB_Default | NECB_Default | NECB_Default | NECB_Default | aws_batch | 834599497928 | btap_private_cli |  | TRUE | TRUE |  |  | 161.1762 | 27.7356 | 181.3217 | 245.27 | 6871 | 9383 | 32.5 | PrimarySchool |  |  | 5 | PrimarySchool | 1 |  | 1 | NECB2011 | 0.3414 | 27484 | 214.7484 | 11.7083 | 69.1245 | 9.1076 | 562.7682 | 258.0794 | EDMONTON | ALBERTA | 232.0399 | 0 | 0 | 232.0399 | 21.9925 | 0 | 0 | 21.9925 | 0 | 0.026575 | 0 | 0 | 1.0573 | 0.12619 | 0 | 0.65276 | 0.042586 | 0.13178 | 0 | 0.00031728 | 1.0573 | 0.07713 | 186.7092 | 0 | 32.5 | 0.757 | [5 empty] | 0.162 | 0.21 | 2.2 | 2.2 | 5 | Edmonton Intl AP | CAN | 23 | 5588 | 53.31 | -113.579 | 7a | 5120 | AB | CAN_AB_Edmonton.Intl.AP.711230_CWEC2016.epw | 1.0573 | 27.7356 | 161.1762 | 6.7913 | 16.2669 | FALSE | FALSE | FALSE | FALSE | 10.9916 | 19.1676 | 0 | 1.45 | 0.00080308 | 529.96 | 0 | 1805.5007 | 6.4868 | 0.0035928 | 2370.94 | 0 | 1.0573 | 64.83 | 53.83 | 3.5 | 3.5 |  | https://s3.console.aws.amazon.com/s3/buckets/834599497928?region=ca-central-1&prefix=phylroy.lopez/reference/reference/output/2f19cc54-c740-49fc-b683-ea98ea26982d/ | 1.0.002
229 |  | TRUE | 252 | 400 | 0 | 714.357 |  |  |  | 0.1 | 2021-09-22 20:06:24 +0000 | 438c2ebff | 0.2.14 | :adv_dx_units: NECB_Default :airloop_economizer_type: NECB_Default :algorithm_type: parametric :analysis_id: reference :analysis_name: reference :boiler_eff: NECB_Default :btap_batch_version: 1.0.002 :building_type: PrimarySchool :chiller_type: NECB_Default :compute_environment: aws_batch :datapoint_id: 0bcd1ed2-b7db-4cc9-b8f4-b28a8cd605c9 :daylighting_type: NECB_Default :dcv_type: NECB_Default :door_construction_cond: NECB_Default :ecm_system_name: NECB_Default :electrical_loads_scale: NECB_Default :enable_costing: true :epw_file: CAN_ON_Toronto.Pearson.Intl.AP.716240_CWEC2016.epw :erv_package: NECB_Default :ext_floor_cond: NECB_Default :ext_roof_cond: NECB_Default :ext_wall_cond: NECB_Default :fdwr_set: NECB_Default :fixed_wind_solar_trans: NECB_Default :fixed_window_cond: NECB_Default :furnace_eff: NECB_Default :glass_door_cond: NECB_Default :glass_door_solar_trans: NECB_Default :ground_floor_cond: NECB_Default :ground_roof_cond: NECB_Default :ground_wall_cond: NECB_Default :image_name: btap_private_cli :infiltration_scale: NECB_Default :lights_scale: NECB_Default :lights_type: NECB_Default :nv_delta_temp_in_out: NECB_Default :nv_opening_fraction: NECB_Default :nv_temp_out_min: NECB_Default :nv_type: NECB_Default :oa_scale: NECB_Default :occupancy_loads_scale: NECB_Default :output_meters: [] :output_variables: [] :overhead_door_cond: NECB_Default :primary_heating_fuel: Electricity :pv_ground_azimuth_angle: NECB_Default :pv_ground_module_description: NECB_Default :pv_ground_tilt_angle: NECB_Default :pv_ground_total_area_pv_panels_m2: NECB_Default :pv_ground_type: NECB_Default :rotation_degrees: NECB_Default :run_annual_simulation: true :s3_bucket: '834599497928' :scale_x: NECB_Default :scale_y: NECB_Default :scale_z: NECB_Default :shw_eff: NECB_Default :skylight_cond: NECB_Default :skylight_solar_trans: NECB_Default :srr_set: NECB_Default :template: BTAP1980TO2010 | reference | reference | 0bcd1ed2-b7db-4cc9-b8f4-b28a8cd605c9 | BTAP1980TO2010 | PrimarySchool | Electricity | Electricity | CAN_ON_Toronto.Pearson.Intl.AP.716240_CWEC2016.epw | parametric |  | NECB_Default | NECB_Default | NECB_Default | NECB_Default | NECB_Default | NECB_Default | NECB_Default | NECB_Default | NECB_Default | NECB_Default | NECB_Default | NECB_Default | NECB_Default | NECB_Default | NECB_Default | NECB_Default | NECB_Default | NECB_Default | NECB_Default | NECB_Default | NECB_Default | NECB_Default | NECB_Default | NECB_Default | NECB_Default | NECB_Default | NECB_Default | NECB_Default | NECB_Default | NECB_Default | NECB_Default | NECB_Default | NECB_Default | NECB_Default | NECB_Default | NECB_Default | NECB_Default | NECB_Default | NECB_Default | NECB_Default | NECB_Default | NECB_Default | NECB_Default | NECB_Default | NECB_Default | aws_batch | 834599497928 | btap_private_cli |  | TRUE | TRUE |  |  | 231.4437 | 37.9462 | 220.8222 | 289.6408 | 6871 | 9383 | 35 | PrimarySchool |  |  | 0 | PrimarySchool | 1 |  | 1 | BTAP1980TO2010 | 0.3414 | 27484 | 1.2029 | 18.0696 | 69.7775 | 9.162 | 323.896 | 225.684 | TORONTO | ONTARIO | 6.7598 | 0 | 0 | 6.7598 | 54.1595 | 0 | 0 | 54.1595 | 0 | 0.056263 | 0 | 0 | 1.2171 | 0.12317 | 0 | 0.79496 | 0.042586 | 0.13178 | 0 | 0.00031728 | 1.2171 | 0.068 | 253.3979 | 0 | 35 | 0.678 | [5 empty] | 0.296 | 0.682 | 3.35 |  | 0 | Toronto Pearson Intl AP | CAN | 382 | 3615 | 43.677 | -79.631 | 5 | 3890 | ON | CAN_ON_Toronto.Pearson.Intl.AP.716240_CWEC2016.epw | 1.2171 | 37.9462 | 231.4437 | 9.8506 | 15.1486 | FALSE | FALSE | FALSE | FALSE | 13.5571 | 10.4325 | 0 | 1.2783 | 0.00070802 | 467.23 | 0 | 1805.5007 | 6.4868 | 0.0035928 | 2370.94 | 0 | 1.2171 | 1292.33 | 1286 | 0.67 | 0.67 |  | https://s3.console.aws.amazon.com/s3/buckets/834599497928?region=ca-central-1&prefix=phylroy.lopez/reference/reference/output/0bcd1ed2-b7db-4cc9-b8f4-b28a8cd605c9/ | 1.0.002
230 |  | TRUE | 248 | 456 | 0 | 714.1628 |  |  |  | 0.1 | 2021-09-22 20:06:34 +0000 | 438c2ebff | 0.2.14 | :adv_dx_units: NECB_Default :airloop_economizer_type: NECB_Default :algorithm_type: parametric :analysis_id: reference :analysis_name: reference :boiler_eff: NECB_Default :btap_batch_version: 1.0.002 :building_type: PrimarySchool :chiller_type: NECB_Default :compute_environment: aws_batch :datapoint_id: a7973f1f-da50-48ff-8a68-200683bb4ebc :daylighting_type: NECB_Default :dcv_type: NECB_Default :door_construction_cond: NECB_Default :ecm_system_name: NECB_Default :electrical_loads_scale: NECB_Default :enable_costing: true :epw_file: CAN_ON_Toronto.Pearson.Intl.AP.716240_CWEC2016.epw :erv_package: NECB_Default :ext_floor_cond: NECB_Default :ext_roof_cond: NECB_Default :ext_wall_cond: NECB_Default :fdwr_set: NECB_Default :fixed_wind_solar_trans: NECB_Default :fixed_window_cond: NECB_Default :furnace_eff: NECB_Default :glass_door_cond: NECB_Default :glass_door_solar_trans: NECB_Default :ground_floor_cond: NECB_Default :ground_roof_cond: NECB_Default :ground_wall_cond: NECB_Default :image_name: btap_private_cli :infiltration_scale: NECB_Default :lights_scale: NECB_Default :lights_type: NECB_Default :nv_delta_temp_in_out: NECB_Default :nv_opening_fraction: NECB_Default :nv_temp_out_min: NECB_Default :nv_type: NECB_Default :oa_scale: NECB_Default :occupancy_loads_scale: NECB_Default :output_meters: [] :output_variables: [] :overhead_door_cond: NECB_Default :primary_heating_fuel: Electricity :pv_ground_azimuth_angle: NECB_Default :pv_ground_module_description: NECB_Default :pv_ground_tilt_angle: NECB_Default :pv_ground_total_area_pv_panels_m2: NECB_Default :pv_ground_type: NECB_Default :rotation_degrees: NECB_Default :run_annual_simulation: true :s3_bucket: '834599497928' :scale_x: NECB_Default :scale_y: NECB_Default :scale_z: NECB_Default :shw_eff: NECB_Default :skylight_cond: NECB_Default :skylight_solar_trans: NECB_Default :srr_set: NECB_Default :template: NECB2011 | reference | reference | a7973f1f-da50-48ff-8a68-200683bb4ebc | NECB2011 | PrimarySchool | Electricity | Electricity | CAN_ON_Toronto.Pearson.Intl.AP.716240_CWEC2016.epw | parametric |  | NECB_Default | NECB_Default | NECB_Default | NECB_Default | NECB_Default | NECB_Default | NECB_Default | NECB_Default | NECB_Default | NECB_Default | NECB_Default | NECB_Default | NECB_Default | NECB_Default | NECB_Default | NECB_Default | NECB_Default | NECB_Default | NECB_Default | NECB_Default | NECB_Default | NECB_Default | NECB_Default | NECB_Default | NECB_Default | NECB_Default | NECB_Default | NECB_Default | NECB_Default | NECB_Default | NECB_Default | NECB_Default | NECB_Default | NECB_Default | NECB_Default | NECB_Default | NECB_Default | NECB_Default | NECB_Default | NECB_Default | NECB_Default | NECB_Default | NECB_Default | NECB_Default | NECB_Default | aws_batch | 834599497928 | btap_private_cli |  | TRUE | TRUE |  |  | 164.8181 | 41.8423 | 129.6609 | 203.5265 | 6871 | 9383 | 40 | PrimarySchool |  |  | 5 | PrimarySchool | 1 |  | 1 | NECB2011 | 0.3414 | 27484 | 234.8459 | 11.9221 | 69.7775 | 9.162 | 595.8345 | 270.127 | TORONTO | ONTARIO | 5.038 | 0 | 0 | 5.038 | 40.364 | 0 | 0 | 40.364 | 0 | 0.06909 | 0 | 0 | 0.90706 | 0.12851 | 0 | 0.46678 | 0.042586 | 0.13178 | 0 | 0.00031728 | 0.90706 | 0.068002 | 186.7612 | 0 | 40 | 0.757 | [5 empty] | 0.183 | 0.278 | 2.2 | 2.2 | 5 | Toronto Pearson Intl AP | CAN | 382 | 3615 | 43.677 | -79.631 | 5 | 3890 | ON | CAN_ON_Toronto.Pearson.Intl.AP.716240_CWEC2016.epw | 0.90706 | 41.8423 | 164.8181 | 9.8506 | 15.1486 | FALSE | FALSE | FALSE | FALSE | 13.5571 | 10.4325 | 0 | 1.2784 | 0.00070804 | 467.24 | 0 | 1805.5007 | 6.4868 | 0.0035928 | 2370.94 | 0 | 0.90706 | 161.5 | 143.5 | 3.33 | 3.33 |  | https://s3.console.aws.amazon.com/s3/buckets/834599497928?region=ca-central-1&prefix=phylroy.lopez/reference/reference/output/a7973f1f-da50-48ff-8a68-200683bb4ebc/ | 1.0.002
231 |  | TRUE | 254 | 456 | 0 | 713.4336 |  |  |  | 0.1 | 2021-09-22 20:06:44 +0000 | 438c2ebff | 0.2.14 | :adv_dx_units: NECB_Default :airloop_economizer_type: NECB_Default :algorithm_type: parametric :analysis_id: reference :analysis_name: reference :boiler_eff: NECB_Default :btap_batch_version: 1.0.002 :building_type: PrimarySchool :chiller_type: NECB_Default :compute_environment: aws_batch :datapoint_id: a51513fb-1c96-4970-a518-e82724cfb309 :daylighting_type: NECB_Default :dcv_type: NECB_Default :door_construction_cond: NECB_Default :ecm_system_name: NECB_Default :electrical_loads_scale: NECB_Default :enable_costing: true :epw_file: CAN_NS_Halifax.Dockyard.713280_CWEC2016.epw :erv_package: NECB_Default :ext_floor_cond: NECB_Default :ext_roof_cond: NECB_Default :ext_wall_cond: NECB_Default :fdwr_set: NECB_Default :fixed_wind_solar_trans: NECB_Default :fixed_window_cond: NECB_Default :furnace_eff: NECB_Default :glass_door_cond: NECB_Default :glass_door_solar_trans: NECB_Default :ground_floor_cond: NECB_Default :ground_roof_cond: NECB_Default :ground_wall_cond: NECB_Default :image_name: btap_private_cli :infiltration_scale: NECB_Default :lights_scale: NECB_Default :lights_type: NECB_Default :nv_delta_temp_in_out: NECB_Default :nv_opening_fraction: NECB_Default :nv_temp_out_min: NECB_Default :nv_type: NECB_Default :oa_scale: NECB_Default :occupancy_loads_scale: NECB_Default :output_meters: [] :output_variables: [] :overhead_door_cond: NECB_Default :primary_heating_fuel: Electricity :pv_ground_azimuth_angle: NECB_Default :pv_ground_module_description: NECB_Default :pv_ground_tilt_angle: NECB_Default :pv_ground_total_area_pv_panels_m2: NECB_Default :pv_ground_type: NECB_Default :rotation_degrees: NECB_Default :run_annual_simulation: true :s3_bucket: '834599497928' :scale_x: NECB_Default :scale_y: NECB_Default :scale_z: NECB_Default :shw_eff: NECB_Default :skylight_cond: NECB_Default :skylight_solar_trans: NECB_Default :srr_set: NECB_Default :template: NECB2015 | reference | reference | a51513fb-1c96-4970-a518-e82724cfb309 | NECB2015 | PrimarySchool | Electricity | Electricity | CAN_NS_Halifax.Dockyard.713280_CWEC2016.epw | parametric |  | NECB_Default | NECB_Default | NECB_Default | NECB_Default | NECB_Default | NECB_Default | NECB_Default | NECB_Default | NECB_Default | NECB_Default | NECB_Default | NECB_Default | NECB_Default | NECB_Default | NECB_Default | NECB_Default | NECB_Default | NECB_Default | NECB_Default | NECB_Default | NECB_Default | NECB_Default | NECB_Default | NECB_Default | NECB_Default | NECB_Default | NECB_Default | NECB_Default | NECB_Default | NECB_Default | NECB_Default | NECB_Default | NECB_Default | NECB_Default | NECB_Default | NECB_Default | NECB_Default | NECB_Default | NECB_Default | NECB_Default | NECB_Default | NECB_Default | NECB_Default | NECB_Default | NECB_Default | aws_batch | 834599497928 | btap_private_cli |  | TRUE | TRUE |  |  | 138.1866 | 28.1219 | 129.9293 | 191.5765 | 6871 | 9383 | 40 | PrimarySchool |  |  | 5 | PrimarySchool | 1 |  | 1 | NECB2015 | 0.3414 | 27484 | 199.2059 | 10.0488 | 68.9799 | 9.0771 | 528.5498 | 241.2381 | HALIFAX | NOVA SCOTIA | 174.6856 | 0 | 0 | 174.6856 | 34.2591 | 0 | 0 | 34.2591 | 0 | 0.03023 | 0 | 0 | 0.86143 | 0.12277 | 0 | 0.46775 | 0.04265 | 0.1291 | 0 | 0.00030272 | 0.86143 | 0.068626 | 158.5209 | 0 | 40 | 0.757 | [5 empty] | 0.183 | 0.247 | 2.2 | 2.2 | 5 | Halifax Dockyard | CAN | 112 | 3647 | 44.655 | -63.577 | 6 | 4000 | NS | CAN_NS_Halifax.Dockyard.713280_CWEC2016.epw | 0.86143 | 28.1219 | 138.1866 | 7.8251 | 16.4852 | FALSE | FALSE | FALSE | FALSE | 7.6461 | 9.1481 | 0 | 1.2901 | 0.00071455 | 471.53 | 0 | 1805.4702 | 6.4358 | 0.0035646 | 2352.28 | 0 | 0.86143 | 78.17 | 66 | 9 | 9 |  | https://s3.console.aws.amazon.com/s3/buckets/834599497928?region=ca-central-1&prefix=phylroy.lopez/reference/reference/output/a51513fb-1c96-4970-a518-e82724cfb309/ | 1.0.002
232 |  | TRUE | 250 | 456 | 0 | 714.3832 |  |  |  | 0.1 | 2021-09-22 20:07:07 +0000 | 438c2ebff | 0.2.14 | :adv_dx_units: NECB_Default :airloop_economizer_type: NECB_Default :algorithm_type: parametric :analysis_id: reference :analysis_name: reference :boiler_eff: NECB_Default :btap_batch_version: 1.0.002 :building_type: PrimarySchool :chiller_type: NECB_Default :compute_environment: aws_batch :datapoint_id: 73205c0b-d6bc-4682-a5ef-094b0ae92d8a :daylighting_type: NECB_Default :dcv_type: NECB_Default :door_construction_cond: NECB_Default :ecm_system_name: NECB_Default :electrical_loads_scale: NECB_Default :enable_costing: true :epw_file: CAN_NS_Halifax.Dockyard.713280_CWEC2016.epw :erv_package: NECB_Default :ext_floor_cond: NECB_Default :ext_roof_cond: NECB_Default :ext_wall_cond: NECB_Default :fdwr_set: NECB_Default :fixed_wind_solar_trans: NECB_Default :fixed_window_cond: NECB_Default :furnace_eff: NECB_Default :glass_door_cond: NECB_Default :glass_door_solar_trans: NECB_Default :ground_floor_cond: NECB_Default :ground_roof_cond: NECB_Default :ground_wall_cond: NECB_Default :image_name: btap_private_cli :infiltration_scale: NECB_Default :lights_scale: NECB_Default :lights_type: NECB_Default :nv_delta_temp_in_out: NECB_Default :nv_opening_fraction: NECB_Default :nv_temp_out_min: NECB_Default :nv_type: NECB_Default :oa_scale: NECB_Default :occupancy_loads_scale: NECB_Default :output_meters: [] :output_variables: [] :overhead_door_cond: NECB_Default :primary_heating_fuel: Electricity :pv_ground_azimuth_angle: NECB_Default :pv_ground_module_description: NECB_Default :pv_ground_tilt_angle: NECB_Default :pv_ground_total_area_pv_panels_m2: NECB_Default :pv_ground_type: NECB_Default :rotation_degrees: NECB_Default :run_annual_simulation: true :s3_bucket: '834599497928' :scale_x: NECB_Default :scale_y: NECB_Default :scale_z: NECB_Default :shw_eff: NECB_Default :skylight_cond: NECB_Default :skylight_solar_trans: NECB_Default :srr_set: NECB_Default :template: NECB2011 | reference | reference | 73205c0b-d6bc-4682-a5ef-094b0ae92d8a | NECB2011 | PrimarySchool | Electricity | Electricity | CAN_NS_Halifax.Dockyard.713280_CWEC2016.epw | parametric |  | NECB_Default | NECB_Default | NECB_Default | NECB_Default | NECB_Default | NECB_Default | NECB_Default | NECB_Default | NECB_Default | NECB_Default | NECB_Default | NECB_Default | NECB_Default | NECB_Default | NECB_Default | NECB_Default | NECB_Default | NECB_Default | NECB_Default | NECB_Default | NECB_Default | NECB_Default | NECB_Default | NECB_Default | NECB_Default | NECB_Default | NECB_Default | NECB_Default | NECB_Default | NECB_Default | NECB_Default | NECB_Default | NECB_Default | NECB_Default | NECB_Default | NECB_Default | NECB_Default | NECB_Default | NECB_Default | NECB_Default | NECB_Default | NECB_Default | NECB_Default | NECB_Default | NECB_Default | aws_batch | 834599497928 | btap_private_cli |  | TRUE | TRUE |  |  | 137.0919 | 27.6056 | 129.0363 | 190.4122 | 6871 | 9383 | 40 | PrimarySchool |  |  | 5 | PrimarySchool | 1 |  | 1 | NECB2011 | 0.3414 | 27484 | 199.2059 | 9.9799 | 67.4596 | 9.0771 | 525.7619 | 240.0394 | HALIFAX | NOVA SCOTIA | 174.3642 | 0 | 0 | 174.3642 | 34.1961 | 0 | 0 | 34.1961 | 0 | 0.029512 | 0 | 0 | 0.85985 | 0.12196 | 0 | 0.46453 | 0.042586 | 0.13178 | 0 | 0.00031728 | 0.85985 | 0.069162 | 158.319 | 0 | 40 | 0.757 | [5 empty] | 0.183 | 0.247 | 2.2 | 2.2 | 5 | Halifax Dockyard | CAN | 112 | 3647 | 44.655 | -63.577 | 6 | 4000 | NS | CAN_NS_Halifax.Dockyard.713280_CWEC2016.epw | 0.85985 | 27.6056 | 137.0919 | 7.8251 | 16.4852 | FALSE | FALSE | FALSE | FALSE | 7.6456 | 9.1472 | 0 | 1.3002 | 0.00072011 | 475.21 | 0 | 1805.5007 | 6.4868 | 0.0035928 | 2370.94 | 0 | 0.85985 | 70.5 | 57.67 | 9.17 | 9.17 |  | https://s3.console.aws.amazon.com/s3/buckets/834599497928?region=ca-central-1&prefix=phylroy.lopez/reference/reference/output/73205c0b-d6bc-4682-a5ef-094b0ae92d8a/ | 1.0.002
233 |  | TRUE | 238 | 456 | 0 | 715.0359 |  |  |  | 0.1 | 2021-09-22 20:06:45 +0000 | 438c2ebff | 0.2.14 | :adv_dx_units: NECB_Default :airloop_economizer_type: NECB_Default :algorithm_type: parametric :analysis_id: reference :analysis_name: reference :boiler_eff: NECB_Default :btap_batch_version: 1.0.002 :building_type: PrimarySchool :chiller_type: NECB_Default :compute_environment: aws_batch :datapoint_id: 41136451-f331-45cc-aa0a-d6ab552dddbc :daylighting_type: NECB_Default :dcv_type: NECB_Default :door_construction_cond: NECB_Default :ecm_system_name: NECB_Default :electrical_loads_scale: NECB_Default :enable_costing: true :epw_file: CAN_BC_Vancouver.Intl.AP.718920_CWEC2016.epw :erv_package: NECB_Default :ext_floor_cond: NECB_Default :ext_roof_cond: NECB_Default :ext_wall_cond: NECB_Default :fdwr_set: NECB_Default :fixed_wind_solar_trans: NECB_Default :fixed_window_cond: NECB_Default :furnace_eff: NECB_Default :glass_door_cond: NECB_Default :glass_door_solar_trans: NECB_Default :ground_floor_cond: NECB_Default :ground_roof_cond: NECB_Default :ground_wall_cond: NECB_Default :image_name: btap_private_cli :infiltration_scale: NECB_Default :lights_scale: NECB_Default :lights_type: NECB_Default :nv_delta_temp_in_out: NECB_Default :nv_opening_fraction: NECB_Default :nv_temp_out_min: NECB_Default :nv_type: NECB_Default :oa_scale: NECB_Default :occupancy_loads_scale: NECB_Default :output_meters: [] :output_variables: [] :overhead_door_cond: NECB_Default :primary_heating_fuel: Electricity :pv_ground_azimuth_angle: NECB_Default :pv_ground_module_description: NECB_Default :pv_ground_tilt_angle: NECB_Default :pv_ground_total_area_pv_panels_m2: NECB_Default :pv_ground_type: NECB_Default :rotation_degrees: NECB_Default :run_annual_simulation: true :s3_bucket: '834599497928' :scale_x: NECB_Default :scale_y: NECB_Default :scale_z: NECB_Default :shw_eff: NECB_Default :skylight_cond: NECB_Default :skylight_solar_trans: NECB_Default :srr_set: NECB_Default :template: NECB2011 | reference | reference | 41136451-f331-45cc-aa0a-d6ab552dddbc | NECB2011 | PrimarySchool | Electricity | Electricity | CAN_BC_Vancouver.Intl.AP.718920_CWEC2016.epw | parametric |  | NECB_Default | NECB_Default | NECB_Default | NECB_Default | NECB_Default | NECB_Default | NECB_Default | NECB_Default | NECB_Default | NECB_Default | NECB_Default | NECB_Default | NECB_Default | NECB_Default | NECB_Default | NECB_Default | NECB_Default | NECB_Default | NECB_Default | NECB_Default | NECB_Default | NECB_Default | NECB_Default | NECB_Default | NECB_Default | NECB_Default | NECB_Default | NECB_Default | NECB_Default | NECB_Default | NECB_Default | NECB_Default | NECB_Default | NECB_Default | NECB_Default | NECB_Default | NECB_Default | NECB_Default | NECB_Default | NECB_Default | NECB_Default | NECB_Default | NECB_Default | NECB_Default | NECB_Default | aws_batch | 834599497928 | btap_private_cli |  | TRUE | TRUE |  |  | 90.003 | 25.4133 | 96.4145 | 157.2927 | 6871 | 9383 | 40 | PrimarySchool |  |  | 5 | PrimarySchool | 1 |  | 1 | NECB2011 | 0.3414 | 27484 | 204.8617 | 8.766 | 61.9218 | 9.0604 | 521.6122 | 237.0023 | VANCOUVER | BRITISH COLUMBIA | 2.0989 | 0 | 0 | 2.0989 | 20.9594 | 0 | 0 | 20.9594 | 0 | 0.025947 | 0 | 0 | 0.74062 | 0.12685 | 0 | 0.34709 | 0.042586 | 0.13178 | 0 | 0.00031728 | 0.74062 | 0.066044 | 111.0899 | 0 | 40 | 0.757 | [5 empty] | 0.227 | 0.315 | 2.4 | 2.4 | 5 | Vancouver Intl AP | CAN | 42 | 2797 | 49.195 | -123.184 | 4 | 2800 | BC | CAN_BC_Vancouver.Intl.AP.718920_CWEC2016.epw | 0.74061 | 25.4133 | 90.003 | 6.4879 | 18.113 | FALSE | FALSE | FALSE | FALSE | 9.6045 | 9.7597 | 0 | 1.2416 | 0.00068765 | 453.79 | 0 | 1805.5007 | 6.4868 | 0.0035928 | 2370.94 | 0 | 0.74062 | 58.67 | 49.5 | 14.83 | 14.67 |  | https://s3.console.aws.amazon.com/s3/buckets/834599497928?region=ca-central-1&prefix=phylroy.lopez/reference/reference/output/41136451-f331-45cc-aa0a-d6ab552dddbc/ | 1.0.002
234 |  | TRUE | 248 | 456 | 0 | 714.6987 |  |  |  | 0.1 | 2021-09-22 20:06:48 +0000 | 438c2ebff | 0.2.14 | :adv_dx_units: NECB_Default :airloop_economizer_type: NECB_Default :algorithm_type: parametric :analysis_id: reference :analysis_name: reference :boiler_eff: NECB_Default :btap_batch_version: 1.0.002 :building_type: PrimarySchool :chiller_type: NECB_Default :compute_environment: aws_batch :datapoint_id: 62a7c31b-c631-4d36-93ef-55493eeb84d1 :daylighting_type: NECB_Default :dcv_type: NECB_Default :door_construction_cond: NECB_Default :ecm_system_name: NECB_Default :electrical_loads_scale: NECB_Default :enable_costing: true :epw_file: CAN_YT_Whitehorse.Intl.AP.719640_CWEC2016.epw :erv_package: NECB_Default :ext_floor_cond: NECB_Default :ext_roof_cond: NECB_Default :ext_wall_cond: NECB_Default :fdwr_set: NECB_Default :fixed_wind_solar_trans: NECB_Default :fixed_window_cond: NECB_Default :furnace_eff: NECB_Default :glass_door_cond: NECB_Default :glass_door_solar_trans: NECB_Default :ground_floor_cond: NECB_Default :ground_roof_cond: NECB_Default :ground_wall_cond: NECB_Default :image_name: btap_private_cli :infiltration_scale: NECB_Default :lights_scale: NECB_Default :lights_type: NECB_Default :nv_delta_temp_in_out: NECB_Default :nv_opening_fraction: NECB_Default :nv_temp_out_min: NECB_Default :nv_type: NECB_Default :oa_scale: NECB_Default :occupancy_loads_scale: NECB_Default :output_meters: [] :output_variables: [] :overhead_door_cond: NECB_Default :primary_heating_fuel: Electricity :pv_ground_azimuth_angle: NECB_Default :pv_ground_module_description: NECB_Default :pv_ground_tilt_angle: NECB_Default :pv_ground_total_area_pv_panels_m2: NECB_Default :pv_ground_type: NECB_Default :rotation_degrees: NECB_Default :run_annual_simulation: true :s3_bucket: '834599497928' :scale_x: NECB_Default :scale_y: NECB_Default :scale_z: NECB_Default :shw_eff: NECB_Default :skylight_cond: NECB_Default :skylight_solar_trans: NECB_Default :srr_set: NECB_Default :template: NECB2011 | reference | reference | 62a7c31b-c631-4d36-93ef-55493eeb84d1 | NECB2011 | PrimarySchool | Electricity | Electricity | CAN_YT_Whitehorse.Intl.AP.719640_CWEC2016.epw | parametric |  | NECB_Default | NECB_Default | NECB_Default | NECB_Default | NECB_Default | NECB_Default | NECB_Default | NECB_Default | NECB_Default | NECB_Default | NECB_Default | NECB_Default | NECB_Default | NECB_Default | NECB_Default | NECB_Default | NECB_Default | NECB_Default | NECB_Default | NECB_Default | NECB_Default | NECB_Default | NECB_Default | NECB_Default | NECB_Default | NECB_Default | NECB_Default | NECB_Default | NECB_Default | NECB_Default | NECB_Default | NECB_Default | NECB_Default | NECB_Default | NECB_Default | NECB_Default | NECB_Default | NECB_Default | NECB_Default | NECB_Default | NECB_Default | NECB_Default | NECB_Default | NECB_Default | NECB_Default | aws_batch | 834599497928 | btap_private_cli |  | TRUE | TRUE |  |  | 198.8278 | 21.093 | 219.0733 | 274.2468 | 6871 | 9383 | 22.8 | PrimarySchool |  |  | 5 | PrimarySchool | 1 |  | 1 | NECB2011 | 0.3414 | 27484 | 165.1571 | 9.5845 | 61.8068 | 8.9203 | 467.7432 | 222.2745 | WHITEHORSE | YUKON | 18.0679 | 0 | 0 | 18.0679 | 41.378 | 0 | 0 | 41.378 | 0 | 0.007862 | 0 | 0 | 1.1617 | 0.11006 | 0 | 0.78866 | 0.042586 | 0.13178 | 0 | 0.00031728 | 1.1617 | 0.080389 | 219.5695 | 0 | 22.8 | 0.757 | [5 empty] | 0.162 | 0.21 | 2.2 | 2.2 | 5 | Whitehorse Intl AP | CAN | 5 | 6491 | 60.709 | -135.069 | 7b | 6580 | YT | CAN_YT_Whitehorse.Intl.AP.719640_CWEC2016.epw | 1.1617 | 21.093 | 198.8278 | 8.45 | 12.8762 | TRUE | FALSE | FALSE | FALSE | 7.1172 | 20.7215 | 0 | 1.5112 | 0.00083701 | 552.35 | 0 | 1805.5007 | 6.4868 | 0.0035928 | 2370.94 | 0 | 1.1617 | 26.67 | 19.5 | 8.83 | 8.83 |  | https://s3.console.aws.amazon.com/s3/buckets/834599497928?region=ca-central-1&prefix=phylroy.lopez/reference/reference/output/62a7c31b-c631-4d36-93ef-55493eeb84d1/ | 1.0.002
235 |  | TRUE | 244 | 456 | 0 | 715.4158 |  |  |  | 0.1 | 2021-09-22 20:07:10 +0000 | 438c2ebff | 0.2.14 | :adv_dx_units: NECB_Default :airloop_economizer_type: NECB_Default :algorithm_type: parametric :analysis_id: reference :analysis_name: reference :boiler_eff: NECB_Default :btap_batch_version: 1.0.002 :building_type: PrimarySchool :chiller_type: NECB_Default :compute_environment: aws_batch :datapoint_id: d878591e-287f-4c7d-b65f-08ee41e7df5e :daylighting_type: NECB_Default :dcv_type: NECB_Default :door_construction_cond: NECB_Default :ecm_system_name: NECB_Default :electrical_loads_scale: NECB_Default :enable_costing: true :epw_file: CAN_QC_Montreal-Trudeau.Intl.AP.716270_CWEC2016.epw :erv_package: NECB_Default :ext_floor_cond: NECB_Default :ext_roof_cond: NECB_Default :ext_wall_cond: NECB_Default :fdwr_set: NECB_Default :fixed_wind_solar_trans: NECB_Default :fixed_window_cond: NECB_Default :furnace_eff: NECB_Default :glass_door_cond: NECB_Default :glass_door_solar_trans: NECB_Default :ground_floor_cond: NECB_Default :ground_roof_cond: NECB_Default :ground_wall_cond: NECB_Default :image_name: btap_private_cli :infiltration_scale: NECB_Default :lights_scale: NECB_Default :lights_type: NECB_Default :nv_delta_temp_in_out: NECB_Default :nv_opening_fraction: NECB_Default :nv_temp_out_min: NECB_Default :nv_type: NECB_Default :oa_scale: NECB_Default :occupancy_loads_scale: NECB_Default :output_meters: [] :output_variables: [] :overhead_door_cond: NECB_Default :primary_heating_fuel: NaturalGas :pv_ground_azimuth_angle: NECB_Default :pv_ground_module_description: NECB_Default :pv_ground_tilt_angle: NECB_Default :pv_ground_total_area_pv_panels_m2: NECB_Default :pv_ground_type: NECB_Default :rotation_degrees: NECB_Default :run_annual_simulation: true :s3_bucket: '834599497928' :scale_x: NECB_Default :scale_y: NECB_Default :scale_z: NECB_Default :shw_eff: NECB_Default :skylight_cond: NECB_Default :skylight_solar_trans: NECB_Default :srr_set: NECB_Default :template: NECB2011 | reference | reference | d878591e-287f-4c7d-b65f-08ee41e7df5e | NECB2011 | PrimarySchool | NaturalGas | Natural Gas | CAN_QC_Montreal-Trudeau.Intl.AP.716270_CWEC2016.epw | parametric |  | NECB_Default | NECB_Default | NECB_Default | NECB_Default | NECB_Default | NECB_Default | NECB_Default | NECB_Default | NECB_Default | NECB_Default | NECB_Default | NECB_Default | NECB_Default | NECB_Default | NECB_Default | NECB_Default | NECB_Default | NECB_Default | NECB_Default | NECB_Default | NECB_Default | NECB_Default | NECB_Default | NECB_Default | NECB_Default | NECB_Default | NECB_Default | NECB_Default | NECB_Default | NECB_Default | NECB_Default | NECB_Default | NECB_Default | NECB_Default | NECB_Default | NECB_Default | NECB_Default | NECB_Default | NECB_Default | NECB_Default | NECB_Default | NECB_Default | NECB_Default | NECB_Default | NECB_Default | aws_batch | 834599497928 | btap_private_cli |  | TRUE | TRUE |  |  | 227.267 | 39.8725 | 153.6603 | 280.9918 | 6871 | 9383 | 37.3 | PrimarySchool |  |  | 5 | PrimarySchool | 1 |  | 1 | NECB2011 | 0.3414 | 27484 | 212.5298 | 29.5197 | 63.5105 | 3.7928 | 520.3089 | 210.956 | MONTREAL | QUEBEC | 0.14102 | 40.6588 | 0 | 40.7998 | 8.9813 | 10.6503 | 0 | 19.6316 | 0 | 0.062176 | 0 | 0 | 0.36288 | 0.12369 | 0 | 0.73348 | 0.042586 | 0.13178 | 0.82305 | 0.0026546 | 1.1859 | 0.089565 | 61.3752 | 232.6409 | 37.3 | 0.757 | [5 empty] | 0.183 | 0.247 | 2.2 | 2.2 | 5 | Montreal-Trudeau Intl AP | CAN | 323 | 4090 | 45.471 | -73.741 | 6 | 4400 | QC | CAN_QC_Montreal-Trudeau.Intl.AP.716270_CWEC2016.epw | 1.1859 | 39.8725 | 227.267 | 8.823 | 17.6559 | FALSE | FALSE | FALSE | FALSE | 13.1043 | 16.065 | 0 | 0 | 0 | 0 | 615.4 | 1805.5007 | 6.4868 | 0.0035928 | 2370.94 | 0 | 1.1859 | 174.5 | 152 | 20 | 20 |  | https://s3.console.aws.amazon.com/s3/buckets/834599497928?region=ca-central-1&prefix=phylroy.lopez/reference/reference/output/d878591e-287f-4c7d-b65f-08ee41e7df5e/ | 1.0.002
236 |  | TRUE | 244 | 456 | 0 | 715.5286 |  |  |  | 0.1 | 2021-09-22 20:06:54 +0000 | 438c2ebff | 0.2.14 | :adv_dx_units: NECB_Default :airloop_economizer_type: NECB_Default :algorithm_type: parametric :analysis_id: reference :analysis_name: reference :boiler_eff: NECB_Default :btap_batch_version: 1.0.002 :building_type: PrimarySchool :chiller_type: NECB_Default :compute_environment: aws_batch :datapoint_id: 05a57573-5bf2-4779-a23b-c1eeb2d7ccf7 :daylighting_type: NECB_Default :dcv_type: NECB_Default :door_construction_cond: NECB_Default :ecm_system_name: NECB_Default :electrical_loads_scale: NECB_Default :enable_costing: true :epw_file: CAN_YT_Whitehorse.Intl.AP.719640_CWEC2016.epw :erv_package: NECB_Default :ext_floor_cond: NECB_Default :ext_roof_cond: NECB_Default :ext_wall_cond: NECB_Default :fdwr_set: NECB_Default :fixed_wind_solar_trans: NECB_Default :fixed_window_cond: NECB_Default :furnace_eff: NECB_Default :glass_door_cond: NECB_Default :glass_door_solar_trans: NECB_Default :ground_floor_cond: NECB_Default :ground_roof_cond: NECB_Default :ground_wall_cond: NECB_Default :image_name: btap_private_cli :infiltration_scale: NECB_Default :lights_scale: NECB_Default :lights_type: NECB_Default :nv_delta_temp_in_out: NECB_Default :nv_opening_fraction: NECB_Default :nv_temp_out_min: NECB_Default :nv_type: NECB_Default :oa_scale: NECB_Default :occupancy_loads_scale: NECB_Default :output_meters: [] :output_variables: [] :overhead_door_cond: NECB_Default :primary_heating_fuel: NaturalGas :pv_ground_azimuth_angle: NECB_Default :pv_ground_module_description: NECB_Default :pv_ground_tilt_angle: NECB_Default :pv_ground_total_area_pv_panels_m2: NECB_Default :pv_ground_type: NECB_Default :rotation_degrees: NECB_Default :run_annual_simulation: true :s3_bucket: '834599497928' :scale_x: NECB_Default :scale_y: NECB_Default :scale_z: NECB_Default :shw_eff: NECB_Default :skylight_cond: NECB_Default :skylight_solar_trans: NECB_Default :srr_set: NECB_Default :template: NECB2011 | reference | reference | 05a57573-5bf2-4779-a23b-c1eeb2d7ccf7 | NECB2011 | PrimarySchool | NaturalGas | Natural Gas | CAN_YT_Whitehorse.Intl.AP.719640_CWEC2016.epw | parametric |  | NECB_Default | NECB_Default | NECB_Default | NECB_Default | NECB_Default | NECB_Default | NECB_Default | NECB_Default | NECB_Default | NECB_Default | NECB_Default | NECB_Default | NECB_Default | NECB_Default | NECB_Default | NECB_Default | NECB_Default | NECB_Default | NECB_Default | NECB_Default | NECB_Default | NECB_Default | NECB_Default | NECB_Default | NECB_Default | NECB_Default | NECB_Default | NECB_Default | NECB_Default | NECB_Default | NECB_Default | NECB_Default | NECB_Default | NECB_Default | NECB_Default | NECB_Default | NECB_Default | NECB_Default | NECB_Default | NECB_Default | NECB_Default | NECB_Default | NECB_Default | NECB_Default | NECB_Default | aws_batch | 834599497928 | btap_private_cli |  | TRUE | TRUE |  |  | 251.9174 | 21.3677 | 218.8198 | 354.8513 | 6871 | 9383 | 22.8 | PrimarySchool |  |  | 5 | PrimarySchool | 1 |  | 1 | NECB2011 | 0.3414 | 27484 | 165.1571 | 27.2013 | 61.8068 | 3.6449 | 439.5693 | 181.7593 | WHITEHORSE | YUKON | 4.6105 | 57.4931 | 0 | 62.1037 | 10.5587 | 10.4795 | 0 | 21.0382 | 0 | 0.0079494 | 0 | 0 | 0.29643 | 0.11104 | 0 | 1.0534 | 0.042586 | 0.13178 | 1.1554 | 0.0030709 | 1.4518 | 0.102 | 42.2749 | 256.4891 | 22.8 | 0.757 | [5 empty] | 0.162 | 0.21 | 2.2 | 2.2 | 5 | Whitehorse Intl AP | CAN | 5 | 6491 | 60.709 | -135.069 | 7b | 6580 | YT | CAN_YT_Whitehorse.Intl.AP.719640_CWEC2016.epw | 1.4518 | 21.3677 | 251.9174 | 8.45 | 12.8762 | TRUE | FALSE | FALSE | FALSE | 7.1172 | 20.7215 | 0 | 0 | 0 | 0 | 700.85 | 1805.5007 | 6.4868 | 0.0035928 | 2370.94 | 0 | 1.4518 | 26.17 | 19 | 33 | 33 |  | https://s3.console.aws.amazon.com/s3/buckets/834599497928?region=ca-central-1&prefix=phylroy.lopez/reference/reference/output/05a57573-5bf2-4779-a23b-c1eeb2d7ccf7/ | 1.0.002
237 |  | TRUE | 254 | 456 | 0 | 715.497 |  |  |  | 0.1 | 2021-09-22 20:06:50 +0000 | 438c2ebff | 0.2.14 | :adv_dx_units: NECB_Default :airloop_economizer_type: NECB_Default :algorithm_type: parametric :analysis_id: reference :analysis_name: reference :boiler_eff: NECB_Default :btap_batch_version: 1.0.002 :building_type: PrimarySchool :chiller_type: NECB_Default :compute_environment: aws_batch :datapoint_id: 06640bf0-7397-47e4-bf88-9f42a62d0a0c :daylighting_type: NECB_Default :dcv_type: NECB_Default :door_construction_cond: NECB_Default :ecm_system_name: NECB_Default :electrical_loads_scale: NECB_Default :enable_costing: true :epw_file: CAN_YT_Whitehorse.Intl.AP.719640_CWEC2016.epw :erv_package: NECB_Default :ext_floor_cond: NECB_Default :ext_roof_cond: NECB_Default :ext_wall_cond: NECB_Default :fdwr_set: NECB_Default :fixed_wind_solar_trans: NECB_Default :fixed_window_cond: NECB_Default :furnace_eff: NECB_Default :glass_door_cond: NECB_Default :glass_door_solar_trans: NECB_Default :ground_floor_cond: NECB_Default :ground_roof_cond: NECB_Default :ground_wall_cond: NECB_Default :image_name: btap_private_cli :infiltration_scale: NECB_Default :lights_scale: NECB_Default :lights_type: NECB_Default :nv_delta_temp_in_out: NECB_Default :nv_opening_fraction: NECB_Default :nv_temp_out_min: NECB_Default :nv_type: NECB_Default :oa_scale: NECB_Default :occupancy_loads_scale: NECB_Default :output_meters: [] :output_variables: [] :overhead_door_cond: NECB_Default :primary_heating_fuel: Electricity :pv_ground_azimuth_angle: NECB_Default :pv_ground_module_description: NECB_Default :pv_ground_tilt_angle: NECB_Default :pv_ground_total_area_pv_panels_m2: NECB_Default :pv_ground_type: NECB_Default :rotation_degrees: NECB_Default :run_annual_simulation: true :s3_bucket: '834599497928' :scale_x: NECB_Default :scale_y: NECB_Default :scale_z: NECB_Default :shw_eff: NECB_Default :skylight_cond: NECB_Default :skylight_solar_trans: NECB_Default :srr_set: NECB_Default :template: NECB2015 | reference | reference | 06640bf0-7397-47e4-bf88-9f42a62d0a0c | NECB2015 | PrimarySchool | Electricity | Electricity | CAN_YT_Whitehorse.Intl.AP.719640_CWEC2016.epw | parametric |  | NECB_Default | NECB_Default | NECB_Default | NECB_Default | NECB_Default | NECB_Default | NECB_Default | NECB_Default | NECB_Default | NECB_Default | NECB_Default | NECB_Default | NECB_Default | NECB_Default | NECB_Default | NECB_Default | NECB_Default | NECB_Default | NECB_Default | NECB_Default | NECB_Default | NECB_Default | NECB_Default | NECB_Default | NECB_Default | NECB_Default | NECB_Default | NECB_Default | NECB_Default | NECB_Default | NECB_Default | NECB_Default | NECB_Default | NECB_Default | NECB_Default | NECB_Default | NECB_Default | NECB_Default | NECB_Default | NECB_Default | NECB_Default | NECB_Default | NECB_Default | NECB_Default | NECB_Default | aws_batch | 834599497928 | btap_private_cli |  | TRUE | TRUE |  |  | 199.7589 | 21.5189 | 220.5247 | 275.8947 | 6871 | 9383 | 22.8 | PrimarySchool |  |  | 5 | PrimarySchool | 1 |  | 1 | NECB2015 | 0.3414 | 27484 | 165.1571 | 9.6464 | 63.2389 | 8.9203 | 470.9077 | 223.9449 | WHITEHORSE | YUKON | 18.1196 | 0 | 0 | 18.1196 | 41.4964 | 0 | 0 | 41.4964 | 0 | 0.0080803 | 0 | 0 | 1.165 | 0.11118 | 0 | 0.79389 | 0.04265 | 0.1291 | 0 | 0.00030272 | 1.165 | 0.07977 | 219.1454 | 0 | 22.8 | 0.757 | [5 empty] | 0.162 | 0.21 | 2.2 | 2.2 | 5 | Whitehorse Intl AP | CAN | 5 | 6491 | 60.709 | -135.069 | 7b | 6580 | YT | CAN_YT_Whitehorse.Intl.AP.719640_CWEC2016.epw | 1.165 | 21.5189 | 199.7589 | 8.45 | 12.8762 | TRUE | FALSE | FALSE | FALSE | 7.1176 | 20.7223 | 0 | 1.4996 | 0.00083058 | 548.1 | 0 | 1805.4702 | 6.4358 | 0.0035646 | 2352.28 | 0 | 1.165 | 23 | 16.83 | 9 | 9 |  | https://s3.console.aws.amazon.com/s3/buckets/834599497928?region=ca-central-1&prefix=phylroy.lopez/reference/reference/output/06640bf0-7397-47e4-bf88-9f42a62d0a0c/ | 1.0.002
238 |  | TRUE | 256 | 456 | 0 | 715.7435 |  |  |  | 0.1 | 2021-09-22 20:07:07 +0000 | 438c2ebff | 0.2.14 | :adv_dx_units: NECB_Default :airloop_economizer_type: NECB_Default :algorithm_type: parametric :analysis_id: reference :analysis_name: reference :boiler_eff: NECB_Default :btap_batch_version: 1.0.002 :building_type: PrimarySchool :chiller_type: NECB_Default :compute_environment: aws_batch :datapoint_id: 3a7915f6-d5c5-4dd5-a199-a0598a9a60fc :daylighting_type: NECB_Default :dcv_type: NECB_Default :door_construction_cond: NECB_Default :ecm_system_name: NECB_Default :electrical_loads_scale: NECB_Default :enable_costing: true :epw_file: CAN_ON_Toronto.Pearson.Intl.AP.716240_CWEC2016.epw :erv_package: NECB_Default :ext_floor_cond: NECB_Default :ext_roof_cond: NECB_Default :ext_wall_cond: NECB_Default :fdwr_set: NECB_Default :fixed_wind_solar_trans: NECB_Default :fixed_window_cond: NECB_Default :furnace_eff: NECB_Default :glass_door_cond: NECB_Default :glass_door_solar_trans: NECB_Default :ground_floor_cond: NECB_Default :ground_roof_cond: NECB_Default :ground_wall_cond: NECB_Default :image_name: btap_private_cli :infiltration_scale: NECB_Default :lights_scale: NECB_Default :lights_type: NECB_Default :nv_delta_temp_in_out: NECB_Default :nv_opening_fraction: NECB_Default :nv_temp_out_min: NECB_Default :nv_type: NECB_Default :oa_scale: NECB_Default :occupancy_loads_scale: NECB_Default :output_meters: [] :output_variables: [] :overhead_door_cond: NECB_Default :primary_heating_fuel: Electricity :pv_ground_azimuth_angle: NECB_Default :pv_ground_module_description: NECB_Default :pv_ground_tilt_angle: NECB_Default :pv_ground_total_area_pv_panels_m2: NECB_Default :pv_ground_type: NECB_Default :rotation_degrees: NECB_Default :run_annual_simulation: true :s3_bucket: '834599497928' :scale_x: NECB_Default :scale_y: NECB_Default :scale_z: NECB_Default :shw_eff: NECB_Default :skylight_cond: NECB_Default :skylight_solar_trans: NECB_Default :srr_set: NECB_Default :template: NECB2015 | reference | reference | 3a7915f6-d5c5-4dd5-a199-a0598a9a60fc | NECB2015 | PrimarySchool | Electricity | Electricity | CAN_ON_Toronto.Pearson.Intl.AP.716240_CWEC2016.epw | parametric |  | NECB_Default | NECB_Default | NECB_Default | NECB_Default | NECB_Default | NECB_Default | NECB_Default | NECB_Default | NECB_Default | NECB_Default | NECB_Default | NECB_Default | NECB_Default | NECB_Default | NECB_Default | NECB_Default | NECB_Default | NECB_Default | NECB_Default | NECB_Default | NECB_Default | NECB_Default | NECB_Default | NECB_Default | NECB_Default | NECB_Default | NECB_Default | NECB_Default | NECB_Default | NECB_Default | NECB_Default | NECB_Default | NECB_Default | NECB_Default | NECB_Default | NECB_Default | NECB_Default | NECB_Default | NECB_Default | NECB_Default | NECB_Default | NECB_Default | NECB_Default | NECB_Default | NECB_Default | aws_batch | 834599497928 | btap_private_cli |  | TRUE | TRUE |  |  | 165.9098 | 42.8332 | 130.575 | 204.9204 | 6871 | 9383 | 40 | PrimarySchool |  |  | 5 | PrimarySchool | 1 |  | 1 | NECB2015 | 0.3414 | 27484 | 234.8459 | 12.0242 | 71.3348 | 9.162 | 600.1696 | 272.8027 | TORONTO | ONTARIO | 5.0514 | 0 | 0 | 5.0514 | 40.4713 | 0 | 0 | 40.4713 | 0 | 0.07054 | 0 | 0 | 0.90947 | 0.12933 | 0 | 0.47007 | 0.04265 | 0.1291 | 0 | 0.00030272 | 0.90947 | 0.067475 | 186.4777 | 0 | 40 | 0.757 | [5 empty] | 0.183 | 0.278 | 2.2 | 2.2 | 5 | Toronto Pearson Intl AP | CAN | 382 | 3615 | 43.677 | -79.631 | 5 | 3890 | ON | CAN_ON_Toronto.Pearson.Intl.AP.716240_CWEC2016.epw | 0.90947 | 42.8332 | 165.9098 | 9.8506 | 15.1486 | FALSE | FALSE | FALSE | FALSE | 13.5577 | 10.4334 | 0 | 1.2685 | 0.00070256 | 463.62 | 0 | 1805.4702 | 6.4358 | 0.0035646 | 2352.28 | 0 | 0.90947 | 168.17 | 153.67 | 3.17 | 3.17 |  | https://s3.console.aws.amazon.com/s3/buckets/834599497928?region=ca-central-1&prefix=phylroy.lopez/reference/reference/output/3a7915f6-d5c5-4dd5-a199-a0598a9a60fc/ | 1.0.002
239 |  | TRUE | 238 | 456 | 0 | 716.3037 |  |  |  | 0.1 | 2021-09-22 20:07:14 +0000 | 438c2ebff | 0.2.14 | :adv_dx_units: NECB_Default :airloop_economizer_type: NECB_Default :algorithm_type: parametric :analysis_id: reference :analysis_name: reference :boiler_eff: NECB_Default :btap_batch_version: 1.0.002 :building_type: PrimarySchool :chiller_type: NECB_Default :compute_environment: aws_batch :datapoint_id: 61d70334-5ec5-4736-b5c1-c570889a13ec :daylighting_type: NECB_Default :dcv_type: NECB_Default :door_construction_cond: NECB_Default :ecm_system_name: NECB_Default :electrical_loads_scale: NECB_Default :enable_costing: true :epw_file: CAN_BC_Vancouver.Intl.AP.718920_CWEC2016.epw :erv_package: NECB_Default :ext_floor_cond: NECB_Default :ext_roof_cond: NECB_Default :ext_wall_cond: NECB_Default :fdwr_set: NECB_Default :fixed_wind_solar_trans: NECB_Default :fixed_window_cond: NECB_Default :furnace_eff: NECB_Default :glass_door_cond: NECB_Default :glass_door_solar_trans: NECB_Default :ground_floor_cond: NECB_Default :ground_roof_cond: NECB_Default :ground_wall_cond: NECB_Default :image_name: btap_private_cli :infiltration_scale: NECB_Default :lights_scale: NECB_Default :lights_type: NECB_Default :nv_delta_temp_in_out: NECB_Default :nv_opening_fraction: NECB_Default :nv_temp_out_min: NECB_Default :nv_type: NECB_Default :oa_scale: NECB_Default :occupancy_loads_scale: NECB_Default :output_meters: [] :output_variables: [] :overhead_door_cond: NECB_Default :primary_heating_fuel: NaturalGas :pv_ground_azimuth_angle: NECB_Default :pv_ground_module_description: NECB_Default :pv_ground_tilt_angle: NECB_Default :pv_ground_total_area_pv_panels_m2: NECB_Default :pv_ground_type: NECB_Default :rotation_degrees: NECB_Default :run_annual_simulation: true :s3_bucket: '834599497928' :scale_x: NECB_Default :scale_y: NECB_Default :scale_z: NECB_Default :shw_eff: NECB_Default :skylight_cond: NECB_Default :skylight_solar_trans: NECB_Default :srr_set: NECB_Default :template: NECB2015 | reference | reference | 61d70334-5ec5-4736-b5c1-c570889a13ec | NECB2015 | PrimarySchool | NaturalGas | Natural Gas | CAN_BC_Vancouver.Intl.AP.718920_CWEC2016.epw | parametric |  | NECB_Default | NECB_Default | NECB_Default | NECB_Default | NECB_Default | NECB_Default | NECB_Default | NECB_Default | NECB_Default | NECB_Default | NECB_Default | NECB_Default | NECB_Default | NECB_Default | NECB_Default | NECB_Default | NECB_Default | NECB_Default | NECB_Default | NECB_Default | NECB_Default | NECB_Default | NECB_Default | NECB_Default | NECB_Default | NECB_Default | NECB_Default | NECB_Default | NECB_Default | NECB_Default | NECB_Default | NECB_Default | NECB_Default | NECB_Default | NECB_Default | NECB_Default | NECB_Default | NECB_Default | NECB_Default | NECB_Default | NECB_Default | NECB_Default | NECB_Default | NECB_Default | NECB_Default | aws_batch | 834599497928 | btap_private_cli |  | TRUE | TRUE |  |  | 122.4679 | 26.3783 | 97.1596 | 203.6377 | 6871 | 9383 | 40 | PrimarySchool |  |  | 5 | PrimarySchool | 1 |  | 1 | NECB2015 | 0.3414 | 27484 | 204.8617 | 24.9932 | 63.3242 | 3.8239 | 503.2155 | 206.2125 | VANCOUVER | BRITISH COLUMBIA | 0.93305 | 29.0192 | 0 | 29.9522 | 9.3174 | 6.5102 | 0 | 15.8276 | 0 | 0.027066 | 0 | 0 | 0.32924 | 0.12799 | 0 | 0.49171 | 0.04265 | 0.1291 | 0.57561 | 0.0024261 | 0.90485 | 0.0839 | 48.7466 | 127.1086 | 40 | 0.757 | [5 empty] | 0.227 | 0.315 | 2.4 | 2.4 | 5 | Vancouver Intl AP | CAN | 42 | 2797 | 49.195 | -123.184 | 4 | 2800 | BC | CAN_BC_Vancouver.Intl.AP.718920_CWEC2016.epw | 0.90485 | 26.3783 | 122.4679 | 6.4879 | 18.113 | FALSE | FALSE | FALSE | FALSE | 9.6048 | 9.7605 | 0 | 0 | 0 | 0 | 576.48 | 1805.4702 | 6.4358 | 0.0035646 | 2352.28 | 0 | 0.90485 | 64.5 | 56.67 | 57.83 | 57.83 |  | https://s3.console.aws.amazon.com/s3/buckets/834599497928?region=ca-central-1&prefix=phylroy.lopez/reference/reference/output/61d70334-5ec5-4736-b5c1-c570889a13ec/ | 1.0.002
240 |  | TRUE | 256 | 456 | 0 | 716.6289 |  |  |  | 0.1 | 2021-09-22 20:07:09 +0000 | 438c2ebff | 0.2.14 | :adv_dx_units: NECB_Default :airloop_economizer_type: NECB_Default :algorithm_type: parametric :analysis_id: reference :analysis_name: reference :boiler_eff: NECB_Default :btap_batch_version: 1.0.002 :building_type: PrimarySchool :chiller_type: NECB_Default :compute_environment: aws_batch :datapoint_id: e231cc6e-18ce-4cc6-befe-a6149f90e5fc :daylighting_type: NECB_Default :dcv_type: NECB_Default :door_construction_cond: NECB_Default :ecm_system_name: NECB_Default :electrical_loads_scale: NECB_Default :enable_costing: true :epw_file: CAN_BC_Vancouver.Intl.AP.718920_CWEC2016.epw :erv_package: NECB_Default :ext_floor_cond: NECB_Default :ext_roof_cond: NECB_Default :ext_wall_cond: NECB_Default :fdwr_set: NECB_Default :fixed_wind_solar_trans: NECB_Default :fixed_window_cond: NECB_Default :furnace_eff: NECB_Default :glass_door_cond: NECB_Default :glass_door_solar_trans: NECB_Default :ground_floor_cond: NECB_Default :ground_roof_cond: NECB_Default :ground_wall_cond: NECB_Default :image_name: btap_private_cli :infiltration_scale: NECB_Default :lights_scale: NECB_Default :lights_type: NECB_Default :nv_delta_temp_in_out: NECB_Default :nv_opening_fraction: NECB_Default :nv_temp_out_min: NECB_Default :nv_type: NECB_Default :oa_scale: NECB_Default :occupancy_loads_scale: NECB_Default :output_meters: [] :output_variables: [] :overhead_door_cond: NECB_Default :primary_heating_fuel: Electricity :pv_ground_azimuth_angle: NECB_Default :pv_ground_module_description: NECB_Default :pv_ground_tilt_angle: NECB_Default :pv_ground_total_area_pv_panels_m2: NECB_Default :pv_ground_type: NECB_Default :rotation_degrees: NECB_Default :run_annual_simulation: true :s3_bucket: '834599497928' :scale_x: NECB_Default :scale_y: NECB_Default :scale_z: NECB_Default :shw_eff: NECB_Default :skylight_cond: NECB_Default :skylight_solar_trans: NECB_Default :srr_set: NECB_Default :template: NECB2017 | reference | reference | e231cc6e-18ce-4cc6-befe-a6149f90e5fc | NECB2017 | PrimarySchool | Electricity | Electricity | CAN_BC_Vancouver.Intl.AP.718920_CWEC2016.epw | parametric |  | NECB_Default | NECB_Default | NECB_Default | NECB_Default | NECB_Default | NECB_Default | NECB_Default | NECB_Default | NECB_Default | NECB_Default | NECB_Default | NECB_Default | NECB_Default | NECB_Default | NECB_Default | NECB_Default | NECB_Default | NECB_Default | NECB_Default | NECB_Default | NECB_Default | NECB_Default | NECB_Default | NECB_Default | NECB_Default | NECB_Default | NECB_Default | NECB_Default | NECB_Default | NECB_Default | NECB_Default | NECB_Default | NECB_Default | NECB_Default | NECB_Default | NECB_Default | NECB_Default | NECB_Default | NECB_Default | NECB_Default | NECB_Default | NECB_Default | NECB_Default | NECB_Default | NECB_Default | aws_batch | 834599497928 | btap_private_cli |  | TRUE | TRUE |  |  | 55.2921 | 20.7503 | 57.0138 | 110.5257 | 6871 | 9383 | 40 | PrimarySchool |  |  | 2 | PrimarySchool | 1 |  | 1 | NECB2017 | 0.3414 | 27484 | 204.4317 | 8.0572 | 63.3242 | 9.0604 | 510.4322 | 225.5586 | VANCOUVER | BRITISH COLUMBIA | 1.5959 | 0 | 0 | 1.5959 | 15.9369 | 0 | 0 | 15.9369 | 0 | 0.020637 | 0 | 0 | 0.56314 | 0.10617 | 0.017913 | 0.20525 | 0.04265 | 0.10469 | 0 | 0.00030272 | 0.56314 | 0.065533 | 74.3149 | 0 | 40 | 0.757 | [5 empty] | 0.193 | 0.315 | 2.1 | 2.1 | 2 | Vancouver Intl AP | CAN | 42 | 2797 | 49.195 | -123.184 | 4 | 2800 | BC | CAN_BC_Vancouver.Intl.AP.718920_CWEC2016.epw | 0.56314 | 20.7503 | 55.2921 | 6.4879 | 18.113 | TRUE | FALSE | FALSE | FALSE | 9.6048 | 9.7605 | 0 | 1.232 | 0.00068235 | 450.28 | 0 | 1805.4702 | 6.4358 | 0.0035646 | 2352.28 | 0 | 0.56314 | 102.67 | 96.33 | 26.33 | 26.33 |  | https://s3.console.aws.amazon.com/s3/buckets/834599497928?region=ca-central-1&prefix=phylroy.lopez/reference/reference/output/e231cc6e-18ce-4cc6-befe-a6149f90e5fc/ | 1.0.002
241 |  | TRUE | 280 | 456 | 0 | 718.0529 |  |  |  | 0.1 | 2021-09-22 20:07:10 +0000 | 438c2ebff | 0.2.14 | :adv_dx_units: NECB_Default :airloop_economizer_type: NECB_Default :algorithm_type: parametric :analysis_id: reference :analysis_name: reference :boiler_eff: NECB_Default :btap_batch_version: 1.0.002 :building_type: PrimarySchool :chiller_type: NECB_Default :compute_environment: aws_batch :datapoint_id: 49e9f164-9d88-4083-a016-5dc7dc1fdb1d :daylighting_type: NECB_Default :dcv_type: NECB_Default :door_construction_cond: NECB_Default :ecm_system_name: NECB_Default :electrical_loads_scale: NECB_Default :enable_costing: true :epw_file: CAN_YT_Whitehorse.Intl.AP.719640_CWEC2016.epw :erv_package: NECB_Default :ext_floor_cond: NECB_Default :ext_roof_cond: NECB_Default :ext_wall_cond: NECB_Default :fdwr_set: NECB_Default :fixed_wind_solar_trans: NECB_Default :fixed_window_cond: NECB_Default :furnace_eff: NECB_Default :glass_door_cond: NECB_Default :glass_door_solar_trans: NECB_Default :ground_floor_cond: NECB_Default :ground_roof_cond: NECB_Default :ground_wall_cond: NECB_Default :image_name: btap_private_cli :infiltration_scale: NECB_Default :lights_scale: NECB_Default :lights_type: NECB_Default :nv_delta_temp_in_out: NECB_Default :nv_opening_fraction: NECB_Default :nv_temp_out_min: NECB_Default :nv_type: NECB_Default :oa_scale: NECB_Default :occupancy_loads_scale: NECB_Default :output_meters: [] :output_variables: [] :overhead_door_cond: NECB_Default :primary_heating_fuel: Electricity :pv_ground_azimuth_angle: NECB_Default :pv_ground_module_description: NECB_Default :pv_ground_tilt_angle: NECB_Default :pv_ground_total_area_pv_panels_m2: NECB_Default :pv_ground_type: NECB_Default :rotation_degrees: NECB_Default :run_annual_simulation: true :s3_bucket: '834599497928' :scale_x: NECB_Default :scale_y: NECB_Default :scale_z: NECB_Default :shw_eff: NECB_Default :skylight_cond: NECB_Default :skylight_solar_trans: NECB_Default :srr_set: NECB_Default :template: NECB2017 | reference | reference | 49e9f164-9d88-4083-a016-5dc7dc1fdb1d | NECB2017 | PrimarySchool | Electricity | Electricity | CAN_YT_Whitehorse.Intl.AP.719640_CWEC2016.epw | parametric |  | NECB_Default | NECB_Default | NECB_Default | NECB_Default | NECB_Default | NECB_Default | NECB_Default | NECB_Default | NECB_Default | NECB_Default | NECB_Default | NECB_Default | NECB_Default | NECB_Default | NECB_Default | NECB_Default | NECB_Default | NECB_Default | NECB_Default | NECB_Default | NECB_Default | NECB_Default | NECB_Default | NECB_Default | NECB_Default | NECB_Default | NECB_Default | NECB_Default | NECB_Default | NECB_Default | NECB_Default | NECB_Default | NECB_Default | NECB_Default | NECB_Default | NECB_Default | NECB_Default | NECB_Default | NECB_Default | NECB_Default | NECB_Default | NECB_Default | NECB_Default | NECB_Default | NECB_Default | aws_batch | 834599497928 | btap_private_cli |  | TRUE | TRUE |  |  | 196.6563 | 16.2533 | 119.7982 | 169.4893 | 6871 | 9383 | 22.8 | PrimarySchool |  |  | 2 | PrimarySchool | 1 |  | 1 | NECB2017 | 0.3414 | 27484 | 168.853 | 8.5527 | 63.2389 | 8.9203 | 470.5351 | 220.9702 | WHITEHORSE | YUKON | 12.1708 | 0 | 0 | 12.1708 | 27.8727 | 0 | 0 | 27.8727 | 0 | 0.0063324 | 0 | 0 | 0.7825 | 0.092483 | 0.025002 | 0.43127 | 0.04265 | 0.10469 | 0 | 0.00030272 | 0.7825 | 0.07977 | 215.9626 | 0 | 22.8 | 0.757 | [5 empty] | 0.138 | 0.21 | 1.9 | 1.9 | 2 | Whitehorse Intl AP | CAN | 5 | 6491 | 60.709 | -135.069 | 7b | 6580 | YT | CAN_YT_Whitehorse.Intl.AP.719640_CWEC2016.epw | 0.7825 | 16.2533 | 196.6563 | 8.45 | 12.8762 | TRUE | FALSE | FALSE | FALSE | 7.1176 | 20.7223 | 0 | 1.4996 | 0.00083058 | 548.1 | 0 | 1805.4702 | 6.4358 | 0.0035646 | 2352.28 | 0 | 0.7825 | 29.67 | 21.5 | 26.33 | 26.33 |  | https://s3.console.aws.amazon.com/s3/buckets/834599497928?region=ca-central-1&prefix=phylroy.lopez/reference/reference/output/49e9f164-9d88-4083-a016-5dc7dc1fdb1d/ | 1.0.002
242 |  | TRUE | 62 | 0 | 0 | 189.9123 |  |  |  | 0.1 | 2021-09-22 20:06:39 +0000 | 438c2ebff | 0.2.14 | :adv_dx_units: NECB_Default :airloop_economizer_type: NECB_Default :algorithm_type: parametric :analysis_id: reference :analysis_name: reference :boiler_eff: NECB_Default :btap_batch_version: 1.0.002 :building_type: Warehouse :chiller_type: NECB_Default :compute_environment: aws_batch :datapoint_id: 732b741e-0a97-4324-9f20-1d1f5dd65b54 :daylighting_type: NECB_Default :dcv_type: NECB_Default :door_construction_cond: NECB_Default :ecm_system_name: NECB_Default :electrical_loads_scale: NECB_Default :enable_costing: true :epw_file: CAN_ON_Toronto.Pearson.Intl.AP.716240_CWEC2016.epw :erv_package: NECB_Default :ext_floor_cond: NECB_Default :ext_roof_cond: NECB_Default :ext_wall_cond: NECB_Default :fdwr_set: NECB_Default :fixed_wind_solar_trans: NECB_Default :fixed_window_cond: NECB_Default :furnace_eff: NECB_Default :glass_door_cond: NECB_Default :glass_door_solar_trans: NECB_Default :ground_floor_cond: NECB_Default :ground_roof_cond: NECB_Default :ground_wall_cond: NECB_Default :image_name: btap_private_cli :infiltration_scale: NECB_Default :lights_scale: NECB_Default :lights_type: NECB_Default :nv_delta_temp_in_out: NECB_Default :nv_opening_fraction: NECB_Default :nv_temp_out_min: NECB_Default :nv_type: NECB_Default :oa_scale: NECB_Default :occupancy_loads_scale: NECB_Default :output_meters: [] :output_variables: [] :overhead_door_cond: NECB_Default :primary_heating_fuel: Electricity :pv_ground_azimuth_angle: NECB_Default :pv_ground_module_description: NECB_Default :pv_ground_tilt_angle: NECB_Default :pv_ground_total_area_pv_panels_m2: NECB_Default :pv_ground_type: NECB_Default :rotation_degrees: NECB_Default :run_annual_simulation: true :s3_bucket: '834599497928' :scale_x: NECB_Default :scale_y: NECB_Default :scale_z: NECB_Default :shw_eff: NECB_Default :skylight_cond: NECB_Default :skylight_solar_trans: NECB_Default :srr_set: NECB_Default :template: BTAPPRE1980 | reference | reference | 732b741e-0a97-4324-9f20-1d1f5dd65b54 | BTAPPRE1980 | Warehouse | Electricity | Electricity | CAN_ON_Toronto.Pearson.Intl.AP.716240_CWEC2016.epw | parametric |  | NECB_Default | NECB_Default | NECB_Default | NECB_Default | NECB_Default | NECB_Default | NECB_Default | NECB_Default | NECB_Default | NECB_Default | NECB_Default | NECB_Default | NECB_Default | NECB_Default | NECB_Default | NECB_Default | NECB_Default | NECB_Default | NECB_Default | NECB_Default | NECB_Default | NECB_Default | NECB_Default | NECB_Default | NECB_Default | NECB_Default | NECB_Default | NECB_Default | NECB_Default | NECB_Default | NECB_Default | NECB_Default | NECB_Default | NECB_Default | NECB_Default | NECB_Default | NECB_Default | NECB_Default | NECB_Default | NECB_Default | NECB_Default | NECB_Default | NECB_Default | NECB_Default | NECB_Default | aws_batch | 834599497928 | btap_private_cli |  | TRUE | TRUE |  |  | 139.8823 | 3.5574 | 173.6199 | 182.0622 | 4835.13 | 7095.2421 | 3.4 | Warehouse |  |  | 1.5 | Warehouse | 1 |  | 1 | BTAPPRE1980 | 0.18734 | 37873.9042 | 0.16728 | 25.6082 | 68.0165 | 2.8453 | 130.1876 | 33.5502 | TORONTO | ONTARIO | 4.1935 | 0 | 0 | 4.1935 | 33.5978 | 0 | 0 | 33.5978 | 0 | 0.0081156 | 0 | 0 | 0.75501 | 0.012206 | 0 | 0.62503 | 0.017571 | 0.082012 | 0 | 2.0682e-06 | 0.75501 | 0.010068 | 142.2216 | 0 | 3.4 | 0.678 |  |  | 3.35 |  |  | 0.296 | 0.9 | 3.35 | 3.35 | 1.5 | Toronto Pearson Intl AP | CAN | 382 | 3615 | 43.677 | -79.631 | 5 | 3890 | ON | CAN_ON_Toronto.Pearson.Intl.AP.716240_CWEC2016.epw | 0.75501 | 3.5574 | 139.8823 | 9.2168 | 14.9507 | TRUE | TRUE | FALSE | FALSE | 8.9909 | 4.6331 | 0 | 0.13319 | 0.0018541 | 48.68 | 0 | 71.8324 | 0.65218 | 0.0090791 | 238.37 | 0 | 0.75501 | 858.17 | 851.17 | 7.5 | 1.5 |  | https://s3.console.aws.amazon.com/s3/buckets/834599497928?region=ca-central-1&prefix=phylroy.lopez/reference/reference/output/732b741e-0a97-4324-9f20-1d1f5dd65b54/ | 1.0.002
243 |  | TRUE | 61 | 0 | 0 | 188.9257 |  |  |  | 0.1 | 2021-09-22 20:06:44 +0000 | 438c2ebff | 0.2.14 | :adv_dx_units: NECB_Default :airloop_economizer_type: NECB_Default :algorithm_type: parametric :analysis_id: reference :analysis_name: reference :boiler_eff: NECB_Default :btap_batch_version: 1.0.002 :building_type: Warehouse :chiller_type: NECB_Default :compute_environment: aws_batch :datapoint_id: 9eb082ab-d2b2-4528-8a43-b30744e2fe42 :daylighting_type: NECB_Default :dcv_type: NECB_Default :door_construction_cond: NECB_Default :ecm_system_name: NECB_Default :electrical_loads_scale: NECB_Default :enable_costing: true :epw_file: CAN_NS_Halifax.Dockyard.713280_CWEC2016.epw :erv_package: NECB_Default :ext_floor_cond: NECB_Default :ext_roof_cond: NECB_Default :ext_wall_cond: NECB_Default :fdwr_set: NECB_Default :fixed_wind_solar_trans: NECB_Default :fixed_window_cond: NECB_Default :furnace_eff: NECB_Default :glass_door_cond: NECB_Default :glass_door_solar_trans: NECB_Default :ground_floor_cond: NECB_Default :ground_roof_cond: NECB_Default :ground_wall_cond: NECB_Default :image_name: btap_private_cli :infiltration_scale: NECB_Default :lights_scale: NECB_Default :lights_type: NECB_Default :nv_delta_temp_in_out: NECB_Default :nv_opening_fraction: NECB_Default :nv_temp_out_min: NECB_Default :nv_type: NECB_Default :oa_scale: NECB_Default :occupancy_loads_scale: NECB_Default :output_meters: [] :output_variables: [] :overhead_door_cond: NECB_Default :primary_heating_fuel: NaturalGas :pv_ground_azimuth_angle: NECB_Default :pv_ground_module_description: NECB_Default :pv_ground_tilt_angle: NECB_Default :pv_ground_total_area_pv_panels_m2: NECB_Default :pv_ground_type: NECB_Default :rotation_degrees: NECB_Default :run_annual_simulation: true :s3_bucket: '834599497928' :scale_x: NECB_Default :scale_y: NECB_Default :scale_z: NECB_Default :shw_eff: NECB_Default :skylight_cond: NECB_Default :skylight_solar_trans: NECB_Default :srr_set: NECB_Default :template: BTAP1980TO2010 | reference | reference | 9eb082ab-d2b2-4528-8a43-b30744e2fe42 | BTAP1980TO2010 | Warehouse | NaturalGas | Natural Gas | CAN_NS_Halifax.Dockyard.713280_CWEC2016.epw | parametric |  | NECB_Default | NECB_Default | NECB_Default | NECB_Default | NECB_Default | NECB_Default | NECB_Default | NECB_Default | NECB_Default | NECB_Default | NECB_Default | NECB_Default | NECB_Default | NECB_Default | NECB_Default | NECB_Default | NECB_Default | NECB_Default | NECB_Default | NECB_Default | NECB_Default | NECB_Default | NECB_Default | NECB_Default | NECB_Default | NECB_Default | NECB_Default | NECB_Default | NECB_Default | NECB_Default | NECB_Default | NECB_Default | NECB_Default | NECB_Default | NECB_Default | NECB_Default | NECB_Default | NECB_Default | NECB_Default | NECB_Default | NECB_Default | NECB_Default | NECB_Default | NECB_Default | NECB_Default | aws_batch | 834599497928 | btap_private_cli |  | TRUE | TRUE |  |  | 136.6723 | 2.4656 | 135.1992 | 184.0592 | 4835.13 | 7095.2421 | 3.4 | Warehouse |  |  | 1.5 | Warehouse | 1 |  | 1 | BTAP1980TO2010 | 0.18734 | 37873.9042 | 0.14172 | 48.8567 | 64.9033 | 3.0035 | 140.6259 | 23.7206 | HALIFAX | NOVA SCOTIA | 23.5095 | 32.1585 | 0 | 55.6679 | 4.6106 | 8.1171 | 0 | 12.7277 | 0 | 0.0042563 | 0 | 0 | 0.11593 | 0.011228 | 0 | 0.63367 | 0.017571 | 0.082012 | 0.64626 | 0.00086451 | 0.7622 | 0.012595 | 11.3824 | 136.6767 | 3.4 | 0.678 |  |  | 2.95 |  |  | 0.267 | 0.426 | 2.95 | 2.95 | 1.5 | Halifax Dockyard | CAN | 112 | 3647 | 44.655 | -63.577 | 6 | 4000 | NS | CAN_NS_Halifax.Dockyard.713280_CWEC2016.epw | 0.7622 | 2.4656 | 136.6723 | 7.1132 | 16.3126 | TRUE | TRUE | FALSE | FALSE | 4.502 | 3.3115 | 0 | 0 | 0 | 0 | 60.9 | 71.8324 | 0.65218 | 0.0090791 | 238.37 | 0 | 0.7622 | 556.67 | 556.67 | 72.5 | 57 |  | https://s3.console.aws.amazon.com/s3/buckets/834599497928?region=ca-central-1&prefix=phylroy.lopez/reference/reference/output/9eb082ab-d2b2-4528-8a43-b30744e2fe42/ | 1.0.002
244 |  | TRUE | 61 | 0 | 0 | 189.1955 |  |  |  | 0.1 | 2021-09-22 20:06:47 +0000 | 438c2ebff | 0.2.14 | :adv_dx_units: NECB_Default :airloop_economizer_type: NECB_Default :algorithm_type: parametric :analysis_id: reference :analysis_name: reference :boiler_eff: NECB_Default :btap_batch_version: 1.0.002 :building_type: Warehouse :chiller_type: NECB_Default :compute_environment: aws_batch :datapoint_id: 8b4966f5-b2c8-4113-878b-b454c1551170 :daylighting_type: NECB_Default :dcv_type: NECB_Default :door_construction_cond: NECB_Default :ecm_system_name: NECB_Default :electrical_loads_scale: NECB_Default :enable_costing: true :epw_file: CAN_QC_Montreal-Trudeau.Intl.AP.716270_CWEC2016.epw :erv_package: NECB_Default :ext_floor_cond: NECB_Default :ext_roof_cond: NECB_Default :ext_wall_cond: NECB_Default :fdwr_set: NECB_Default :fixed_wind_solar_trans: NECB_Default :fixed_window_cond: NECB_Default :furnace_eff: NECB_Default :glass_door_cond: NECB_Default :glass_door_solar_trans: NECB_Default :ground_floor_cond: NECB_Default :ground_roof_cond: NECB_Default :ground_wall_cond: NECB_Default :image_name: btap_private_cli :infiltration_scale: NECB_Default :lights_scale: NECB_Default :lights_type: NECB_Default :nv_delta_temp_in_out: NECB_Default :nv_opening_fraction: NECB_Default :nv_temp_out_min: NECB_Default :nv_type: NECB_Default :oa_scale: NECB_Default :occupancy_loads_scale: NECB_Default :output_meters: [] :output_variables: [] :overhead_door_cond: NECB_Default :primary_heating_fuel: NaturalGas :pv_ground_azimuth_angle: NECB_Default :pv_ground_module_description: NECB_Default :pv_ground_tilt_angle: NECB_Default :pv_ground_total_area_pv_panels_m2: NECB_Default :pv_ground_type: NECB_Default :rotation_degrees: NECB_Default :run_annual_simulation: true :s3_bucket: '834599497928' :scale_x: NECB_Default :scale_y: NECB_Default :scale_z: NECB_Default :shw_eff: NECB_Default :skylight_cond: NECB_Default :skylight_solar_trans: NECB_Default :srr_set: NECB_Default :template: BTAP1980TO2010 | reference | reference | 8b4966f5-b2c8-4113-878b-b454c1551170 | BTAP1980TO2010 | Warehouse | NaturalGas | Natural Gas | CAN_QC_Montreal-Trudeau.Intl.AP.716270_CWEC2016.epw | parametric |  | NECB_Default | NECB_Default | NECB_Default | NECB_Default | NECB_Default | NECB_Default | NECB_Default | NECB_Default | NECB_Default | NECB_Default | NECB_Default | NECB_Default | NECB_Default | NECB_Default | NECB_Default | NECB_Default | NECB_Default | NECB_Default | NECB_Default | NECB_Default | NECB_Default | NECB_Default | NECB_Default | NECB_Default | NECB_Default | NECB_Default | NECB_Default | NECB_Default | NECB_Default | NECB_Default | NECB_Default | NECB_Default | NECB_Default | NECB_Default | NECB_Default | NECB_Default | NECB_Default | NECB_Default | NECB_Default | NECB_Default | NECB_Default | NECB_Default | NECB_Default | NECB_Default | NECB_Default | aws_batch | 834599497928 | btap_private_cli |  | TRUE | TRUE |  |  | 166.8635 | 3.3512 | 180.3456 | 241.7101 | 4835.13 | 7095.2421 | 3.4 | Warehouse |  |  | 1.5 | Warehouse | 1 |  | 1 | BTAP1980TO2010 | 0.18734 | 37873.9042 | 0.14049 | 56.6614 | 60.9991 | 2.9649 | 146.728 | 25.9621 | MONTREAL | QUEBEC | 0.046647 | 41.9755 | 0 | 42.0221 | 2.9709 | 10.9951 | 0 | 13.9661 | 0 | 0.0075055 | 0 | 0 | 0.12004 | 0.011878 | 0 | 0.83694 | 0.017571 | 0.082012 | 0.8497 | 0.0010713 | 0.96974 | 0.012759 | 12.3189 | 167.218 | 3.4 | 0.678 |  |  | 2.95 |  |  | 0.267 | 0.426 | 2.95 | 2.95 | 1.5 | Montreal-Trudeau Intl AP | CAN | 323 | 4090 | 45.471 | -73.741 | 6 | 4400 | QC | CAN_QC_Montreal-Trudeau.Intl.AP.716270_CWEC2016.epw | 0.96974 | 3.3512 | 166.8635 | 8.1646 | 17.6094 | TRUE | TRUE | FALSE | FALSE | 8.9901 | 10.3097 | 0 | 0 | 0 | 0 | 61.69 | 71.8324 | 0.65218 | 0.0090791 | 238.37 | 0 | 0.96974 | 807.67 | 803.33 | 45.83 | 33.33 |  | https://s3.console.aws.amazon.com/s3/buckets/834599497928?region=ca-central-1&prefix=phylroy.lopez/reference/reference/output/8b4966f5-b2c8-4113-878b-b454c1551170/ | 1.0.002
245 |  | TRUE | 62 | 0 | 0 | 189.2655 |  |  |  | 0.1 | 2021-09-22 20:06:35 +0000 | 438c2ebff | 0.2.14 | :adv_dx_units: NECB_Default :airloop_economizer_type: NECB_Default :algorithm_type: parametric :analysis_id: reference :analysis_name: reference :boiler_eff: NECB_Default :btap_batch_version: 1.0.002 :building_type: Warehouse :chiller_type: NECB_Default :compute_environment: aws_batch :datapoint_id: a7c68e20-63d7-488c-a7a9-ec92126fcd6e :daylighting_type: NECB_Default :dcv_type: NECB_Default :door_construction_cond: NECB_Default :ecm_system_name: NECB_Default :electrical_loads_scale: NECB_Default :enable_costing: true :epw_file: CAN_NS_Halifax.Dockyard.713280_CWEC2016.epw :erv_package: NECB_Default :ext_floor_cond: NECB_Default :ext_roof_cond: NECB_Default :ext_wall_cond: NECB_Default :fdwr_set: NECB_Default :fixed_wind_solar_trans: NECB_Default :fixed_window_cond: NECB_Default :furnace_eff: NECB_Default :glass_door_cond: NECB_Default :glass_door_solar_trans: NECB_Default :ground_floor_cond: NECB_Default :ground_roof_cond: NECB_Default :ground_wall_cond: NECB_Default :image_name: btap_private_cli :infiltration_scale: NECB_Default :lights_scale: NECB_Default :lights_type: NECB_Default :nv_delta_temp_in_out: NECB_Default :nv_opening_fraction: NECB_Default :nv_temp_out_min: NECB_Default :nv_type: NECB_Default :oa_scale: NECB_Default :occupancy_loads_scale: NECB_Default :output_meters: [] :output_variables: [] :overhead_door_cond: NECB_Default :primary_heating_fuel: Electricity :pv_ground_azimuth_angle: NECB_Default :pv_ground_module_description: NECB_Default :pv_ground_tilt_angle: NECB_Default :pv_ground_total_area_pv_panels_m2: NECB_Default :pv_ground_type: NECB_Default :rotation_degrees: NECB_Default :run_annual_simulation: true :s3_bucket: '834599497928' :scale_x: NECB_Default :scale_y: NECB_Default :scale_z: NECB_Default :shw_eff: NECB_Default :skylight_cond: NECB_Default :skylight_solar_trans: NECB_Default :srr_set: NECB_Default :template: BTAP1980TO2010 | reference | reference | a7c68e20-63d7-488c-a7a9-ec92126fcd6e | BTAP1980TO2010 | Warehouse | Electricity | Electricity | CAN_NS_Halifax.Dockyard.713280_CWEC2016.epw | parametric |  | NECB_Default | NECB_Default | NECB_Default | NECB_Default | NECB_Default | NECB_Default | NECB_Default | NECB_Default | NECB_Default | NECB_Default | NECB_Default | NECB_Default | NECB_Default | NECB_Default | NECB_Default | NECB_Default | NECB_Default | NECB_Default | NECB_Default | NECB_Default | NECB_Default | NECB_Default | NECB_Default | NECB_Default | NECB_Default | NECB_Default | NECB_Default | NECB_Default | NECB_Default | NECB_Default | NECB_Default | NECB_Default | NECB_Default | NECB_Default | NECB_Default | NECB_Default | NECB_Default | NECB_Default | NECB_Default | NECB_Default | NECB_Default | NECB_Default | NECB_Default | NECB_Default | NECB_Default | aws_batch | 834599497928 | btap_private_cli |  | TRUE | TRUE |  |  | 107.6775 | 2.4656 | 135.0733 | 142.177 | 4835.13 | 7095.2421 | 3.4 | Warehouse |  |  | 1.5 | Warehouse | 1 |  | 1 | BTAP1980TO2010 | 0.18734 | 37873.9042 | 0.14172 | 17.702 | 64.9033 | 2.7713 | 112.0226 | 26.5042 | HALIFAX | NOVA SCOTIA | 123.9869 | 0 | 0 | 123.9869 | 24.3161 | 0 | 0 | 24.3161 | 0 | 0.0042584 | 0 | 0 | 0.61142 | 0.011079 | 0 | 0.48626 | 0.017571 | 0.082012 | 0 | 2.0682e-06 | 0.61142 | 0.010233 | 116.2715 | 0 | 3.4 | 0.678 |  |  | 2.95 |  |  | 0.267 | 0.426 | 2.95 | 2.95 | 1.5 | Halifax Dockyard | CAN | 112 | 3647 | 44.655 | -63.577 | 6 | 4000 | NS | CAN_NS_Halifax.Dockyard.713280_CWEC2016.epw | 0.61142 | 2.4656 | 107.6775 | 7.1132 | 16.3126 | TRUE | TRUE | FALSE | FALSE | 4.502 | 3.3115 | 0 | 0.13538 | 0.0018846 | 49.48 | 0 | 71.8324 | 0.65218 | 0.0090791 | 238.37 | 0 | 0.61142 | 557 | 557 | 6.83 | 5 |  | https://s3.console.aws.amazon.com/s3/buckets/834599497928?region=ca-central-1&prefix=phylroy.lopez/reference/reference/output/a7c68e20-63d7-488c-a7a9-ec92126fcd6e/ | 1.0.002
246 |  | TRUE | 60 | 0 | 0 | 189.5912 |  |  |  | 0.1 | 2021-09-22 20:06:35 +0000 | 438c2ebff | 0.2.14 | :adv_dx_units: NECB_Default :airloop_economizer_type: NECB_Default :algorithm_type: parametric :analysis_id: reference :analysis_name: reference :boiler_eff: NECB_Default :btap_batch_version: 1.0.002 :building_type: Warehouse :chiller_type: NECB_Default :compute_environment: aws_batch :datapoint_id: bd52276d-57d7-4d3c-bb9e-198d1d188102 :daylighting_type: NECB_Default :dcv_type: NECB_Default :door_construction_cond: NECB_Default :ecm_system_name: NECB_Default :electrical_loads_scale: NECB_Default :enable_costing: true :epw_file: CAN_AB_Edmonton.Intl.AP.711230_CWEC2016.epw :erv_package: NECB_Default :ext_floor_cond: NECB_Default :ext_roof_cond: NECB_Default :ext_wall_cond: NECB_Default :fdwr_set: NECB_Default :fixed_wind_solar_trans: NECB_Default :fixed_window_cond: NECB_Default :furnace_eff: NECB_Default :glass_door_cond: NECB_Default :glass_door_solar_trans: NECB_Default :ground_floor_cond: NECB_Default :ground_roof_cond: NECB_Default :ground_wall_cond: NECB_Default :image_name: btap_private_cli :infiltration_scale: NECB_Default :lights_scale: NECB_Default :lights_type: NECB_Default :nv_delta_temp_in_out: NECB_Default :nv_opening_fraction: NECB_Default :nv_temp_out_min: NECB_Default :nv_type: NECB_Default :oa_scale: NECB_Default :occupancy_loads_scale: NECB_Default :output_meters: [] :output_variables: [] :overhead_door_cond: NECB_Default :primary_heating_fuel: Electricity :pv_ground_azimuth_angle: NECB_Default :pv_ground_module_description: NECB_Default :pv_ground_tilt_angle: NECB_Default :pv_ground_total_area_pv_panels_m2: NECB_Default :pv_ground_type: NECB_Default :rotation_degrees: NECB_Default :run_annual_simulation: true :s3_bucket: '834599497928' :scale_x: NECB_Default :scale_y: NECB_Default :scale_z: NECB_Default :shw_eff: NECB_Default :skylight_cond: NECB_Default :skylight_solar_trans: NECB_Default :srr_set: NECB_Default :template: BTAP1980TO2010 | reference | reference | bd52276d-57d7-4d3c-bb9e-198d1d188102 | BTAP1980TO2010 | Warehouse | Electricity | Electricity | CAN_AB_Edmonton.Intl.AP.711230_CWEC2016.epw | parametric |  | NECB_Default | NECB_Default | NECB_Default | NECB_Default | NECB_Default | NECB_Default | NECB_Default | NECB_Default | NECB_Default | NECB_Default | NECB_Default | NECB_Default | NECB_Default | NECB_Default | NECB_Default | NECB_Default | NECB_Default | NECB_Default | NECB_Default | NECB_Default | NECB_Default | NECB_Default | NECB_Default | NECB_Default | NECB_Default | NECB_Default | NECB_Default | NECB_Default | NECB_Default | NECB_Default | NECB_Default | NECB_Default | NECB_Default | NECB_Default | NECB_Default | NECB_Default | NECB_Default | NECB_Default | NECB_Default | NECB_Default | NECB_Default | NECB_Default | NECB_Default | NECB_Default | NECB_Default | aws_batch | 834599497928 | btap_private_cli |  | TRUE | TRUE |  |  | 99.1121 | 2.4229 | 168.5977 | 175.8817 | 4835.13 | 7095.2421 | 3.4 | Warehouse |  |  | 1.5 | Warehouse | 1 |  | 1 | BTAP1980TO2010 | 0.18734 | 37873.9042 | 0.14511 | 16.7543 | 66.5982 | 2.8023 | 114.2976 | 27.9976 | EDMONTON | ALBERTA | 160.8088 | 0 | 0 | 160.8088 | 15.2413 | 0 | 0 | 15.2413 | 0 | 0.003396 | 0 | 0 | 0.73276 | 0.011526 | 0 | 0.60695 | 0.017571 | 0.082012 | 0 | 2.0682e-06 | 0.73276 | 0.011299 | 108.6461 | 0 | 3.4 | 0.678 |  |  | 2.95 |  |  | 0.227 | 0.346 | 2.95 | 2.95 | 1.5 | Edmonton Intl AP | CAN | 23 | 5588 | 53.31 | -113.579 | 7a | 5120 | AB | CAN_AB_Edmonton.Intl.AP.711230_CWEC2016.epw | 0.73276 | 2.4229 | 99.1121 | 6.0844 | 16.4382 | TRUE | TRUE | FALSE | FALSE | 7.6304 | 13.4944 | 0 | 0.14947 | 0.0020808 | 54.63 | 0 | 71.8324 | 0.65218 | 0.0090791 | 238.37 | 0 | 0.73276 | 535.33 | 535.33 | 59.67 | 32 |  | https://s3.console.aws.amazon.com/s3/buckets/834599497928?region=ca-central-1&prefix=phylroy.lopez/reference/reference/output/bd52276d-57d7-4d3c-bb9e-198d1d188102/ | 1.0.002
247 |  | TRUE | 61 | 0 | 0 | 191.3314 |  |  |  | 0.1 | 2021-09-22 20:06:47 +0000 | 438c2ebff | 0.2.14 | :adv_dx_units: NECB_Default :airloop_economizer_type: NECB_Default :algorithm_type: parametric :analysis_id: reference :analysis_name: reference :boiler_eff: NECB_Default :btap_batch_version: 1.0.002 :building_type: Warehouse :chiller_type: NECB_Default :compute_environment: aws_batch :datapoint_id: 0b07222b-a0d7-42af-a029-aafb0f1e06e0 :daylighting_type: NECB_Default :dcv_type: NECB_Default :door_construction_cond: NECB_Default :ecm_system_name: NECB_Default :electrical_loads_scale: NECB_Default :enable_costing: true :epw_file: CAN_ON_Toronto.Pearson.Intl.AP.716240_CWEC2016.epw :erv_package: NECB_Default :ext_floor_cond: NECB_Default :ext_roof_cond: NECB_Default :ext_wall_cond: NECB_Default :fdwr_set: NECB_Default :fixed_wind_solar_trans: NECB_Default :fixed_window_cond: NECB_Default :furnace_eff: NECB_Default :glass_door_cond: NECB_Default :glass_door_solar_trans: NECB_Default :ground_floor_cond: NECB_Default :ground_roof_cond: NECB_Default :ground_wall_cond: NECB_Default :image_name: btap_private_cli :infiltration_scale: NECB_Default :lights_scale: NECB_Default :lights_type: NECB_Default :nv_delta_temp_in_out: NECB_Default :nv_opening_fraction: NECB_Default :nv_temp_out_min: NECB_Default :nv_type: NECB_Default :oa_scale: NECB_Default :occupancy_loads_scale: NECB_Default :output_meters: [] :output_variables: [] :overhead_door_cond: NECB_Default :primary_heating_fuel: NaturalGas :pv_ground_azimuth_angle: NECB_Default :pv_ground_module_description: NECB_Default :pv_ground_tilt_angle: NECB_Default :pv_ground_total_area_pv_panels_m2: NECB_Default :pv_ground_type: NECB_Default :rotation_degrees: NECB_Default :run_annual_simulation: true :s3_bucket: '834599497928' :scale_x: NECB_Default :scale_y: NECB_Default :scale_z: NECB_Default :shw_eff: NECB_Default :skylight_cond: NECB_Default :skylight_solar_trans: NECB_Default :srr_set: NECB_Default :template: BTAPPRE1980 | reference | reference | 0b07222b-a0d7-42af-a029-aafb0f1e06e0 | BTAPPRE1980 | Warehouse | NaturalGas | Natural Gas | CAN_ON_Toronto.Pearson.Intl.AP.716240_CWEC2016.epw | parametric |  | NECB_Default | NECB_Default | NECB_Default | NECB_Default | NECB_Default | NECB_Default | NECB_Default | NECB_Default | NECB_Default | NECB_Default | NECB_Default | NECB_Default | NECB_Default | NECB_Default | NECB_Default | NECB_Default | NECB_Default | NECB_Default | NECB_Default | NECB_Default | NECB_Default | NECB_Default | NECB_Default | NECB_Default | NECB_Default | NECB_Default | NECB_Default | NECB_Default | NECB_Default | NECB_Default | NECB_Default | NECB_Default | NECB_Default | NECB_Default | NECB_Default | NECB_Default | NECB_Default | NECB_Default | NECB_Default | NECB_Default | NECB_Default | NECB_Default | NECB_Default | NECB_Default | NECB_Default | aws_batch | 834599497928 | btap_private_cli |  | TRUE | TRUE |  |  | 177.9347 | 3.5574 | 173.8561 | 235.262 | 4835.13 | 7095.2421 | 3.4 | Warehouse |  |  | 1.5 | Warehouse | 1 |  | 1 | BTAPPRE1980 | 0.18734 | 37873.9042 | 0.16728 | 67.5668 | 68.0165 | 3.1849 | 169.823 | 30.8874 | TORONTO | ONTARIO | 0.67314 | 40.7872 | 0 | 41.4603 | 5.3931 | 7.1969 | 0 | 12.59 | 0 | 0.0081177 | 0 | 0 | 0.1212 | 0.012405 | 0 | 0.81294 | 0.017571 | 0.082012 | 0.82533 | 0.0010899 | 0.94653 | 0.012395 | 12.5706 | 178.3373 | 3.4 | 0.678 |  |  | 3.35 |  |  | 0.296 | 0.9 | 3.35 | 3.35 | 1.5 | Toronto Pearson Intl AP | CAN | 382 | 3615 | 43.677 | -79.631 | 5 | 3890 | ON | CAN_ON_Toronto.Pearson.Intl.AP.716240_CWEC2016.epw | 0.94652 | 3.5574 | 177.9347 | 9.2168 | 14.9508 | TRUE | TRUE | FALSE | FALSE | 8.9909 | 4.6332 | 0 | 0 | 0 | 0 | 59.93 | 71.8324 | 0.65218 | 0.0090791 | 238.37 | 0 | 0.94653 | 858.17 | 851.17 | 36.83 | 27 |  | https://s3.console.aws.amazon.com/s3/buckets/834599497928?region=ca-central-1&prefix=phylroy.lopez/reference/reference/output/0b07222b-a0d7-42af-a029-aafb0f1e06e0/ | 1.0.002
248 |  | TRUE | 58 | 0 | 0 | 189.8276 |  |  |  | 0.1 | 2021-09-22 20:06:44 +0000 | 438c2ebff | 0.2.14 | :adv_dx_units: NECB_Default :airloop_economizer_type: NECB_Default :algorithm_type: parametric :analysis_id: reference :analysis_name: reference :boiler_eff: NECB_Default :btap_batch_version: 1.0.002 :building_type: Warehouse :chiller_type: NECB_Default :compute_environment: aws_batch :datapoint_id: 0a4f5097-939d-40ad-82c9-1af3a346ea6d :daylighting_type: NECB_Default :dcv_type: NECB_Default :door_construction_cond: NECB_Default :ecm_system_name: NECB_Default :electrical_loads_scale: NECB_Default :enable_costing: true :epw_file: CAN_BC_Vancouver.Intl.AP.718920_CWEC2016.epw :erv_package: NECB_Default :ext_floor_cond: NECB_Default :ext_roof_cond: NECB_Default :ext_wall_cond: NECB_Default :fdwr_set: NECB_Default :fixed_wind_solar_trans: NECB_Default :fixed_window_cond: NECB_Default :furnace_eff: NECB_Default :glass_door_cond: NECB_Default :glass_door_solar_trans: NECB_Default :ground_floor_cond: NECB_Default :ground_roof_cond: NECB_Default :ground_wall_cond: NECB_Default :image_name: btap_private_cli :infiltration_scale: NECB_Default :lights_scale: NECB_Default :lights_type: NECB_Default :nv_delta_temp_in_out: NECB_Default :nv_opening_fraction: NECB_Default :nv_temp_out_min: NECB_Default :nv_type: NECB_Default :oa_scale: NECB_Default :occupancy_loads_scale: NECB_Default :output_meters: [] :output_variables: [] :overhead_door_cond: NECB_Default :primary_heating_fuel: NaturalGas :pv_ground_azimuth_angle: NECB_Default :pv_ground_module_description: NECB_Default :pv_ground_tilt_angle: NECB_Default :pv_ground_total_area_pv_panels_m2: NECB_Default :pv_ground_type: NECB_Default :rotation_degrees: NECB_Default :run_annual_simulation: true :s3_bucket: '834599497928' :scale_x: NECB_Default :scale_y: NECB_Default :scale_z: NECB_Default :shw_eff: NECB_Default :skylight_cond: NECB_Default :skylight_solar_trans: NECB_Default :srr_set: NECB_Default :template: BTAP1980TO2010 | reference | reference | 0a4f5097-939d-40ad-82c9-1af3a346ea6d | BTAP1980TO2010 | Warehouse | NaturalGas | Natural Gas | CAN_BC_Vancouver.Intl.AP.718920_CWEC2016.epw | parametric |  | NECB_Default | NECB_Default | NECB_Default | NECB_Default | NECB_Default | NECB_Default | NECB_Default | NECB_Default | NECB_Default | NECB_Default | NECB_Default | NECB_Default | NECB_Default | NECB_Default | NECB_Default | NECB_Default | NECB_Default | NECB_Default | NECB_Default | NECB_Default | NECB_Default | NECB_Default | NECB_Default | NECB_Default | NECB_Default | NECB_Default | NECB_Default | NECB_Default | NECB_Default | NECB_Default | NECB_Default | NECB_Default | NECB_Default | NECB_Default | NECB_Default | NECB_Default | NECB_Default | NECB_Default | NECB_Default | NECB_Default | NECB_Default | NECB_Default | NECB_Default | NECB_Default | NECB_Default | aws_batch | 834599497928 | btap_private_cli |  | TRUE | TRUE |  |  | 72.5058 | 2.2375 | 98.1796 | 131.3793 | 4835.13 | 7095.2421 | 3.4 | Warehouse |  |  | 1.5 | Warehouse | 1 |  | 1 | BTAP1980TO2010 | 0.18734 | 37873.9042 | 0.15334 | 36.4502 | 59.1758 | 2.9994 | 121.78 | 23.0013 | VANCOUVER | BRITISH COLUMBIA | 0.33914 | 22.8315 | 0 | 23.1707 | 3.3867 | 5.122 | 0 | 8.5087 | 0 | 0.0037765 | 0 | 0 | 0.11967 | 0.011023 | 0 | 0.44082 | 0.017571 | 0.082012 | 0.45288 | 0.0052884 | 0.57255 | 0.012058 | 11.1341 | 72.9135 | 3.4 | 0.678 |  |  | 4.09 |  |  | 0.363 | 0.568 | 4.09 | 4.09 | 1.5 | Vancouver Intl AP | CAN | 42 | 2797 | 49.195 | -123.184 | 4 | 2800 | BC | CAN_BC_Vancouver.Intl.AP.718920_CWEC2016.epw | 0.57255 | 2.2375 | 72.5058 | 5.7542 | 17.8779 | TRUE | TRUE | FALSE | FALSE | 7.1912 | 3.8575 | 0 | 0 | 0 | 0 | 58.3 | 71.8324 | 0.65218 | 0.0090791 | 238.37 | 0 | 0.57255 | 542.17 | 542.17 | 99.17 | 63.17 |  | https://s3.console.aws.amazon.com/s3/buckets/834599497928?region=ca-central-1&prefix=phylroy.lopez/reference/reference/output/0a4f5097-939d-40ad-82c9-1af3a346ea6d/ | 1.0.002
249 |  | TRUE | 61 | 0 | 0 | 189.8446 |  |  |  | 0.1 | 2021-09-22 20:06:45 +0000 | 438c2ebff | 0.2.14 | :adv_dx_units: NECB_Default :airloop_economizer_type: NECB_Default :algorithm_type: parametric :analysis_id: reference :analysis_name: reference :boiler_eff: NECB_Default :btap_batch_version: 1.0.002 :building_type: Warehouse :chiller_type: NECB_Default :compute_environment: aws_batch :datapoint_id: 98c75aee-5397-4013-88ae-82eecb3ffa7f :daylighting_type: NECB_Default :dcv_type: NECB_Default :door_construction_cond: NECB_Default :ecm_system_name: NECB_Default :electrical_loads_scale: NECB_Default :enable_costing: true :epw_file: CAN_AB_Calgary.Intl.AP.718770_CWEC2016.epw :erv_package: NECB_Default :ext_floor_cond: NECB_Default :ext_roof_cond: NECB_Default :ext_wall_cond: NECB_Default :fdwr_set: NECB_Default :fixed_wind_solar_trans: NECB_Default :fixed_window_cond: NECB_Default :furnace_eff: NECB_Default :glass_door_cond: NECB_Default :glass_door_solar_trans: NECB_Default :ground_floor_cond: NECB_Default :ground_roof_cond: NECB_Default :ground_wall_cond: NECB_Default :image_name: btap_private_cli :infiltration_scale: NECB_Default :lights_scale: NECB_Default :lights_type: NECB_Default :nv_delta_temp_in_out: NECB_Default :nv_opening_fraction: NECB_Default :nv_temp_out_min: NECB_Default :nv_type: NECB_Default :oa_scale: NECB_Default :occupancy_loads_scale: NECB_Default :output_meters: [] :output_variables: [] :overhead_door_cond: NECB_Default :primary_heating_fuel: NaturalGas :pv_ground_azimuth_angle: NECB_Default :pv_ground_module_description: NECB_Default :pv_ground_tilt_angle: NECB_Default :pv_ground_total_area_pv_panels_m2: NECB_Default :pv_ground_type: NECB_Default :rotation_degrees: NECB_Default :run_annual_simulation: true :s3_bucket: '834599497928' :scale_x: NECB_Default :scale_y: NECB_Default :scale_z: NECB_Default :shw_eff: NECB_Default :skylight_cond: NECB_Default :skylight_solar_trans: NECB_Default :srr_set: NECB_Default :template: BTAP1980TO2010 | reference | reference | 98c75aee-5397-4013-88ae-82eecb3ffa7f | BTAP1980TO2010 | Warehouse | NaturalGas | Natural Gas | CAN_AB_Calgary.Intl.AP.718770_CWEC2016.epw | parametric |  | NECB_Default | NECB_Default | NECB_Default | NECB_Default | NECB_Default | NECB_Default | NECB_Default | NECB_Default | NECB_Default | NECB_Default | NECB_Default | NECB_Default | NECB_Default | NECB_Default | NECB_Default | NECB_Default | NECB_Default | NECB_Default | NECB_Default | NECB_Default | NECB_Default | NECB_Default | NECB_Default | NECB_Default | NECB_Default | NECB_Default | NECB_Default | NECB_Default | NECB_Default | NECB_Default | NECB_Default | NECB_Default | NECB_Default | NECB_Default | NECB_Default | NECB_Default | NECB_Default | NECB_Default | NECB_Default | NECB_Default | NECB_Default | NECB_Default | NECB_Default | NECB_Default | NECB_Default | aws_batch | 834599497928 | btap_private_cli |  | TRUE | TRUE |  |  | 132.2956 | 2.3093 | 152.3824 | 205.7465 | 4835.13 | 7095.2421 | 3.4 | Warehouse |  |  | 1.5 | Warehouse | 1 |  | 1 | BTAP1980TO2010 | 0.18734 | 37873.9042 | 0.14561 | 49.4581 | 64.4203 | 3.0726 | 142.8028 | 25.706 | CALGARY | ALBERTA | 25.4283 | 36.5546 | 0 | 61.9829 | 2.4101 | 2.6078 | 0 | 5.0179 | 0 | 0.0035759 | 0 | 0 | 0.11587 | 0.011824 | 0 | 0.711 | 0.017571 | 0.082012 | 0.7244 | 0.00088726 | 0.84027 | 0.013398 | 11.2729 | 132.3829 | 3.4 | 0.678 |  |  | 2.95 |  |  | 0.227 | 0.346 | 2.95 | 2.95 | 1.5 | Calgary Intl AP | CAN | 64 | 4781 | 51.114 | -114.02 | 7a | 5000 | AB | CAN_AB_Calgary.Intl.AP.718770_CWEC2016.epw | 0.84027 | 2.3093 | 132.2956 | 6.0277 | 17.6014 | TRUE | TRUE | FALSE | FALSE | 8.5527 | 11.4951 | 0 | 0 | 0 | 0 | 64.78 | 71.8324 | 0.65218 | 0.0090791 | 238.37 | 0 | 0.84027 | 609.33 | 609.17 | 62.67 | 44.17 |  | https://s3.console.aws.amazon.com/s3/buckets/834599497928?region=ca-central-1&prefix=phylroy.lopez/reference/reference/output/98c75aee-5397-4013-88ae-82eecb3ffa7f/ | 1.0.002
250 |  | TRUE | 61 | 0 | 0 | 188.9978 |  |  |  | 0.1 | 2021-09-22 20:06:46 +0000 | 438c2ebff | 0.2.14 | :adv_dx_units: NECB_Default :airloop_economizer_type: NECB_Default :algorithm_type: parametric :analysis_id: reference :analysis_name: reference :boiler_eff: NECB_Default :btap_batch_version: 1.0.002 :building_type: Warehouse :chiller_type: NECB_Default :compute_environment: aws_batch :datapoint_id: 0269e166-a18c-42d9-86d7-b52a6c26a644 :daylighting_type: NECB_Default :dcv_type: NECB_Default :door_construction_cond: NECB_Default :ecm_system_name: NECB_Default :electrical_loads_scale: NECB_Default :enable_costing: true :epw_file: CAN_ON_Toronto.Pearson.Intl.AP.716240_CWEC2016.epw :erv_package: NECB_Default :ext_floor_cond: NECB_Default :ext_roof_cond: NECB_Default :ext_wall_cond: NECB_Default :fdwr_set: NECB_Default :fixed_wind_solar_trans: NECB_Default :fixed_window_cond: NECB_Default :furnace_eff: NECB_Default :glass_door_cond: NECB_Default :glass_door_solar_trans: NECB_Default :ground_floor_cond: NECB_Default :ground_roof_cond: NECB_Default :ground_wall_cond: NECB_Default :image_name: btap_private_cli :infiltration_scale: NECB_Default :lights_scale: NECB_Default :lights_type: NECB_Default :nv_delta_temp_in_out: NECB_Default :nv_opening_fraction: NECB_Default :nv_temp_out_min: NECB_Default :nv_type: NECB_Default :oa_scale: NECB_Default :occupancy_loads_scale: NECB_Default :output_meters: [] :output_variables: [] :overhead_door_cond: NECB_Default :primary_heating_fuel: NaturalGas :pv_ground_azimuth_angle: NECB_Default :pv_ground_module_description: NECB_Default :pv_ground_tilt_angle: NECB_Default :pv_ground_total_area_pv_panels_m2: NECB_Default :pv_ground_type: NECB_Default :rotation_degrees: NECB_Default :run_annual_simulation: true :s3_bucket: '834599497928' :scale_x: NECB_Default :scale_y: NECB_Default :scale_z: NECB_Default :shw_eff: NECB_Default :skylight_cond: NECB_Default :skylight_solar_trans: NECB_Default :srr_set: NECB_Default :template: BTAP1980TO2010 | reference | reference | 0269e166-a18c-42d9-86d7-b52a6c26a644 | BTAP1980TO2010 | Warehouse | NaturalGas | Natural Gas | CAN_ON_Toronto.Pearson.Intl.AP.716240_CWEC2016.epw | parametric |  | NECB_Default | NECB_Default | NECB_Default | NECB_Default | NECB_Default | NECB_Default | NECB_Default | NECB_Default | NECB_Default | NECB_Default | NECB_Default | NECB_Default | NECB_Default | NECB_Default | NECB_Default | NECB_Default | NECB_Default | NECB_Default | NECB_Default | NECB_Default | NECB_Default | NECB_Default | NECB_Default | NECB_Default | NECB_Default | NECB_Default | NECB_Default | NECB_Default | NECB_Default | NECB_Default | NECB_Default | NECB_Default | NECB_Default | NECB_Default | NECB_Default | NECB_Default | NECB_Default | NECB_Default | NECB_Default | NECB_Default | NECB_Default | NECB_Default | NECB_Default | NECB_Default | NECB_Default | aws_batch | 834599497928 | btap_private_cli |  | TRUE | TRUE |  |  | 173.4779 | 3.5 | 169.379 | 229.1912 | 4835.13 | 7095.2421 | 3.4 | Warehouse |  |  | 1.5 | Warehouse | 1 |  | 1 | BTAP1980TO2010 | 0.18734 | 37873.9042 | 0.16728 | 63.8167 | 68.0165 | 3.1849 | 163.9559 | 28.7705 | TORONTO | ONTARIO | 0.6717 | 39.72 | 0 | 40.3917 | 5.3816 | 7.0086 | 0 | 12.3902 | 0 | 0.008068 | 0 | 0 | 0.12094 | 0.012211 | 0 | 0.79134 | 0.017571 | 0.082012 | 0.80374 | 0.0010734 | 0.92467 | 0.012393 | 12.4953 | 173.8815 | 3.4 | 0.678 |  |  | 3.35 |  |  | 0.296 | 0.682 | 3.35 | 3.35 | 1.5 | Toronto Pearson Intl AP | CAN | 382 | 3615 | 43.677 | -79.631 | 5 | 3890 | ON | CAN_ON_Toronto.Pearson.Intl.AP.716240_CWEC2016.epw | 0.92467 | 3.5 | 173.4779 | 9.2168 | 14.9507 | TRUE | TRUE | FALSE | FALSE | 8.9909 | 4.6331 | 0 | 0 | 0 | 0 | 59.92 | 71.8324 | 0.65218 | 0.0090791 | 238.37 | 0 | 0.92467 | 868.5 | 861.83 | 43.33 | 30.83 |  | https://s3.console.aws.amazon.com/s3/buckets/834599497928?region=ca-central-1&prefix=phylroy.lopez/reference/reference/output/0269e166-a18c-42d9-86d7-b52a6c26a644/ | 1.0.002
251 |  | TRUE | 59 | 0 | 0 | 190.5119 |  |  |  | 0.1 | 2021-09-22 20:06:45 +0000 | 438c2ebff | 0.2.14 | :adv_dx_units: NECB_Default :airloop_economizer_type: NECB_Default :algorithm_type: parametric :analysis_id: reference :analysis_name: reference :boiler_eff: NECB_Default :btap_batch_version: 1.0.002 :building_type: Warehouse :chiller_type: NECB_Default :compute_environment: aws_batch :datapoint_id: 4774b0ac-a74f-4ad4-87e6-ae887e25a2f2 :daylighting_type: NECB_Default :dcv_type: NECB_Default :door_construction_cond: NECB_Default :ecm_system_name: NECB_Default :electrical_loads_scale: NECB_Default :enable_costing: true :epw_file: CAN_AB_Edmonton.Intl.AP.711230_CWEC2016.epw :erv_package: NECB_Default :ext_floor_cond: NECB_Default :ext_roof_cond: NECB_Default :ext_wall_cond: NECB_Default :fdwr_set: NECB_Default :fixed_wind_solar_trans: NECB_Default :fixed_window_cond: NECB_Default :furnace_eff: NECB_Default :glass_door_cond: NECB_Default :glass_door_solar_trans: NECB_Default :ground_floor_cond: NECB_Default :ground_roof_cond: NECB_Default :ground_wall_cond: NECB_Default :image_name: btap_private_cli :infiltration_scale: NECB_Default :lights_scale: NECB_Default :lights_type: NECB_Default :nv_delta_temp_in_out: NECB_Default :nv_opening_fraction: NECB_Default :nv_temp_out_min: NECB_Default :nv_type: NECB_Default :oa_scale: NECB_Default :occupancy_loads_scale: NECB_Default :output_meters: [] :output_variables: [] :overhead_door_cond: NECB_Default :primary_heating_fuel: NaturalGas :pv_ground_azimuth_angle: NECB_Default :pv_ground_module_description: NECB_Default :pv_ground_tilt_angle: NECB_Default :pv_ground_total_area_pv_panels_m2: NECB_Default :pv_ground_type: NECB_Default :rotation_degrees: NECB_Default :run_annual_simulation: true :s3_bucket: '834599497928' :scale_x: NECB_Default :scale_y: NECB_Default :scale_z: NECB_Default :shw_eff: NECB_Default :skylight_cond: NECB_Default :skylight_solar_trans: NECB_Default :srr_set: NECB_Default :template: BTAP1980TO2010 | reference | reference | 4774b0ac-a74f-4ad4-87e6-ae887e25a2f2 | BTAP1980TO2010 | Warehouse | NaturalGas | Natural Gas | CAN_AB_Edmonton.Intl.AP.711230_CWEC2016.epw | parametric |  | NECB_Default | NECB_Default | NECB_Default | NECB_Default | NECB_Default | NECB_Default | NECB_Default | NECB_Default | NECB_Default | NECB_Default | NECB_Default | NECB_Default | NECB_Default | NECB_Default | NECB_Default | NECB_Default | NECB_Default | NECB_Default | NECB_Default | NECB_Default | NECB_Default | NECB_Default | NECB_Default | NECB_Default | NECB_Default | NECB_Default | NECB_Default | NECB_Default | NECB_Default | NECB_Default | NECB_Default | NECB_Default | NECB_Default | NECB_Default | NECB_Default | NECB_Default | NECB_Default | NECB_Default | NECB_Default | NECB_Default | NECB_Default | NECB_Default | NECB_Default | NECB_Default | NECB_Default | aws_batch | 834599497928 | btap_private_cli |  | TRUE | TRUE |  |  | 124.2442 | 2.4229 | 168.4541 | 224.9911 | 4835.13 | 7095.2421 | 3.4 | Warehouse |  |  | 1.5 | Warehouse | 1 |  | 1 | BTAP1980TO2010 | 0.18734 | 37873.9042 | 0.14511 | 47.7022 | 66.5982 | 3.0851 | 142.8589 | 25.3283 | EDMONTON | ALBERTA | 25.4342 | 40.0494 | 0 | 65.4836 | 2.4106 | 2.8572 | 0 | 5.2678 | 0 | 0.0033939 | 0 | 0 | 0.1159 | 0.011737 | 0 | 0.77978 | 0.017571 | 0.082012 | 0.79366 | 0.0011809 | 0.90955 | 0.013876 | 11.3681 | 124.556 | 3.4 | 0.678 |  |  | 2.95 |  |  | 0.227 | 0.346 | 2.95 | 2.95 | 1.5 | Edmonton Intl AP | CAN | 23 | 5588 | 53.31 | -113.579 | 7a | 5120 | AB | CAN_AB_Edmonton.Intl.AP.711230_CWEC2016.epw | 0.90955 | 2.4229 | 124.2442 | 6.0844 | 16.4381 | TRUE | TRUE | FALSE | FALSE | 7.6304 | 13.4944 | 0 | 0 | 0 | 0 | 67.09 | 71.8324 | 0.65218 | 0.0090791 | 238.37 | 0 | 0.90955 | 535.33 | 535.33 | 231.5 | 128.67 |  | https://s3.console.aws.amazon.com/s3/buckets/834599497928?region=ca-central-1&prefix=phylroy.lopez/reference/reference/output/4774b0ac-a74f-4ad4-87e6-ae887e25a2f2/ | 1.0.002
252 |  | TRUE | 58 | 0 | 0 | 191.3696 |  |  |  | 0.1 | 2021-09-22 20:06:45 +0000 | 438c2ebff | 0.2.14 | :adv_dx_units: NECB_Default :airloop_economizer_type: NECB_Default :algorithm_type: parametric :analysis_id: reference :analysis_name: reference :boiler_eff: NECB_Default :btap_batch_version: 1.0.002 :building_type: Warehouse :chiller_type: NECB_Default :compute_environment: aws_batch :datapoint_id: a5879867-5a60-40a0-8dd2-8f06f726a362 :daylighting_type: NECB_Default :dcv_type: NECB_Default :door_construction_cond: NECB_Default :ecm_system_name: NECB_Default :electrical_loads_scale: NECB_Default :enable_costing: true :epw_file: CAN_YT_Whitehorse.Intl.AP.719640_CWEC2016.epw :erv_package: NECB_Default :ext_floor_cond: NECB_Default :ext_roof_cond: NECB_Default :ext_wall_cond: NECB_Default :fdwr_set: NECB_Default :fixed_wind_solar_trans: NECB_Default :fixed_window_cond: NECB_Default :furnace_eff: NECB_Default :glass_door_cond: NECB_Default :glass_door_solar_trans: NECB_Default :ground_floor_cond: NECB_Default :ground_roof_cond: NECB_Default :ground_wall_cond: NECB_Default :image_name: btap_private_cli :infiltration_scale: NECB_Default :lights_scale: NECB_Default :lights_type: NECB_Default :nv_delta_temp_in_out: NECB_Default :nv_opening_fraction: NECB_Default :nv_temp_out_min: NECB_Default :nv_type: NECB_Default :oa_scale: NECB_Default :occupancy_loads_scale: NECB_Default :output_meters: [] :output_variables: [] :overhead_door_cond: NECB_Default :primary_heating_fuel: NaturalGas :pv_ground_azimuth_angle: NECB_Default :pv_ground_module_description: NECB_Default :pv_ground_tilt_angle: NECB_Default :pv_ground_total_area_pv_panels_m2: NECB_Default :pv_ground_type: NECB_Default :rotation_degrees: NECB_Default :run_annual_simulation: true :s3_bucket: '834599497928' :scale_x: NECB_Default :scale_y: NECB_Default :scale_z: NECB_Default :shw_eff: NECB_Default :skylight_cond: NECB_Default :skylight_solar_trans: NECB_Default :srr_set: NECB_Default :template: BTAPPRE1980 | reference | reference | a5879867-5a60-40a0-8dd2-8f06f726a362 | BTAPPRE1980 | Warehouse | NaturalGas | Natural Gas | CAN_YT_Whitehorse.Intl.AP.719640_CWEC2016.epw | parametric |  | NECB_Default | NECB_Default | NECB_Default | NECB_Default | NECB_Default | NECB_Default | NECB_Default | NECB_Default | NECB_Default | NECB_Default | NECB_Default | NECB_Default | NECB_Default | NECB_Default | NECB_Default | NECB_Default | NECB_Default | NECB_Default | NECB_Default | NECB_Default | NECB_Default | NECB_Default | NECB_Default | NECB_Default | NECB_Default | NECB_Default | NECB_Default | NECB_Default | NECB_Default | NECB_Default | NECB_Default | NECB_Default | NECB_Default | NECB_Default | NECB_Default | NECB_Default | NECB_Default | NECB_Default | NECB_Default | NECB_Default | NECB_Default | NECB_Default | NECB_Default | NECB_Default | NECB_Default | aws_batch | 834599497928 | btap_private_cli |  | TRUE | TRUE |  |  | 110.5989 | 1.9886 | 211.7862 | 275.5257 | 4835.13 | 7095.2421 | 3.4 | Warehouse |  |  | 1.5 | Warehouse | 1 |  | 1 | BTAPPRE1980 | 0.18734 | 37873.9042 | 0.10915 | 36.2098 | 57.1962 | 2.8162 | 119.4294 | 23.098 | WHITEHORSE | YUKON | 1.8731 | 48.3196 | 0 | 50.1927 | 4.2896 | 8.8074 | 0 | 13.097 | 0 | 0.0014022 | 0 | 0 | 0.12043 | 0.012587 | 0 | 0.95669 | 0.017571 | 0.082012 | 0.97105 | 0.0068561 | 1.0915 | 0.014355 | 10.9607 | 111.9233 | 3.4 | 0.678 |  |  | 2.95 |  |  | 0.227 | 0.772 | 2.95 | 2.95 | 1.5 | Whitehorse Intl AP | CAN | 5 | 6491 | 60.709 | -135.069 | 7b | 6580 | YT | CAN_YT_Whitehorse.Intl.AP.719640_CWEC2016.epw | 1.0915 | 1.9886 | 110.5989 | 7.6017 | 13.1023 | TRUE | TRUE | FALSE | FALSE | 4.4829 | 15.1097 | 0 | 0 | 0 | 0 | 69.41 | 71.8324 | 0.65218 | 0.0090791 | 238.37 | 0 | 1.0915 | 266.5 | 266.17 | 1055.33 | 610.33 |  | https://s3.console.aws.amazon.com/s3/buckets/834599497928?region=ca-central-1&prefix=phylroy.lopez/reference/reference/output/a5879867-5a60-40a0-8dd2-8f06f726a362/ | 1.0.002
253 |  | TRUE | 58 | 0 | 0 | 188.7552 |  |  |  | 0.1 | 2021-09-22 20:06:47 +0000 | 438c2ebff | 0.2.14 | :adv_dx_units: NECB_Default :airloop_economizer_type: NECB_Default :algorithm_type: parametric :analysis_id: reference :analysis_name: reference :boiler_eff: NECB_Default :btap_batch_version: 1.0.002 :building_type: Warehouse :chiller_type: NECB_Default :compute_environment: aws_batch :datapoint_id: 32bfbec6-a964-44d9-96e7-ef0d9da9cbd8 :daylighting_type: NECB_Default :dcv_type: NECB_Default :door_construction_cond: NECB_Default :ecm_system_name: NECB_Default :electrical_loads_scale: NECB_Default :enable_costing: true :epw_file: CAN_YT_Whitehorse.Intl.AP.719640_CWEC2016.epw :erv_package: NECB_Default :ext_floor_cond: NECB_Default :ext_roof_cond: NECB_Default :ext_wall_cond: NECB_Default :fdwr_set: NECB_Default :fixed_wind_solar_trans: NECB_Default :fixed_window_cond: NECB_Default :furnace_eff: NECB_Default :glass_door_cond: NECB_Default :glass_door_solar_trans: NECB_Default :ground_floor_cond: NECB_Default :ground_roof_cond: NECB_Default :ground_wall_cond: NECB_Default :image_name: btap_private_cli :infiltration_scale: NECB_Default :lights_scale: NECB_Default :lights_type: NECB_Default :nv_delta_temp_in_out: NECB_Default :nv_opening_fraction: NECB_Default :nv_temp_out_min: NECB_Default :nv_type: NECB_Default :oa_scale: NECB_Default :occupancy_loads_scale: NECB_Default :output_meters: [] :output_variables: [] :overhead_door_cond: NECB_Default :primary_heating_fuel: NaturalGas :pv_ground_azimuth_angle: NECB_Default :pv_ground_module_description: NECB_Default :pv_ground_tilt_angle: NECB_Default :pv_ground_total_area_pv_panels_m2: NECB_Default :pv_ground_type: NECB_Default :rotation_degrees: NECB_Default :run_annual_simulation: true :s3_bucket: '834599497928' :scale_x: NECB_Default :scale_y: NECB_Default :scale_z: NECB_Default :shw_eff: NECB_Default :skylight_cond: NECB_Default :skylight_solar_trans: NECB_Default :srr_set: NECB_Default :template: BTAP1980TO2010 | reference | reference | 32bfbec6-a964-44d9-96e7-ef0d9da9cbd8 | BTAP1980TO2010 | Warehouse | NaturalGas | Natural Gas | CAN_YT_Whitehorse.Intl.AP.719640_CWEC2016.epw | parametric |  | NECB_Default | NECB_Default | NECB_Default | NECB_Default | NECB_Default | NECB_Default | NECB_Default | NECB_Default | NECB_Default | NECB_Default | NECB_Default | NECB_Default | NECB_Default | NECB_Default | NECB_Default | NECB_Default | NECB_Default | NECB_Default | NECB_Default | NECB_Default | NECB_Default | NECB_Default | NECB_Default | NECB_Default | NECB_Default | NECB_Default | NECB_Default | NECB_Default | NECB_Default | NECB_Default | NECB_Default | NECB_Default | NECB_Default | NECB_Default | NECB_Default | NECB_Default | NECB_Default | NECB_Default | NECB_Default | NECB_Default | NECB_Default | NECB_Default | NECB_Default | NECB_Default | NECB_Default | aws_batch | 834599497928 | btap_private_cli |  | TRUE | TRUE |  |  | 103.08 | 1.8724 | 193.3586 | 252.3935 | 4835.13 | 7095.2421 | 3.4 | Warehouse |  |  | 1.5 | Warehouse | 1 |  | 1 | BTAP1980TO2010 | 0.18734 | 37873.9042 | 0.10915 | 33.652 | 57.1962 | 2.8162 | 115.4904 | 21.7168 | WHITEHORSE | YUKON | 1.8561 | 44.2304 | 0 | 46.0865 | 4.2506 | 8.062 | 0 | 12.3127 | 0 | 0.0014312 | 0 | 0 | 0.11933 | 0.012132 | 0 | 0.87451 | 0.017571 | 0.082012 | 0.88887 | 0.006186 | 1.0082 | 0.014353 | 10.7937 | 104.4718 | 3.4 | 0.678 |  |  | 2.95 |  |  | 0.227 | 0.346 | 2.95 | 2.95 | 1.5 | Whitehorse Intl AP | CAN | 5 | 6491 | 60.709 | -135.069 | 7b | 6580 | YT | CAN_YT_Whitehorse.Intl.AP.719640_CWEC2016.epw | 1.0082 | 1.8724 | 103.08 | 7.6017 | 13.1022 | TRUE | TRUE | FALSE | FALSE | 4.4829 | 15.1096 | 0 | 0 | 0 | 0 | 69.4 | 71.8324 | 0.65218 | 0.0090791 | 238.37 | 0 | 1.0082 | 301.17 | 301.17 | 1051.5 | 604 |  | https://s3.console.aws.amazon.com/s3/buckets/834599497928?region=ca-central-1&prefix=phylroy.lopez/reference/reference/output/32bfbec6-a964-44d9-96e7-ef0d9da9cbd8/ | 1.0.002
254 |  | TRUE | 67 | 0 | 0 | 190.5258 |  |  |  | 0.1 | 2021-09-22 20:06:47 +0000 | 438c2ebff | 0.2.14 | :adv_dx_units: NECB_Default :airloop_economizer_type: NECB_Default :algorithm_type: parametric :analysis_id: reference :analysis_name: reference :boiler_eff: NECB_Default :btap_batch_version: 1.0.002 :building_type: Warehouse :chiller_type: NECB_Default :compute_environment: aws_batch :datapoint_id: fbe6efd8-cd1b-44f3-952a-d3cc2eab5448 :daylighting_type: NECB_Default :dcv_type: NECB_Default :door_construction_cond: NECB_Default :ecm_system_name: NECB_Default :electrical_loads_scale: NECB_Default :enable_costing: true :epw_file: CAN_AB_Edmonton.Intl.AP.711230_CWEC2016.epw :erv_package: NECB_Default :ext_floor_cond: NECB_Default :ext_roof_cond: NECB_Default :ext_wall_cond: NECB_Default :fdwr_set: NECB_Default :fixed_wind_solar_trans: NECB_Default :fixed_window_cond: NECB_Default :furnace_eff: NECB_Default :glass_door_cond: NECB_Default :glass_door_solar_trans: NECB_Default :ground_floor_cond: NECB_Default :ground_roof_cond: NECB_Default :ground_wall_cond: NECB_Default :image_name: btap_private_cli :infiltration_scale: NECB_Default :lights_scale: NECB_Default :lights_type: NECB_Default :nv_delta_temp_in_out: NECB_Default :nv_opening_fraction: NECB_Default :nv_temp_out_min: NECB_Default :nv_type: NECB_Default :oa_scale: NECB_Default :occupancy_loads_scale: NECB_Default :output_meters: [] :output_variables: [] :overhead_door_cond: NECB_Default :primary_heating_fuel: NaturalGas :pv_ground_azimuth_angle: NECB_Default :pv_ground_module_description: NECB_Default :pv_ground_tilt_angle: NECB_Default :pv_ground_total_area_pv_panels_m2: NECB_Default :pv_ground_type: NECB_Default :rotation_degrees: NECB_Default :run_annual_simulation: true :s3_bucket: '834599497928' :scale_x: NECB_Default :scale_y: NECB_Default :scale_z: NECB_Default :shw_eff: NECB_Default :skylight_cond: NECB_Default :skylight_solar_trans: NECB_Default :srr_set: NECB_Default :template: NECB2015 | reference | reference | fbe6efd8-cd1b-44f3-952a-d3cc2eab5448 | NECB2015 | Warehouse | NaturalGas | Natural Gas | CAN_AB_Edmonton.Intl.AP.711230_CWEC2016.epw | parametric |  | NECB_Default | NECB_Default | NECB_Default | NECB_Default | NECB_Default | NECB_Default | NECB_Default | NECB_Default | NECB_Default | NECB_Default | NECB_Default | NECB_Default | NECB_Default | NECB_Default | NECB_Default | NECB_Default | NECB_Default | NECB_Default | NECB_Default | NECB_Default | NECB_Default | NECB_Default | NECB_Default | NECB_Default | NECB_Default | NECB_Default | NECB_Default | NECB_Default | NECB_Default | NECB_Default | NECB_Default | NECB_Default | NECB_Default | NECB_Default | NECB_Default | NECB_Default | NECB_Default | NECB_Default | NECB_Default | NECB_Default | NECB_Default | NECB_Default | NECB_Default | NECB_Default | NECB_Default | aws_batch | 834599497928 | btap_private_cli |  | TRUE | TRUE |  |  | 95.8605 | 21.8629 | 64.0159 | 116.4625 | 4835.13 | 7095.2421 | 32.5 | Warehouse |  |  | 5 | Warehouse | 1 |  | 1 | NECB2015 | 0.18734 | 37873.9042 | 216.9949 | 37.1435 | 66.5982 | 3.0851 | 425.2387 | 101.417 | EDMONTON | ALBERTA | 46.4657 | 15.2994 | 0 | 61.765 | 4.404 | 1.0915 | 0 | 5.4954 | 0 | 0.023983 | 0 | 0 | 0.21173 | 0.088285 | 0 | 0.28951 | 0.017578 | 0.078074 | 0.30319 | 0.0038096 | 0.51492 | 0.013673 | 37.1315 | 95.865 | 32.5 | 0.757 | [5 empty] | 0.162 | 0.21 | 2.2 | 2.2 | 5 | Edmonton Intl AP | CAN | 23 | 5588 | 53.31 | -113.579 | 7a | 5120 | AB | CAN_AB_Edmonton.Intl.AP.711230_CWEC2016.epw | 0.51492 | 21.8629 | 95.8605 | 6.0844 | 16.4381 | FALSE | FALSE | FALSE | FALSE | 7.63 | 13.4937 | 0 | 0 | 0 | 0 | 66.11 | 71.7905 | 0.64331 | 0.0089609 | 235.13 | 0 | 0.51492 | 10.5 | 2.5 | 23.5 | 23.33 |  | https://s3.console.aws.amazon.com/s3/buckets/834599497928?region=ca-central-1&prefix=phylroy.lopez/reference/reference/output/fbe6efd8-cd1b-44f3-952a-d3cc2eab5448/ | 1.0.002
255 |  | TRUE | 192 | 0 | 0 | 722.9986 |  |  |  | 0.1 | 2021-09-22 20:07:21 +0000 | 438c2ebff | 0.2.14 | :adv_dx_units: NECB_Default :airloop_economizer_type: NECB_Default :algorithm_type: parametric :analysis_id: reference :analysis_name: reference :boiler_eff: NECB_Default :btap_batch_version: 1.0.002 :building_type: MediumOffice :chiller_type: NECB_Default :compute_environment: aws_batch :datapoint_id: 713380fb-c0e1-42a8-9b69-59d497ffd03e :daylighting_type: NECB_Default :dcv_type: NECB_Default :door_construction_cond: NECB_Default :ecm_system_name: NECB_Default :electrical_loads_scale: NECB_Default :enable_costing: true :epw_file: CAN_QC_Montreal-Trudeau.Intl.AP.716270_CWEC2016.epw :erv_package: NECB_Default :ext_floor_cond: NECB_Default :ext_roof_cond: NECB_Default :ext_wall_cond: NECB_Default :fdwr_set: NECB_Default :fixed_wind_solar_trans: NECB_Default :fixed_window_cond: NECB_Default :furnace_eff: NECB_Default :glass_door_cond: NECB_Default :glass_door_solar_trans: NECB_Default :ground_floor_cond: NECB_Default :ground_roof_cond: NECB_Default :ground_wall_cond: NECB_Default :image_name: btap_private_cli :infiltration_scale: NECB_Default :lights_scale: NECB_Default :lights_type: NECB_Default :nv_delta_temp_in_out: NECB_Default :nv_opening_fraction: NECB_Default :nv_temp_out_min: NECB_Default :nv_type: NECB_Default :oa_scale: NECB_Default :occupancy_loads_scale: NECB_Default :output_meters: [] :output_variables: [] :overhead_door_cond: NECB_Default :primary_heating_fuel: NaturalGas :pv_ground_azimuth_angle: NECB_Default :pv_ground_module_description: NECB_Default :pv_ground_tilt_angle: NECB_Default :pv_ground_total_area_pv_panels_m2: NECB_Default :pv_ground_type: NECB_Default :rotation_degrees: NECB_Default :run_annual_simulation: true :s3_bucket: '834599497928' :scale_x: NECB_Default :scale_y: NECB_Default :scale_z: NECB_Default :shw_eff: NECB_Default :skylight_cond: NECB_Default :skylight_solar_trans: NECB_Default :srr_set: NECB_Default :template: BTAPPRE1980 | reference | reference | 713380fb-c0e1-42a8-9b69-59d497ffd03e | BTAPPRE1980 | MediumOffice | NaturalGas | Natural Gas | CAN_QC_Montreal-Trudeau.Intl.AP.716270_CWEC2016.epw | parametric |  | NECB_Default | NECB_Default | NECB_Default | NECB_Default | NECB_Default | NECB_Default | NECB_Default | NECB_Default | NECB_Default | NECB_Default | NECB_Default | NECB_Default | NECB_Default | NECB_Default | NECB_Default | NECB_Default | NECB_Default | NECB_Default | NECB_Default | NECB_Default | NECB_Default | NECB_Default | NECB_Default | NECB_Default | NECB_Default | NECB_Default | NECB_Default | NECB_Default | NECB_Default | NECB_Default | NECB_Default | NECB_Default | NECB_Default | NECB_Default | NECB_Default | NECB_Default | NECB_Default | NECB_Default | NECB_Default | NECB_Default | NECB_Default | NECB_Default | NECB_Default | NECB_Default | NECB_Default | aws_batch | 834599497928 | btap_private_cli |  | TRUE | TRUE |  |  | 108.0789 | 15.8626 | 53.2525 | 110.9117 | 4982.19 | 3638.3973 | 33 | MediumOffice |  |  | 0 | MediumOffice | 3 |  | 3 | BTAPPRE1980 | 0.1843 | 19741.4134 | 1.0345 | 91.5252 | 64.9436 | 3.393 | 324.6915 | 163.7952 | MONTREAL | QUEBEC | 0.11589 | 15.7499 | 0 | 15.8657 | 7.3807 | 4.1256 | 0 | 11.5063 | 0 | 0.022368 | 0 | 0 | 0.29821 | 0.051076 | 0 | 0.26207 | 0.099954 | 0.11619 | 0.31882 | 0.007019 | 0.61703 | 0.05675 | 42.5097 | 108.572 | 33 | 0.678 | [5 empty] | 0.267 | 0.823 | 2.95 |  | 0 | Montreal-Trudeau Intl AP | CAN | 323 | 4090 | 45.471 | -73.741 | 6 | 4400 | QC | CAN_QC_Montreal-Trudeau.Intl.AP.716270_CWEC2016.epw | 0.61703 | 15.8626 | 108.0789 | 15.432 | 19.2902 | TRUE | FALSE | FALSE | FALSE | 12.5228 | 13.0396 | 0 | 0 | 0 | 0 | 282.74 | 249.3589 | 2.9448 | 0.011809 | 1076.31 | 0.0016117 | 0.61703 | 48.17 | 40.83 | 0.17 | 0.17 |  | https://s3.console.aws.amazon.com/s3/buckets/834599497928?region=ca-central-1&prefix=phylroy.lopez/reference/reference/output/713380fb-c0e1-42a8-9b69-59d497ffd03e/ | 1.0.002
256 |  | TRUE | 199 | 2 | 0 | 723.0685 |  |  |  | 0.1 | 2021-09-22 20:07:09 +0000 | 438c2ebff | 0.2.14 | :adv_dx_units: NECB_Default :airloop_economizer_type: NECB_Default :algorithm_type: parametric :analysis_id: reference :analysis_name: reference :boiler_eff: NECB_Default :btap_batch_version: 1.0.002 :building_type: MediumOffice :chiller_type: NECB_Default :compute_environment: aws_batch :datapoint_id: b80b02a3-b924-46ff-aa1d-6784d24fa390 :daylighting_type: NECB_Default :dcv_type: NECB_Default :door_construction_cond: NECB_Default :ecm_system_name: NECB_Default :electrical_loads_scale: NECB_Default :enable_costing: true :epw_file: CAN_AB_Calgary.Intl.AP.718770_CWEC2016.epw :erv_package: NECB_Default :ext_floor_cond: NECB_Default :ext_roof_cond: NECB_Default :ext_wall_cond: NECB_Default :fdwr_set: NECB_Default :fixed_wind_solar_trans: NECB_Default :fixed_window_cond: NECB_Default :furnace_eff: NECB_Default :glass_door_cond: NECB_Default :glass_door_solar_trans: NECB_Default :ground_floor_cond: NECB_Default :ground_roof_cond: NECB_Default :ground_wall_cond: NECB_Default :image_name: btap_private_cli :infiltration_scale: NECB_Default :lights_scale: NECB_Default :lights_type: NECB_Default :nv_delta_temp_in_out: NECB_Default :nv_opening_fraction: NECB_Default :nv_temp_out_min: NECB_Default :nv_type: NECB_Default :oa_scale: NECB_Default :occupancy_loads_scale: NECB_Default :output_meters: [] :output_variables: [] :overhead_door_cond: NECB_Default :primary_heating_fuel: NaturalGas :pv_ground_azimuth_angle: NECB_Default :pv_ground_module_description: NECB_Default :pv_ground_tilt_angle: NECB_Default :pv_ground_total_area_pv_panels_m2: NECB_Default :pv_ground_type: NECB_Default :rotation_degrees: NECB_Default :run_annual_simulation: true :s3_bucket: '834599497928' :scale_x: NECB_Default :scale_y: NECB_Default :scale_z: NECB_Default :shw_eff: NECB_Default :skylight_cond: NECB_Default :skylight_solar_trans: NECB_Default :srr_set: NECB_Default :template: BTAPPRE1980 | reference | reference | b80b02a3-b924-46ff-aa1d-6784d24fa390 | BTAPPRE1980 | MediumOffice | NaturalGas | Natural Gas | CAN_AB_Calgary.Intl.AP.718770_CWEC2016.epw | parametric |  | NECB_Default | NECB_Default | NECB_Default | NECB_Default | NECB_Default | NECB_Default | NECB_Default | NECB_Default | NECB_Default | NECB_Default | NECB_Default | NECB_Default | NECB_Default | NECB_Default | NECB_Default | NECB_Default | NECB_Default | NECB_Default | NECB_Default | NECB_Default | NECB_Default | NECB_Default | NECB_Default | NECB_Default | NECB_Default | NECB_Default | NECB_Default | NECB_Default | NECB_Default | NECB_Default | NECB_Default | NECB_Default | NECB_Default | NECB_Default | NECB_Default | NECB_Default | NECB_Default | NECB_Default | NECB_Default | NECB_Default | NECB_Default | NECB_Default | NECB_Default | NECB_Default | NECB_Default | aws_batch | 834599497928 | btap_private_cli |  | TRUE | TRUE |  |  | 102.6004 | 12.4401 | 39.1712 | 93.4306 | 4982.19 | 3638.3973 | 33 | MediumOffice |  |  | 0 | MediumOffice | 3 |  | 3 | BTAPPRE1980 | 0.1843 | 19741.4134 | 1.0722 | 87.2736 | 68.0384 | 3.4563 | 339.2082 | 179.3677 | CALGARY | ALBERTA | 65.7973 | 12.7835 | 0 | 78.5808 | 6.2362 | 0.91199 | 0 | 7.1482 | 0 | 0.012553 | 0 | 0 | 0.29982 | 0.066174 | 0 | 0.19381 | 0.099954 | 0.11619 | 0.25333 | 0.0042953 | 0.55315 | 0.059514 | 38.158 | 102.6123 | 33 | 0.678 | [5 empty] | 0.227 | 0.772 | 2.95 |  | 0 | Calgary Intl AP | CAN | 64 | 4781 | 51.114 | -114.02 | 7a | 5000 | AB | CAN_AB_Calgary.Intl.AP.718770_CWEC2016.epw | 0.55315 | 12.4401 | 102.6004 | 13.373 | 18.4865 | TRUE | FALSE | FALSE | FALSE | 12.0573 | 13.9121 | 0 | 0 | 0 | 0 | 296.51 | 249.3589 | 2.9448 | 0.011809 | 1076.31 | 0.00065835 | 0.55315 | 25.5 | 21.67 | 0 | 0 |  | https://s3.console.aws.amazon.com/s3/buckets/834599497928?region=ca-central-1&prefix=phylroy.lopez/reference/reference/output/b80b02a3-b924-46ff-aa1d-6784d24fa390/ | 1.0.002
257 |  | TRUE | 188 | 1 | 0 | 723.6511 |  |  |  | 0.1 | 2021-09-22 20:07:13 +0000 | 438c2ebff | 0.2.14 | :adv_dx_units: NECB_Default :airloop_economizer_type: NECB_Default :algorithm_type: parametric :analysis_id: reference :analysis_name: reference :boiler_eff: NECB_Default :btap_batch_version: 1.0.002 :building_type: MediumOffice :chiller_type: NECB_Default :compute_environment: aws_batch :datapoint_id: 119baa6d-5d4b-4d7d-82a0-5f891baec15c :daylighting_type: NECB_Default :dcv_type: NECB_Default :door_construction_cond: NECB_Default :ecm_system_name: NECB_Default :electrical_loads_scale: NECB_Default :enable_costing: true :epw_file: CAN_AB_Edmonton.Intl.AP.711230_CWEC2016.epw :erv_package: NECB_Default :ext_floor_cond: NECB_Default :ext_roof_cond: NECB_Default :ext_wall_cond: NECB_Default :fdwr_set: NECB_Default :fixed_wind_solar_trans: NECB_Default :fixed_window_cond: NECB_Default :furnace_eff: NECB_Default :glass_door_cond: NECB_Default :glass_door_solar_trans: NECB_Default :ground_floor_cond: NECB_Default :ground_roof_cond: NECB_Default :ground_wall_cond: NECB_Default :image_name: btap_private_cli :infiltration_scale: NECB_Default :lights_scale: NECB_Default :lights_type: NECB_Default :nv_delta_temp_in_out: NECB_Default :nv_opening_fraction: NECB_Default :nv_temp_out_min: NECB_Default :nv_type: NECB_Default :oa_scale: NECB_Default :occupancy_loads_scale: NECB_Default :output_meters: [] :output_variables: [] :overhead_door_cond: NECB_Default :primary_heating_fuel: NaturalGas :pv_ground_azimuth_angle: NECB_Default :pv_ground_module_description: NECB_Default :pv_ground_tilt_angle: NECB_Default :pv_ground_total_area_pv_panels_m2: NECB_Default :pv_ground_type: NECB_Default :rotation_degrees: NECB_Default :run_annual_simulation: true :s3_bucket: '834599497928' :scale_x: NECB_Default :scale_y: NECB_Default :scale_z: NECB_Default :shw_eff: NECB_Default :skylight_cond: NECB_Default :skylight_solar_trans: NECB_Default :srr_set: NECB_Default :template: BTAPPRE1980 | reference | reference | 119baa6d-5d4b-4d7d-82a0-5f891baec15c | BTAPPRE1980 | MediumOffice | NaturalGas | Natural Gas | CAN_AB_Edmonton.Intl.AP.711230_CWEC2016.epw | parametric |  | NECB_Default | NECB_Default | NECB_Default | NECB_Default | NECB_Default | NECB_Default | NECB_Default | NECB_Default | NECB_Default | NECB_Default | NECB_Default | NECB_Default | NECB_Default | NECB_Default | NECB_Default | NECB_Default | NECB_Default | NECB_Default | NECB_Default | NECB_Default | NECB_Default | NECB_Default | NECB_Default | NECB_Default | NECB_Default | NECB_Default | NECB_Default | NECB_Default | NECB_Default | NECB_Default | NECB_Default | NECB_Default | NECB_Default | NECB_Default | NECB_Default | NECB_Default | NECB_Default | NECB_Default | NECB_Default | NECB_Default | NECB_Default | NECB_Default | NECB_Default | NECB_Default | NECB_Default | aws_batch | 834599497928 | btap_private_cli |  | TRUE | TRUE |  |  | 108.5388 | 13.1433 | 53.4298 | 109.6617 | 4982.19 | 3638.3973 | 33 | MediumOffice |  |  | 0 | MediumOffice | 3 |  | 3 | BTAPPRE1980 | 0.1843 | 19741.4134 | 1.0685 | 89.9517 | 70.6807 | 3.4578 | 344.3001 | 179.1413 | EDMONTON | ALBERTA | 62.8351 | 16.4052 | 0 | 79.2403 | 5.9555 | 1.1704 | 0 | 7.1258 | 0 | 0.0093553 | 0 | 0 | 0.28632 | 0.056056 | 0 | 0.26349 | 0.099954 | 0.11619 | 0.3251 | 0.0042692 | 0.61142 | 0.061615 | 37.9305 | 110.3223 | 33 | 0.678 | [5 empty] | 0.227 | 0.772 | 2.95 |  | 0 | Edmonton Intl AP | CAN | 23 | 5588 | 53.31 | -113.579 | 7a | 5120 | AB | CAN_AB_Edmonton.Intl.AP.711230_CWEC2016.epw | 0.61142 | 13.1433 | 108.5388 | 13.6016 | 16.5427 | TRUE | FALSE | FALSE | FALSE | 11.0857 | 15.6741 | 0 | 0 | 0 | 0 | 306.98 | 249.3589 | 2.9448 | 0.011809 | 1076.31 | 0.00050179 | 0.61142 | 16.83 | 12.67 | 0 | 0 |  | https://s3.console.aws.amazon.com/s3/buckets/834599497928?region=ca-central-1&prefix=phylroy.lopez/reference/reference/output/119baa6d-5d4b-4d7d-82a0-5f891baec15c/ | 1.0.002
258 |  | TRUE | 186 | 0 | 0 | 723.0855 |  |  |  | 0.1 | 2021-09-22 20:07:02 +0000 | 438c2ebff | 0.2.14 | :adv_dx_units: NECB_Default :airloop_economizer_type: NECB_Default :algorithm_type: parametric :analysis_id: reference :analysis_name: reference :boiler_eff: NECB_Default :btap_batch_version: 1.0.002 :building_type: MediumOffice :chiller_type: NECB_Default :compute_environment: aws_batch :datapoint_id: 3f170ce6-5631-4e36-a44b-8774420751e2 :daylighting_type: NECB_Default :dcv_type: NECB_Default :door_construction_cond: NECB_Default :ecm_system_name: NECB_Default :electrical_loads_scale: NECB_Default :enable_costing: true :epw_file: CAN_QC_Montreal-Trudeau.Intl.AP.716270_CWEC2016.epw :erv_package: NECB_Default :ext_floor_cond: NECB_Default :ext_roof_cond: NECB_Default :ext_wall_cond: NECB_Default :fdwr_set: NECB_Default :fixed_wind_solar_trans: NECB_Default :fixed_window_cond: NECB_Default :furnace_eff: NECB_Default :glass_door_cond: NECB_Default :glass_door_solar_trans: NECB_Default :ground_floor_cond: NECB_Default :ground_roof_cond: NECB_Default :ground_wall_cond: NECB_Default :image_name: btap_private_cli :infiltration_scale: NECB_Default :lights_scale: NECB_Default :lights_type: NECB_Default :nv_delta_temp_in_out: NECB_Default :nv_opening_fraction: NECB_Default :nv_temp_out_min: NECB_Default :nv_type: NECB_Default :oa_scale: NECB_Default :occupancy_loads_scale: NECB_Default :output_meters: [] :output_variables: [] :overhead_door_cond: NECB_Default :primary_heating_fuel: NaturalGas :pv_ground_azimuth_angle: NECB_Default :pv_ground_module_description: NECB_Default :pv_ground_tilt_angle: NECB_Default :pv_ground_total_area_pv_panels_m2: NECB_Default :pv_ground_type: NECB_Default :rotation_degrees: NECB_Default :run_annual_simulation: true :s3_bucket: '834599497928' :scale_x: NECB_Default :scale_y: NECB_Default :scale_z: NECB_Default :shw_eff: NECB_Default :skylight_cond: NECB_Default :skylight_solar_trans: NECB_Default :srr_set: NECB_Default :template: BTAP1980TO2010 | reference | reference | 3f170ce6-5631-4e36-a44b-8774420751e2 | BTAP1980TO2010 | MediumOffice | NaturalGas | Natural Gas | CAN_QC_Montreal-Trudeau.Intl.AP.716270_CWEC2016.epw | parametric |  | NECB_Default | NECB_Default | NECB_Default | NECB_Default | NECB_Default | NECB_Default | NECB_Default | NECB_Default | NECB_Default | NECB_Default | NECB_Default | NECB_Default | NECB_Default | NECB_Default | NECB_Default | NECB_Default | NECB_Default | NECB_Default | NECB_Default | NECB_Default | NECB_Default | NECB_Default | NECB_Default | NECB_Default | NECB_Default | NECB_Default | NECB_Default | NECB_Default | NECB_Default | NECB_Default | NECB_Default | NECB_Default | NECB_Default | NECB_Default | NECB_Default | NECB_Default | NECB_Default | NECB_Default | NECB_Default | NECB_Default | NECB_Default | NECB_Default | NECB_Default | NECB_Default | NECB_Default | aws_batch | 834599497928 | btap_private_cli |  | TRUE | TRUE |  |  | 106.8953 | 15.3911 | 49.4277 | 103.9464 | 4982.19 | 3638.3973 | 33 | MediumOffice |  |  | 0 | MediumOffice | 3 |  | 3 | BTAP1980TO2010 | 0.1843 | 19741.4134 | 1.0345 | 90.3666 | 64.9436 | 3.393 | 316.3134 | 156.5757 | MONTREAL | QUEBEC | 0.11263 | 14.9236 | 0 | 15.0362 | 7.1734 | 3.9091 | 0 | 11.0825 | 0 | 0.022073 | 0 | 0 | 0.28983 | 0.043152 | 0 | 0.24534 | 0.099954 | 0.11619 | 0.30209 | 0.0068885 | 0.59193 | 0.056754 | 41.672 | 106.9072 | 33 | 0.678 | [5 empty] | 0.267 | 0.426 | 2.95 |  | 0 | Montreal-Trudeau Intl AP | CAN | 323 | 4090 | 45.471 | -73.741 | 6 | 4400 | QC | CAN_QC_Montreal-Trudeau.Intl.AP.716270_CWEC2016.epw | 0.59193 | 15.3911 | 106.8953 | 15.432 | 19.2902 | TRUE | FALSE | FALSE | FALSE | 12.5228 | 13.0396 | 0 | 0 | 0 | 0 | 282.76 | 249.3589 | 2.9448 | 0.011809 | 1076.31 | 0.0015816 | 0.59193 | 53.17 | 45.33 | 0.17 | 0.17 |  | https://s3.console.aws.amazon.com/s3/buckets/834599497928?region=ca-central-1&prefix=phylroy.lopez/reference/reference/output/3f170ce6-5631-4e36-a44b-8774420751e2/ | 1.0.002
259 |  | TRUE | 184 | 1 | 0 | 724.5405 |  |  |  | 0.1 | 2021-09-22 20:07:08 +0000 | 438c2ebff | 0.2.14 | :adv_dx_units: NECB_Default :airloop_economizer_type: NECB_Default :algorithm_type: parametric :analysis_id: reference :analysis_name: reference :boiler_eff: NECB_Default :btap_batch_version: 1.0.002 :building_type: MediumOffice :chiller_type: NECB_Default :compute_environment: aws_batch :datapoint_id: 72f23df0-5853-4693-b3f6-13f4e93a75f6 :daylighting_type: NECB_Default :dcv_type: NECB_Default :door_construction_cond: NECB_Default :ecm_system_name: NECB_Default :electrical_loads_scale: NECB_Default :enable_costing: true :epw_file: CAN_AB_Edmonton.Intl.AP.711230_CWEC2016.epw :erv_package: NECB_Default :ext_floor_cond: NECB_Default :ext_roof_cond: NECB_Default :ext_wall_cond: NECB_Default :fdwr_set: NECB_Default :fixed_wind_solar_trans: NECB_Default :fixed_window_cond: NECB_Default :furnace_eff: NECB_Default :glass_door_cond: NECB_Default :glass_door_solar_trans: NECB_Default :ground_floor_cond: NECB_Default :ground_roof_cond: NECB_Default :ground_wall_cond: NECB_Default :image_name: btap_private_cli :infiltration_scale: NECB_Default :lights_scale: NECB_Default :lights_type: NECB_Default :nv_delta_temp_in_out: NECB_Default :nv_opening_fraction: NECB_Default :nv_temp_out_min: NECB_Default :nv_type: NECB_Default :oa_scale: NECB_Default :occupancy_loads_scale: NECB_Default :output_meters: [] :output_variables: [] :overhead_door_cond: NECB_Default :primary_heating_fuel: NaturalGas :pv_ground_azimuth_angle: NECB_Default :pv_ground_module_description: NECB_Default :pv_ground_tilt_angle: NECB_Default :pv_ground_total_area_pv_panels_m2: NECB_Default :pv_ground_type: NECB_Default :rotation_degrees: NECB_Default :run_annual_simulation: true :s3_bucket: '834599497928' :scale_x: NECB_Default :scale_y: NECB_Default :scale_z: NECB_Default :shw_eff: NECB_Default :skylight_cond: NECB_Default :skylight_solar_trans: NECB_Default :srr_set: NECB_Default :template: BTAP1980TO2010 | reference | reference | 72f23df0-5853-4693-b3f6-13f4e93a75f6 | BTAP1980TO2010 | MediumOffice | NaturalGas | Natural Gas | CAN_AB_Edmonton.Intl.AP.711230_CWEC2016.epw | parametric |  | NECB_Default | NECB_Default | NECB_Default | NECB_Default | NECB_Default | NECB_Default | NECB_Default | NECB_Default | NECB_Default | NECB_Default | NECB_Default | NECB_Default | NECB_Default | NECB_Default | NECB_Default | NECB_Default | NECB_Default | NECB_Default | NECB_Default | NECB_Default | NECB_Default | NECB_Default | NECB_Default | NECB_Default | NECB_Default | NECB_Default | NECB_Default | NECB_Default | NECB_Default | NECB_Default | NECB_Default | NECB_Default | NECB_Default | NECB_Default | NECB_Default | NECB_Default | NECB_Default | NECB_Default | NECB_Default | NECB_Default | NECB_Default | NECB_Default | NECB_Default | NECB_Default | NECB_Default | aws_batch | 834599497928 | btap_private_cli |  | TRUE | TRUE |  |  | 110.8445 | 12.8888 | 46.9238 | 100.6329 | 4982.19 | 3638.3973 | 33 | MediumOffice |  |  | 0 | MediumOffice | 3 |  | 3 | BTAP1980TO2010 | 0.1843 | 19741.4134 | 1.0685 | 86.2206 | 70.6807 | 3.4578 | 337.6279 | 176.2002 | EDMONTON | ALBERTA | 62.8108 | 14.7718 | 0 | 77.5827 | 5.9532 | 1.0538 | 0 | 7.007 | 0 | 0.009837 | 0 | 0 | 0.28621 | 0.055472 | 0 | 0.23112 | 0.099954 | 0.11619 | 0.29273 | 0.0042351 | 0.57895 | 0.061611 | 37.8443 | 110.8563 | 33 | 0.678 | [5 empty] | 0.227 | 0.346 | 2.95 |  | 0 | Edmonton Intl AP | CAN | 23 | 5588 | 53.31 | -113.579 | 7a | 5120 | AB | CAN_AB_Edmonton.Intl.AP.711230_CWEC2016.epw | 0.57894 | 12.8888 | 110.8445 | 13.6016 | 16.5427 | TRUE | FALSE | FALSE | FALSE | 11.0857 | 15.6741 | 0 | 0 | 0 | 0 | 306.96 | 249.3589 | 2.9448 | 0.011809 | 1076.31 | 0.00052788 | 0.57895 | 19.83 | 15.17 | 0 | 0 |  | https://s3.console.aws.amazon.com/s3/buckets/834599497928?region=ca-central-1&prefix=phylroy.lopez/reference/reference/output/72f23df0-5853-4693-b3f6-13f4e93a75f6/ | 1.0.002
260 |  | TRUE | 83 | 0 | 0 | 126.1497 |  |  |  | 0.1 | 2021-09-22 20:07:32 +0000 | 438c2ebff | 0.2.14 | :adv_dx_units: NECB_Default :airloop_economizer_type: NECB_Default :algorithm_type: parametric :analysis_id: reference :analysis_name: reference :boiler_eff: NECB_Default :btap_batch_version: 1.0.002 :building_type: RetailStandalone :chiller_type: NECB_Default :compute_environment: aws_batch :datapoint_id: 077b5dca-6aa2-4293-95e3-214598eba718 :daylighting_type: NECB_Default :dcv_type: NECB_Default :door_construction_cond: NECB_Default :ecm_system_name: NECB_Default :electrical_loads_scale: NECB_Default :enable_costing: true :epw_file: CAN_AB_Edmonton.Intl.AP.711230_CWEC2016.epw :erv_package: NECB_Default :ext_floor_cond: NECB_Default :ext_roof_cond: NECB_Default :ext_wall_cond: NECB_Default :fdwr_set: NECB_Default :fixed_wind_solar_trans: NECB_Default :fixed_window_cond: NECB_Default :furnace_eff: NECB_Default :glass_door_cond: NECB_Default :glass_door_solar_trans: NECB_Default :ground_floor_cond: NECB_Default :ground_roof_cond: NECB_Default :ground_wall_cond: NECB_Default :image_name: btap_private_cli :infiltration_scale: NECB_Default :lights_scale: NECB_Default :lights_type: NECB_Default :nv_delta_temp_in_out: NECB_Default :nv_opening_fraction: NECB_Default :nv_temp_out_min: NECB_Default :nv_type: NECB_Default :oa_scale: NECB_Default :occupancy_loads_scale: NECB_Default :output_meters: [] :output_variables: [] :overhead_door_cond: NECB_Default :primary_heating_fuel: NaturalGas :pv_ground_azimuth_angle: NECB_Default :pv_ground_module_description: NECB_Default :pv_ground_tilt_angle: NECB_Default :pv_ground_total_area_pv_panels_m2: NECB_Default :pv_ground_type: NECB_Default :rotation_degrees: NECB_Default :run_annual_simulation: true :s3_bucket: '834599497928' :scale_x: NECB_Default :scale_y: NECB_Default :scale_z: NECB_Default :shw_eff: NECB_Default :skylight_cond: NECB_Default :skylight_solar_trans: NECB_Default :srr_set: NECB_Default :template: BTAP1980TO2010 | reference | reference | 077b5dca-6aa2-4293-95e3-214598eba718 | BTAP1980TO2010 | RetailStandalone | NaturalGas | Natural Gas | CAN_AB_Edmonton.Intl.AP.711230_CWEC2016.epw | parametric |  | NECB_Default | NECB_Default | NECB_Default | NECB_Default | NECB_Default | NECB_Default | NECB_Default | NECB_Default | NECB_Default | NECB_Default | NECB_Default | NECB_Default | NECB_Default | NECB_Default | NECB_Default | NECB_Default | NECB_Default | NECB_Default | NECB_Default | NECB_Default | NECB_Default | NECB_Default | NECB_Default | NECB_Default | NECB_Default | NECB_Default | NECB_Default | NECB_Default | NECB_Default | NECB_Default | NECB_Default | NECB_Default | NECB_Default | NECB_Default | NECB_Default | NECB_Default | NECB_Default | NECB_Default | NECB_Default | NECB_Default | NECB_Default | NECB_Default | NECB_Default | NECB_Default | NECB_Default | aws_batch | 834599497928 | btap_private_cli |  | TRUE | TRUE |  |  | 154.2196 | 18.5946 | 151.4138 | 250.4842 | 2293.99 | 3471.0086 | 7.1 | RetailStandalone |  |  | 1 | RetailStandalone | 1 |  | 1 | BTAP1980TO2010 | 0.24821 | 13984.1807 | 0.38292 | 50.4683 | 115.2609 | 4.9653 | 316.4845 | 145.4071 | EDMONTON | ALBERTA | 87.9967 | 38.1045 | 0 | 126.1013 | 8.3403 | 2.7184 | 0 | 11.0587 | 0 | 0.028012 | 0 | 0 | 0.40098 | 0.11409 | 0 | 0.73673 | 0.030964 | 0.22339 | 0.75512 | 0.0045205 | 1.1561 | 0.018392 | 41.9016 | 154.7933 | 7.1 | 0.678 | [5 empty] | 0.227 | 0.346 | 2.95 | 2.95 | 1 | Edmonton Intl AP | CAN | 23 | 5588 | 53.31 | -113.579 | 7a | 5120 | AB | CAN_AB_Edmonton.Intl.AP.711230_CWEC2016.epw | 1.1561 | 18.5946 | 154.2196 | 5.7944 | 16.5861 | FALSE | FALSE | FALSE | FALSE | 8.1594 | 14.7537 | 0 | 0 | 0 | 0 | 42.19 | 68.4695 | 0.41833 | 0.0061097 | 152.9 | 0 | 1.1561 | 120.33 | 120.33 | 23.5 | 23.17 |  | https://s3.console.aws.amazon.com/s3/buckets/834599497928?region=ca-central-1&prefix=phylroy.lopez/reference/reference/output/077b5dca-6aa2-4293-95e3-214598eba718/ | 1.0.002
261 |  | TRUE | 184 | 0 | 0 | 724.5128 |  |  |  | 0.1 | 2021-09-22 20:06:50 +0000 | 438c2ebff | 0.2.14 | :adv_dx_units: NECB_Default :airloop_economizer_type: NECB_Default :algorithm_type: parametric :analysis_id: reference :analysis_name: reference :boiler_eff: NECB_Default :btap_batch_version: 1.0.002 :building_type: MediumOffice :chiller_type: NECB_Default :compute_environment: aws_batch :datapoint_id: b9a1e1c1-6013-42bf-b194-65b55ea4228a :daylighting_type: NECB_Default :dcv_type: NECB_Default :door_construction_cond: NECB_Default :ecm_system_name: NECB_Default :electrical_loads_scale: NECB_Default :enable_costing: true :epw_file: CAN_ON_Toronto.Pearson.Intl.AP.716240_CWEC2016.epw :erv_package: NECB_Default :ext_floor_cond: NECB_Default :ext_roof_cond: NECB_Default :ext_wall_cond: NECB_Default :fdwr_set: NECB_Default :fixed_wind_solar_trans: NECB_Default :fixed_window_cond: NECB_Default :furnace_eff: NECB_Default :glass_door_cond: NECB_Default :glass_door_solar_trans: NECB_Default :ground_floor_cond: NECB_Default :ground_roof_cond: NECB_Default :ground_wall_cond: NECB_Default :image_name: btap_private_cli :infiltration_scale: NECB_Default :lights_scale: NECB_Default :lights_type: NECB_Default :nv_delta_temp_in_out: NECB_Default :nv_opening_fraction: NECB_Default :nv_temp_out_min: NECB_Default :nv_type: NECB_Default :oa_scale: NECB_Default :occupancy_loads_scale: NECB_Default :output_meters: [] :output_variables: [] :overhead_door_cond: NECB_Default :primary_heating_fuel: NaturalGas :pv_ground_azimuth_angle: NECB_Default :pv_ground_module_description: NECB_Default :pv_ground_tilt_angle: NECB_Default :pv_ground_total_area_pv_panels_m2: NECB_Default :pv_ground_type: NECB_Default :rotation_degrees: NECB_Default :run_annual_simulation: true :s3_bucket: '834599497928' :scale_x: NECB_Default :scale_y: NECB_Default :scale_z: NECB_Default :shw_eff: NECB_Default :skylight_cond: NECB_Default :skylight_solar_trans: NECB_Default :srr_set: NECB_Default :template: BTAP1980TO2010 | reference | reference | b9a1e1c1-6013-42bf-b194-65b55ea4228a | BTAP1980TO2010 | MediumOffice | NaturalGas | Natural Gas | CAN_ON_Toronto.Pearson.Intl.AP.716240_CWEC2016.epw | parametric |  | NECB_Default | NECB_Default | NECB_Default | NECB_Default | NECB_Default | NECB_Default | NECB_Default | NECB_Default | NECB_Default | NECB_Default | NECB_Default | NECB_Default | NECB_Default | NECB_Default | NECB_Default | NECB_Default | NECB_Default | NECB_Default | NECB_Default | NECB_Default | NECB_Default | NECB_Default | NECB_Default | NECB_Default | NECB_Default | NECB_Default | NECB_Default | NECB_Default | NECB_Default | NECB_Default | NECB_Default | NECB_Default | NECB_Default | NECB_Default | NECB_Default | NECB_Default | NECB_Default | NECB_Default | NECB_Default | NECB_Default | NECB_Default | NECB_Default | NECB_Default | NECB_Default | NECB_Default | aws_batch | 834599497928 | btap_private_cli |  | TRUE | TRUE |  |  | 100.4583 | 15.9112 | 44.1149 | 98.5655 | 4982.19 | 3638.3973 | 33 | MediumOffice |  |  | 0 | MediumOffice | 3 |  | 3 | BTAP1980TO2010 | 0.1843 | 19741.4134 | 1.2318 | 95.7667 | 71.3348 | 3.5224 | 344.6165 | 172.7609 | TORONTO | ONTARIO | 1.6703 | 13.4419 | 0 | 15.1122 | 13.3824 | 2.3718 | 0 | 15.7542 | 0 | 0.02426 | 0 | 0 | 0.30073 | 0.051534 | 0 | 0.21681 | 0.099954 | 0.11619 | 0.272 | 0.0070451 | 0.57272 | 0.055183 | 42.623 | 101.1587 | 33 | 0.678 | [5 empty] | 0.296 | 0.682 | 3.35 |  | 0 | Toronto Pearson Intl AP | CAN | 382 | 3615 | 43.677 | -79.631 | 5 | 3890 | ON | CAN_ON_Toronto.Pearson.Intl.AP.716240_CWEC2016.epw | 0.57272 | 15.9112 | 100.4583 | 16.3123 | 17.7277 | TRUE | FALSE | FALSE | FALSE | 12.6199 | 7.6583 | 0 | 0 | 0 | 0 | 274.93 | 249.3589 | 2.9448 | 0.011809 | 1076.31 | 0.0017482 | 0.57272 | 65.5 | 58.5 | 0 | 0 |  | https://s3.console.aws.amazon.com/s3/buckets/834599497928?region=ca-central-1&prefix=phylroy.lopez/reference/reference/output/b9a1e1c1-6013-42bf-b194-65b55ea4228a/ | 1.0.002
262 |  | TRUE | 191 | 0 | 0 | 725.8254 |  |  |  | 0.1 | 2021-09-22 20:06:52 +0000 | 438c2ebff | 0.2.14 | :adv_dx_units: NECB_Default :airloop_economizer_type: NECB_Default :algorithm_type: parametric :analysis_id: reference :analysis_name: reference :boiler_eff: NECB_Default :btap_batch_version: 1.0.002 :building_type: MediumOffice :chiller_type: NECB_Default :compute_environment: aws_batch :datapoint_id: 0e011b6f-9c3c-4598-82a8-24b71b8628a3 :daylighting_type: NECB_Default :dcv_type: NECB_Default :door_construction_cond: NECB_Default :ecm_system_name: NECB_Default :electrical_loads_scale: NECB_Default :enable_costing: true :epw_file: CAN_ON_Toronto.Pearson.Intl.AP.716240_CWEC2016.epw :erv_package: NECB_Default :ext_floor_cond: NECB_Default :ext_roof_cond: NECB_Default :ext_wall_cond: NECB_Default :fdwr_set: NECB_Default :fixed_wind_solar_trans: NECB_Default :fixed_window_cond: NECB_Default :furnace_eff: NECB_Default :glass_door_cond: NECB_Default :glass_door_solar_trans: NECB_Default :ground_floor_cond: NECB_Default :ground_roof_cond: NECB_Default :ground_wall_cond: NECB_Default :image_name: btap_private_cli :infiltration_scale: NECB_Default :lights_scale: NECB_Default :lights_type: NECB_Default :nv_delta_temp_in_out: NECB_Default :nv_opening_fraction: NECB_Default :nv_temp_out_min: NECB_Default :nv_type: NECB_Default :oa_scale: NECB_Default :occupancy_loads_scale: NECB_Default :output_meters: [] :output_variables: [] :overhead_door_cond: NECB_Default :primary_heating_fuel: NaturalGas :pv_ground_azimuth_angle: NECB_Default :pv_ground_module_description: NECB_Default :pv_ground_tilt_angle: NECB_Default :pv_ground_total_area_pv_panels_m2: NECB_Default :pv_ground_type: NECB_Default :rotation_degrees: NECB_Default :run_annual_simulation: true :s3_bucket: '834599497928' :scale_x: NECB_Default :scale_y: NECB_Default :scale_z: NECB_Default :shw_eff: NECB_Default :skylight_cond: NECB_Default :skylight_solar_trans: NECB_Default :srr_set: NECB_Default :template: BTAPPRE1980 | reference | reference | 0e011b6f-9c3c-4598-82a8-24b71b8628a3 | BTAPPRE1980 | MediumOffice | NaturalGas | Natural Gas | CAN_ON_Toronto.Pearson.Intl.AP.716240_CWEC2016.epw | parametric |  | NECB_Default | NECB_Default | NECB_Default | NECB_Default | NECB_Default | NECB_Default | NECB_Default | NECB_Default | NECB_Default | NECB_Default | NECB_Default | NECB_Default | NECB_Default | NECB_Default | NECB_Default | NECB_Default | NECB_Default | NECB_Default | NECB_Default | NECB_Default | NECB_Default | NECB_Default | NECB_Default | NECB_Default | NECB_Default | NECB_Default | NECB_Default | NECB_Default | NECB_Default | NECB_Default | NECB_Default | NECB_Default | NECB_Default | NECB_Default | NECB_Default | NECB_Default | NECB_Default | NECB_Default | NECB_Default | NECB_Default | NECB_Default | NECB_Default | NECB_Default | NECB_Default | NECB_Default | aws_batch | 834599497928 | btap_private_cli |  | TRUE | TRUE |  |  | 97.4688 | 16.1553 | 46.0931 | 101.1213 | 4982.19 | 3638.3973 | 33 | MediumOffice |  |  | 0 | MediumOffice | 3 |  | 3 | BTAPPRE1980 | 0.1843 | 19741.4134 | 1.2318 | 97.5866 | 71.3348 | 3.5224 | 351.5693 | 177.8938 | TORONTO | ONTARIO | 1.674 | 13.8633 | 0 | 15.5373 | 13.4121 | 2.4462 | 0 | 15.8583 | 0 | 0.024116 | 0 | 0 | 0.3014 | 0.052282 | 0 | 0.22534 | 0.099954 | 0.11619 | 0.28053 | 0.0071133 | 0.58192 | 0.055187 | 43.0343 | 98.1591 | 33 | 0.678 | [5 empty] | 0.296 | 0.9 | 3.35 |  | 0 | Toronto Pearson Intl AP | CAN | 382 | 3615 | 43.677 | -79.631 | 5 | 3890 | ON | CAN_ON_Toronto.Pearson.Intl.AP.716240_CWEC2016.epw | 0.58192 | 16.1553 | 97.4688 | 16.3123 | 17.7277 | TRUE | FALSE | FALSE | FALSE | 12.6199 | 7.6584 | 0 | 0 | 0 | 0 | 274.95 | 249.3589 | 2.9448 | 0.011809 | 1076.31 | 0.0017462 | 0.58192 | 63 | 56.5 | 0 | 0 |  | https://s3.console.aws.amazon.com/s3/buckets/834599497928?region=ca-central-1&prefix=phylroy.lopez/reference/reference/output/0e011b6f-9c3c-4598-82a8-24b71b8628a3/ | 1.0.002
263 |  | TRUE | 75 | 0 | 0 | 189.5482 |  |  |  | 0.1 | 2021-09-22 20:06:48 +0000 | 438c2ebff | 0.2.14 | :adv_dx_units: NECB_Default :airloop_economizer_type: NECB_Default :algorithm_type: parametric :analysis_id: reference :analysis_name: reference :boiler_eff: NECB_Default :btap_batch_version: 1.0.002 :building_type: RetailStandalone :chiller_type: NECB_Default :compute_environment: aws_batch :datapoint_id: c3ede92a-8b78-4a5b-a412-295db794915d :daylighting_type: NECB_Default :dcv_type: NECB_Default :door_construction_cond: NECB_Default :ecm_system_name: NECB_Default :electrical_loads_scale: NECB_Default :enable_costing: true :epw_file: CAN_BC_Vancouver.Intl.AP.718920_CWEC2016.epw :erv_package: NECB_Default :ext_floor_cond: NECB_Default :ext_roof_cond: NECB_Default :ext_wall_cond: NECB_Default :fdwr_set: NECB_Default :fixed_wind_solar_trans: NECB_Default :fixed_window_cond: NECB_Default :furnace_eff: NECB_Default :glass_door_cond: NECB_Default :glass_door_solar_trans: NECB_Default :ground_floor_cond: NECB_Default :ground_roof_cond: NECB_Default :ground_wall_cond: NECB_Default :image_name: btap_private_cli :infiltration_scale: NECB_Default :lights_scale: NECB_Default :lights_type: NECB_Default :nv_delta_temp_in_out: NECB_Default :nv_opening_fraction: NECB_Default :nv_temp_out_min: NECB_Default :nv_type: NECB_Default :oa_scale: NECB_Default :occupancy_loads_scale: NECB_Default :output_meters: [] :output_variables: [] :overhead_door_cond: NECB_Default :primary_heating_fuel: NaturalGas :pv_ground_azimuth_angle: NECB_Default :pv_ground_module_description: NECB_Default :pv_ground_tilt_angle: NECB_Default :pv_ground_total_area_pv_panels_m2: NECB_Default :pv_ground_type: NECB_Default :rotation_degrees: NECB_Default :run_annual_simulation: true :s3_bucket: '834599497928' :scale_x: NECB_Default :scale_y: NECB_Default :scale_z: NECB_Default :shw_eff: NECB_Default :skylight_cond: NECB_Default :skylight_solar_trans: NECB_Default :srr_set: NECB_Default :template: BTAPPRE1980 | reference | reference | c3ede92a-8b78-4a5b-a412-295db794915d | BTAPPRE1980 | RetailStandalone | NaturalGas | Natural Gas | CAN_BC_Vancouver.Intl.AP.718920_CWEC2016.epw | parametric |  | NECB_Default | NECB_Default | NECB_Default | NECB_Default | NECB_Default | NECB_Default | NECB_Default | NECB_Default | NECB_Default | NECB_Default | NECB_Default | NECB_Default | NECB_Default | NECB_Default | NECB_Default | NECB_Default | NECB_Default | NECB_Default | NECB_Default | NECB_Default | NECB_Default | NECB_Default | NECB_Default | NECB_Default | NECB_Default | NECB_Default | NECB_Default | NECB_Default | NECB_Default | NECB_Default | NECB_Default | NECB_Default | NECB_Default | NECB_Default | NECB_Default | NECB_Default | NECB_Default | NECB_Default | NECB_Default | NECB_Default | NECB_Default | NECB_Default | NECB_Default | NECB_Default | NECB_Default | aws_batch | 834599497928 | btap_private_cli |  | TRUE | TRUE |  |  | 81.9755 | 16.2993 | 89.0346 | 162.5855 | 2293.99 | 3471.0086 | 7.1 | RetailStandalone |  |  | 1 | RetailStandalone | 1 |  | 1 | BTAPPRE1980 | 0.24821 | 13984.1807 | 0.40463 | 43.3076 | 102.2195 | 4.8713 | 303.0041 | 152.201 | VANCOUVER | BRITISH COLUMBIA | 1.0939 | 22.8716 | 0 | 23.9655 | 10.9233 | 5.131 | 0 | 16.0543 | 0 | 0.023431 | 0 | 0 | 0.38599 | 0.10484 | 0 | 0.43746 | 0.030964 | 0.22339 | 0.45367 | 0.003361 | 0.83966 | 0.016212 | 39.0441 | 82.4899 | 7.1 | 0.678 | [5 empty] | 0.363 | 0.994 | 4.09 | 4.09 | 1 | Vancouver Intl AP | CAN | 42 | 2797 | 49.195 | -123.184 | 4 | 2800 | BC | CAN_BC_Vancouver.Intl.AP.718920_CWEC2016.epw | 0.83966 | 16.2993 | 81.9755 | 5.452 | 17.8437 | FALSE | FALSE | FALSE | FALSE | 7.5399 | 4.9574 | 0 | 0 | 0 | 0 | 37.19 | 68.4695 | 0.41833 | 0.0061097 | 152.9 | 0 | 0.83966 | 72.17 | 72.17 | 33.67 | 33.67 |  | https://s3.console.aws.amazon.com/s3/buckets/834599497928?region=ca-central-1&prefix=phylroy.lopez/reference/reference/output/c3ede92a-8b78-4a5b-a412-295db794915d/ | 1.0.002
264 |  | TRUE | 85 | 0 | 0 | 190.9638 |  |  |  | 0.1 | 2021-09-22 20:06:51 +0000 | 438c2ebff | 0.2.14 | :adv_dx_units: NECB_Default :airloop_economizer_type: NECB_Default :algorithm_type: parametric :analysis_id: reference :analysis_name: reference :boiler_eff: NECB_Default :btap_batch_version: 1.0.002 :building_type: RetailStandalone :chiller_type: NECB_Default :compute_environment: aws_batch :datapoint_id: 56a30a1a-de11-4106-bd49-cce7b27250fe :daylighting_type: NECB_Default :dcv_type: NECB_Default :door_construction_cond: NECB_Default :ecm_system_name: NECB_Default :electrical_loads_scale: NECB_Default :enable_costing: true :epw_file: CAN_QC_Montreal-Trudeau.Intl.AP.716270_CWEC2016.epw :erv_package: NECB_Default :ext_floor_cond: NECB_Default :ext_roof_cond: NECB_Default :ext_wall_cond: NECB_Default :fdwr_set: NECB_Default :fixed_wind_solar_trans: NECB_Default :fixed_window_cond: NECB_Default :furnace_eff: NECB_Default :glass_door_cond: NECB_Default :glass_door_solar_trans: NECB_Default :ground_floor_cond: NECB_Default :ground_roof_cond: NECB_Default :ground_wall_cond: NECB_Default :image_name: btap_private_cli :infiltration_scale: NECB_Default :lights_scale: NECB_Default :lights_type: NECB_Default :nv_delta_temp_in_out: NECB_Default :nv_opening_fraction: NECB_Default :nv_temp_out_min: NECB_Default :nv_type: NECB_Default :oa_scale: NECB_Default :occupancy_loads_scale: NECB_Default :output_meters: [] :output_variables: [] :overhead_door_cond: NECB_Default :primary_heating_fuel: NaturalGas :pv_ground_azimuth_angle: NECB_Default :pv_ground_module_description: NECB_Default :pv_ground_tilt_angle: NECB_Default :pv_ground_total_area_pv_panels_m2: NECB_Default :pv_ground_type: NECB_Default :rotation_degrees: NECB_Default :run_annual_simulation: true :s3_bucket: '834599497928' :scale_x: NECB_Default :scale_y: NECB_Default :scale_z: NECB_Default :shw_eff: NECB_Default :skylight_cond: NECB_Default :skylight_solar_trans: NECB_Default :srr_set: NECB_Default :template: BTAPPRE1980 | reference | reference | 56a30a1a-de11-4106-bd49-cce7b27250fe | BTAPPRE1980 | RetailStandalone | NaturalGas | Natural Gas | CAN_QC_Montreal-Trudeau.Intl.AP.716270_CWEC2016.epw | parametric |  | NECB_Default | NECB_Default | NECB_Default | NECB_Default | NECB_Default | NECB_Default | NECB_Default | NECB_Default | NECB_Default | NECB_Default | NECB_Default | NECB_Default | NECB_Default | NECB_Default | NECB_Default | NECB_Default | NECB_Default | NECB_Default | NECB_Default | NECB_Default | NECB_Default | NECB_Default | NECB_Default | NECB_Default | NECB_Default | NECB_Default | NECB_Default | NECB_Default | NECB_Default | NECB_Default | NECB_Default | NECB_Default | NECB_Default | NECB_Default | NECB_Default | NECB_Default | NECB_Default | NECB_Default | NECB_Default | NECB_Default | NECB_Default | NECB_Default | NECB_Default | NECB_Default | NECB_Default | aws_batch | 834599497928 | btap_private_cli |  | TRUE | TRUE |  |  | 193.1116 | 26.4557 | 161.0936 | 264.866 | 2293.99 | 3471.0086 | 7.1 | RetailStandalone |  |  | 1 | RetailStandalone | 1 |  | 1 | BTAPPRE1980 | 0.24821 | 13984.1807 | 0.37074 | 50.2651 | 105.4935 | 4.8152 | 322.5456 | 161.601 | MONTREAL | QUEBEC | 0.16232 | 39.0341 | 0 | 39.1964 | 10.3383 | 10.2247 | 0 | 20.563 | 0 | 0.05221 | 0 | 0 | 0.41771 | 0.10547 | 0 | 0.77315 | 0.030964 | 0.22339 | 0.79016 | 0.0056801 | 1.2079 | 0.01701 | 49.3272 | 193.6972 | 7.1 | 0.678 | [5 empty] | 0.267 | 0.823 | 2.95 | 2.95 | 1 | Montreal-Trudeau Intl AP | CAN | 323 | 4090 | 45.471 | -73.741 | 6 | 4400 | QC | CAN_QC_Montreal-Trudeau.Intl.AP.716270_CWEC2016.epw | 1.2079 | 26.4557 | 193.1116 | 7.9427 | 17.6597 | FALSE | FALSE | FALSE | FALSE | 9.6746 | 11.5119 | 0 | 0 | 0 | 0 | 39.02 | 68.4695 | 0.41833 | 0.0061097 | 152.9 | 0 | 1.2079 | 317.67 | 315.17 | 12.17 | 12.17 |  | https://s3.console.aws.amazon.com/s3/buckets/834599497928?region=ca-central-1&prefix=phylroy.lopez/reference/reference/output/56a30a1a-de11-4106-bd49-cce7b27250fe/ | 1.0.002
265 |  | TRUE | 83 | 0 | 0 | 190.5034 |  |  |  | 0.1 | 2021-09-22 20:06:51 +0000 | 438c2ebff | 0.2.14 | :adv_dx_units: NECB_Default :airloop_economizer_type: NECB_Default :algorithm_type: parametric :analysis_id: reference :analysis_name: reference :boiler_eff: NECB_Default :btap_batch_version: 1.0.002 :building_type: RetailStandalone :chiller_type: NECB_Default :compute_environment: aws_batch :datapoint_id: 5a9d285d-7604-4b0d-b544-3613d2e07fc5 :daylighting_type: NECB_Default :dcv_type: NECB_Default :door_construction_cond: NECB_Default :ecm_system_name: NECB_Default :electrical_loads_scale: NECB_Default :enable_costing: true :epw_file: CAN_AB_Edmonton.Intl.AP.711230_CWEC2016.epw :erv_package: NECB_Default :ext_floor_cond: NECB_Default :ext_roof_cond: NECB_Default :ext_wall_cond: NECB_Default :fdwr_set: NECB_Default :fixed_wind_solar_trans: NECB_Default :fixed_window_cond: NECB_Default :furnace_eff: NECB_Default :glass_door_cond: NECB_Default :glass_door_solar_trans: NECB_Default :ground_floor_cond: NECB_Default :ground_roof_cond: NECB_Default :ground_wall_cond: NECB_Default :image_name: btap_private_cli :infiltration_scale: NECB_Default :lights_scale: NECB_Default :lights_type: NECB_Default :nv_delta_temp_in_out: NECB_Default :nv_opening_fraction: NECB_Default :nv_temp_out_min: NECB_Default :nv_type: NECB_Default :oa_scale: NECB_Default :occupancy_loads_scale: NECB_Default :output_meters: [] :output_variables: [] :overhead_door_cond: NECB_Default :primary_heating_fuel: NaturalGas :pv_ground_azimuth_angle: NECB_Default :pv_ground_module_description: NECB_Default :pv_ground_tilt_angle: NECB_Default :pv_ground_total_area_pv_panels_m2: NECB_Default :pv_ground_type: NECB_Default :rotation_degrees: NECB_Default :run_annual_simulation: true :s3_bucket: '834599497928' :scale_x: NECB_Default :scale_y: NECB_Default :scale_z: NECB_Default :shw_eff: NECB_Default :skylight_cond: NECB_Default :skylight_solar_trans: NECB_Default :srr_set: NECB_Default :template: BTAPPRE1980 | reference | reference | 5a9d285d-7604-4b0d-b544-3613d2e07fc5 | BTAPPRE1980 | RetailStandalone | NaturalGas | Natural Gas | CAN_AB_Edmonton.Intl.AP.711230_CWEC2016.epw | parametric |  | NECB_Default | NECB_Default | NECB_Default | NECB_Default | NECB_Default | NECB_Default | NECB_Default | NECB_Default | NECB_Default | NECB_Default | NECB_Default | NECB_Default | NECB_Default | NECB_Default | NECB_Default | NECB_Default | NECB_Default | NECB_Default | NECB_Default | NECB_Default | NECB_Default | NECB_Default | NECB_Default | NECB_Default | NECB_Default | NECB_Default | NECB_Default | NECB_Default | NECB_Default | NECB_Default | NECB_Default | NECB_Default | NECB_Default | NECB_Default | NECB_Default | NECB_Default | NECB_Default | NECB_Default | NECB_Default | NECB_Default | NECB_Default | NECB_Default | NECB_Default | NECB_Default | NECB_Default | aws_batch | 834599497928 | btap_private_cli |  | TRUE | TRUE |  |  | 160.749 | 18.6131 | 165.649 | 268.3437 | 2293.99 | 3471.0086 | 7.1 | RetailStandalone |  |  | 1 | RetailStandalone | 1 |  | 1 | BTAPPRE1980 | 0.24821 | 13984.1807 | 0.38292 | 55.1216 | 115.2609 | 4.9653 | 322.4898 | 146.759 | EDMONTON | ALBERTA | 87.9145 | 41.3678 | 0 | 129.2823 | 8.3325 | 2.9512 | 0 | 11.2837 | 0 | 0.026644 | 0 | 0 | 0.4006 | 0.11392 | 0 | 0.80139 | 0.030964 | 0.22339 | 0.81979 | 0.0056931 | 1.2204 | 0.018392 | 41.9335 | 161.3856 | 7.1 | 0.678 | [5 empty] | 0.227 | 0.772 | 2.95 | 2.95 | 1 | Edmonton Intl AP | CAN | 23 | 5588 | 53.31 | -113.579 | 7a | 5120 | AB | CAN_AB_Edmonton.Intl.AP.711230_CWEC2016.epw | 1.2204 | 18.6131 | 160.749 | 5.7944 | 16.5861 | FALSE | FALSE | FALSE | FALSE | 8.1594 | 14.7537 | 0 | 0 | 0 | 0 | 42.19 | 68.4695 | 0.41833 | 0.0061097 | 152.9 | 0 | 1.2204 | 60.33 | 60.33 | 15.33 | 15.33 |  | https://s3.console.aws.amazon.com/s3/buckets/834599497928?region=ca-central-1&prefix=phylroy.lopez/reference/reference/output/5a9d285d-7604-4b0d-b544-3613d2e07fc5/ | 1.0.002
266 |  | TRUE | 191 | 1 | 0 | 725.3125 |  |  |  | 0.1 | 2021-09-22 20:07:45 +0000 | 438c2ebff | 0.2.14 | :adv_dx_units: NECB_Default :airloop_economizer_type: NECB_Default :algorithm_type: parametric :analysis_id: reference :analysis_name: reference :boiler_eff: NECB_Default :btap_batch_version: 1.0.002 :building_type: MediumOffice :chiller_type: NECB_Default :compute_environment: aws_batch :datapoint_id: 22a80050-7d36-4de7-97e3-5807632d603d :daylighting_type: NECB_Default :dcv_type: NECB_Default :door_construction_cond: NECB_Default :ecm_system_name: NECB_Default :electrical_loads_scale: NECB_Default :enable_costing: true :epw_file: CAN_YT_Whitehorse.Intl.AP.719640_CWEC2016.epw :erv_package: NECB_Default :ext_floor_cond: NECB_Default :ext_roof_cond: NECB_Default :ext_wall_cond: NECB_Default :fdwr_set: NECB_Default :fixed_wind_solar_trans: NECB_Default :fixed_window_cond: NECB_Default :furnace_eff: NECB_Default :glass_door_cond: NECB_Default :glass_door_solar_trans: NECB_Default :ground_floor_cond: NECB_Default :ground_roof_cond: NECB_Default :ground_wall_cond: NECB_Default :image_name: btap_private_cli :infiltration_scale: NECB_Default :lights_scale: NECB_Default :lights_type: NECB_Default :nv_delta_temp_in_out: NECB_Default :nv_opening_fraction: NECB_Default :nv_temp_out_min: NECB_Default :nv_type: NECB_Default :oa_scale: NECB_Default :occupancy_loads_scale: NECB_Default :output_meters: [] :output_variables: [] :overhead_door_cond: NECB_Default :primary_heating_fuel: NaturalGas :pv_ground_azimuth_angle: NECB_Default :pv_ground_module_description: NECB_Default :pv_ground_tilt_angle: NECB_Default :pv_ground_total_area_pv_panels_m2: NECB_Default :pv_ground_type: NECB_Default :rotation_degrees: NECB_Default :run_annual_simulation: true :s3_bucket: '834599497928' :scale_x: NECB_Default :scale_y: NECB_Default :scale_z: NECB_Default :shw_eff: NECB_Default :skylight_cond: NECB_Default :skylight_solar_trans: NECB_Default :srr_set: NECB_Default :template: BTAP1980TO2010 | reference | reference | 22a80050-7d36-4de7-97e3-5807632d603d | BTAP1980TO2010 | MediumOffice | NaturalGas | Natural Gas | CAN_YT_Whitehorse.Intl.AP.719640_CWEC2016.epw | parametric |  | NECB_Default | NECB_Default | NECB_Default | NECB_Default | NECB_Default | NECB_Default | NECB_Default | NECB_Default | NECB_Default | NECB_Default | NECB_Default | NECB_Default | NECB_Default | NECB_Default | NECB_Default | NECB_Default | NECB_Default | NECB_Default | NECB_Default | NECB_Default | NECB_Default | NECB_Default | NECB_Default | NECB_Default | NECB_Default | NECB_Default | NECB_Default | NECB_Default | NECB_Default | NECB_Default | NECB_Default | NECB_Default | NECB_Default | NECB_Default | NECB_Default | NECB_Default | NECB_Default | NECB_Default | NECB_Default | NECB_Default | NECB_Default | NECB_Default | NECB_Default | NECB_Default | NECB_Default | aws_batch | 834599497928 | btap_private_cli |  | TRUE | TRUE |  |  | 112.9788 | 11.4999 | 61.8302 | 118.9487 | 4982.19 | 3638.3973 | 33 | MediumOffice |  |  | 0 | MediumOffice | 3 |  | 3 | BTAP1980TO2010 | 0.1843 | 19741.4134 | 0.80374 | 80.0119 | 63.2389 | 3.2966 | 310.733 | 163.3818 | WHITEHORSE | YUKON | 4.3386 | 18.1922 | 0 | 22.5308 | 9.936 | 3.316 | 0 | 13.252 | 0 | 0.0044699 | 0 | 0 | 0.27895 | 0.055307 | 0 | 0.30188 | 0.099954 | 0.11619 | 0.3656 | 0.0028421 | 0.64454 | 0.063717 | 36.0255 | 112.9907 | 33 | 0.678 | [5 empty] | 0.227 | 0.346 | 2.95 |  | 0 | Whitehorse Intl AP | CAN | 5 | 6491 | 60.709 | -135.069 | 7b | 6580 | YT | CAN_YT_Whitehorse.Intl.AP.719640_CWEC2016.epw | 0.64454 | 11.4999 | 112.9788 | 16.1384 | 12.8111 | TRUE | FALSE | FALSE | FALSE | 7.8055 | 16.8781 | 0 | 0 | 0 | 0 | 317.45 | 249.3589 | 2.9448 | 0.011809 | 1076.31 | 0.00018867 | 0.64454 | 44.33 | 36 | 0.83 | 0.83 |  | https://s3.console.aws.amazon.com/s3/buckets/834599497928?region=ca-central-1&prefix=phylroy.lopez/reference/reference/output/22a80050-7d36-4de7-97e3-5807632d603d/ | 1.0.002
267 |  | TRUE | 75 | 0 | 0 | 192.5672 |  |  |  | 0.1 | 2021-09-22 20:06:53 +0000 | 438c2ebff | 0.2.14 | :adv_dx_units: NECB_Default :airloop_economizer_type: NECB_Default :algorithm_type: parametric :analysis_id: reference :analysis_name: reference :boiler_eff: NECB_Default :btap_batch_version: 1.0.002 :building_type: Warehouse :chiller_type: NECB_Default :compute_environment: aws_batch :datapoint_id: 6a747f3e-daaf-4373-bd4f-2ed29026802d :daylighting_type: NECB_Default :dcv_type: NECB_Default :door_construction_cond: NECB_Default :ecm_system_name: NECB_Default :electrical_loads_scale: NECB_Default :enable_costing: true :epw_file: CAN_AB_Edmonton.Intl.AP.711230_CWEC2016.epw :erv_package: NECB_Default :ext_floor_cond: NECB_Default :ext_roof_cond: NECB_Default :ext_wall_cond: NECB_Default :fdwr_set: NECB_Default :fixed_wind_solar_trans: NECB_Default :fixed_window_cond: NECB_Default :furnace_eff: NECB_Default :glass_door_cond: NECB_Default :glass_door_solar_trans: NECB_Default :ground_floor_cond: NECB_Default :ground_roof_cond: NECB_Default :ground_wall_cond: NECB_Default :image_name: btap_private_cli :infiltration_scale: NECB_Default :lights_scale: NECB_Default :lights_type: NECB_Default :nv_delta_temp_in_out: NECB_Default :nv_opening_fraction: NECB_Default :nv_temp_out_min: NECB_Default :nv_type: NECB_Default :oa_scale: NECB_Default :occupancy_loads_scale: NECB_Default :output_meters: [] :output_variables: [] :overhead_door_cond: NECB_Default :primary_heating_fuel: NaturalGas :pv_ground_azimuth_angle: NECB_Default :pv_ground_module_description: NECB_Default :pv_ground_tilt_angle: NECB_Default :pv_ground_total_area_pv_panels_m2: NECB_Default :pv_ground_type: NECB_Default :rotation_degrees: NECB_Default :run_annual_simulation: true :s3_bucket: '834599497928' :scale_x: NECB_Default :scale_y: NECB_Default :scale_z: NECB_Default :shw_eff: NECB_Default :skylight_cond: NECB_Default :skylight_solar_trans: NECB_Default :srr_set: NECB_Default :template: NECB2017 | reference | reference | 6a747f3e-daaf-4373-bd4f-2ed29026802d | NECB2017 | Warehouse | NaturalGas | Natural Gas | CAN_AB_Edmonton.Intl.AP.711230_CWEC2016.epw | parametric |  | NECB_Default | NECB_Default | NECB_Default | NECB_Default | NECB_Default | NECB_Default | NECB_Default | NECB_Default | NECB_Default | NECB_Default | NECB_Default | NECB_Default | NECB_Default | NECB_Default | NECB_Default | NECB_Default | NECB_Default | NECB_Default | NECB_Default | NECB_Default | NECB_Default | NECB_Default | NECB_Default | NECB_Default | NECB_Default | NECB_Default | NECB_Default | NECB_Default | NECB_Default | NECB_Default | NECB_Default | NECB_Default | NECB_Default | NECB_Default | NECB_Default | NECB_Default | NECB_Default | NECB_Default | NECB_Default | NECB_Default | NECB_Default | NECB_Default | NECB_Default | NECB_Default | NECB_Default | aws_batch | 834599497928 | btap_private_cli |  | TRUE | TRUE |  |  | 89.0497 | 16.867 | 52.9941 | 95.2324 | 4835.13 | 7095.2421 | 32.5 | Warehouse |  |  | 2 | Warehouse | 1 |  | 1 | NECB2017 | 0.18734 | 37873.9042 | 222.0203 | 35.0482 | 66.5982 | 3.0851 | 419.3938 | 92.6419 | EDMONTON | ALBERTA | 35.8594 | 12.7281 | 0 | 48.5875 | 3.3987 | 0.90804 | 0 | 4.3068 | 0 | 0.018173 | 0 | 0 | 0.1634 | 0.06909 | 0.0011892 | 0.23856 | 0.017578 | 0.05403 | 0.25223 | 0.0033401 | 0.41563 | 0.013677 | 28.6048 | 89.0541 | 32.5 | 0.757 | [5 empty] | 0.138 | 0.21 | 1.9 | 1.9 | 2 | Edmonton Intl AP | CAN | 23 | 5588 | 53.31 | -113.579 | 7a | 5120 | AB | CAN_AB_Edmonton.Intl.AP.711230_CWEC2016.epw | 0.41563 | 16.867 | 89.0497 | 6.0844 | 16.4381 | TRUE | FALSE | FALSE | FALSE | 7.63 | 13.4937 | 0 | 0 | 0 | 0 | 66.13 | 71.7905 | 0.64331 | 0.0089609 | 235.13 | 0 | 0.41563 | 5.5 | 1.67 | 23 | 22.5 |  | https://s3.console.aws.amazon.com/s3/buckets/834599497928?region=ca-central-1&prefix=phylroy.lopez/reference/reference/output/6a747f3e-daaf-4373-bd4f-2ed29026802d/ | 1.0.002
268 |  | TRUE | 80 | 0 | 0 | 126.8024 |  |  |  | 0.1 | 2021-09-22 20:07:31 +0000 | 438c2ebff | 0.2.14 | :adv_dx_units: NECB_Default :airloop_economizer_type: NECB_Default :algorithm_type: parametric :analysis_id: reference :analysis_name: reference :boiler_eff: NECB_Default :btap_batch_version: 1.0.002 :building_type: RetailStandalone :chiller_type: NECB_Default :compute_environment: aws_batch :datapoint_id: f1fea3c7-0ba2-46d0-a9b9-6f3b54109771 :daylighting_type: NECB_Default :dcv_type: NECB_Default :door_construction_cond: NECB_Default :ecm_system_name: NECB_Default :electrical_loads_scale: NECB_Default :enable_costing: true :epw_file: CAN_BC_Vancouver.Intl.AP.718920_CWEC2016.epw :erv_package: NECB_Default :ext_floor_cond: NECB_Default :ext_roof_cond: NECB_Default :ext_wall_cond: NECB_Default :fdwr_set: NECB_Default :fixed_wind_solar_trans: NECB_Default :fixed_window_cond: NECB_Default :furnace_eff: NECB_Default :glass_door_cond: NECB_Default :glass_door_solar_trans: NECB_Default :ground_floor_cond: NECB_Default :ground_roof_cond: NECB_Default :ground_wall_cond: NECB_Default :image_name: btap_private_cli :infiltration_scale: NECB_Default :lights_scale: NECB_Default :lights_type: NECB_Default :nv_delta_temp_in_out: NECB_Default :nv_opening_fraction: NECB_Default :nv_temp_out_min: NECB_Default :nv_type: NECB_Default :oa_scale: NECB_Default :occupancy_loads_scale: NECB_Default :output_meters: [] :output_variables: [] :overhead_door_cond: NECB_Default :primary_heating_fuel: Electricity :pv_ground_azimuth_angle: NECB_Default :pv_ground_module_description: NECB_Default :pv_ground_tilt_angle: NECB_Default :pv_ground_total_area_pv_panels_m2: NECB_Default :pv_ground_type: NECB_Default :rotation_degrees: NECB_Default :run_annual_simulation: true :s3_bucket: '834599497928' :scale_x: NECB_Default :scale_y: NECB_Default :scale_z: NECB_Default :shw_eff: NECB_Default :skylight_cond: NECB_Default :skylight_solar_trans: NECB_Default :srr_set: NECB_Default :template: BTAP1980TO2010 | reference | reference | f1fea3c7-0ba2-46d0-a9b9-6f3b54109771 | BTAP1980TO2010 | RetailStandalone | Electricity | Electricity | CAN_BC_Vancouver.Intl.AP.718920_CWEC2016.epw | parametric |  | NECB_Default | NECB_Default | NECB_Default | NECB_Default | NECB_Default | NECB_Default | NECB_Default | NECB_Default | NECB_Default | NECB_Default | NECB_Default | NECB_Default | NECB_Default | NECB_Default | NECB_Default | NECB_Default | NECB_Default | NECB_Default | NECB_Default | NECB_Default | NECB_Default | NECB_Default | NECB_Default | NECB_Default | NECB_Default | NECB_Default | NECB_Default | NECB_Default | NECB_Default | NECB_Default | NECB_Default | NECB_Default | NECB_Default | NECB_Default | NECB_Default | NECB_Default | NECB_Default | NECB_Default | NECB_Default | NECB_Default | NECB_Default | NECB_Default | NECB_Default | NECB_Default | NECB_Default | aws_batch | 834599497928 | btap_private_cli |  | TRUE | TRUE |  |  | 59.0689 | 16.2937 | 82.7803 | 122.0714 | 2293.99 | 3471.0086 | 7.1 | RetailStandalone |  |  | 1 | RetailStandalone | 1 |  | 1 | BTAP1980TO2010 | 0.24821 | 13984.1807 | 0.40463 | 11.3565 | 102.2195 | 5.2579 | 288.4548 | 169.2162 | VANCOUVER | BRITISH COLUMBIA | 1.9662 | 0 | 0 | 1.9662 | 19.6348 | 0 | 0 | 19.6348 | 0 | 0.024403 | 0 | 0 | 0.69381 | 0.10363 | 0 | 0.29801 | 0.030964 | 0.22339 | 0 | 0 | 0.69381 | 0.013418 | 77.3801 | 0 | 7.1 | 0.678 | [5 empty] | 0.363 | 0.568 | 4.09 | 4.09 | 1 | Vancouver Intl AP | CAN | 42 | 2797 | 49.195 | -123.184 | 4 | 2800 | BC | CAN_BC_Vancouver.Intl.AP.718920_CWEC2016.epw | 0.69381 | 16.2937 | 59.0689 | 5.452 | 17.8436 | FALSE | FALSE | FALSE | FALSE | 7.5399 | 4.9573 | 0 | 0.084213 | 0.0012299 | 30.78 | 0 | 68.4695 | 0.41833 | 0.0061097 | 152.9 | 0 | 0.69381 | 109.67 | 109.67 | 9.17 | 9.17 |  | https://s3.console.aws.amazon.com/s3/buckets/834599497928?region=ca-central-1&prefix=phylroy.lopez/reference/reference/output/f1fea3c7-0ba2-46d0-a9b9-6f3b54109771/ | 1.0.002
269 |  | TRUE | 77 | 0 | 0 | 126.0971 |  |  |  | 0.1 | 2021-09-22 20:07:11 +0000 | 438c2ebff | 0.2.14 | :adv_dx_units: NECB_Default :airloop_economizer_type: NECB_Default :algorithm_type: parametric :analysis_id: reference :analysis_name: reference :boiler_eff: NECB_Default :btap_batch_version: 1.0.002 :building_type: RetailStandalone :chiller_type: NECB_Default :compute_environment: aws_batch :datapoint_id: 1575f7a0-64f6-4748-a91b-fafc6ff00450 :daylighting_type: NECB_Default :dcv_type: NECB_Default :door_construction_cond: NECB_Default :ecm_system_name: NECB_Default :electrical_loads_scale: NECB_Default :enable_costing: true :epw_file: CAN_BC_Vancouver.Intl.AP.718920_CWEC2016.epw :erv_package: NECB_Default :ext_floor_cond: NECB_Default :ext_roof_cond: NECB_Default :ext_wall_cond: NECB_Default :fdwr_set: NECB_Default :fixed_wind_solar_trans: NECB_Default :fixed_window_cond: NECB_Default :furnace_eff: NECB_Default :glass_door_cond: NECB_Default :glass_door_solar_trans: NECB_Default :ground_floor_cond: NECB_Default :ground_roof_cond: NECB_Default :ground_wall_cond: NECB_Default :image_name: btap_private_cli :infiltration_scale: NECB_Default :lights_scale: NECB_Default :lights_type: NECB_Default :nv_delta_temp_in_out: NECB_Default :nv_opening_fraction: NECB_Default :nv_temp_out_min: NECB_Default :nv_type: NECB_Default :oa_scale: NECB_Default :occupancy_loads_scale: NECB_Default :output_meters: [] :output_variables: [] :overhead_door_cond: NECB_Default :primary_heating_fuel: NaturalGas :pv_ground_azimuth_angle: NECB_Default :pv_ground_module_description: NECB_Default :pv_ground_tilt_angle: NECB_Default :pv_ground_total_area_pv_panels_m2: NECB_Default :pv_ground_type: NECB_Default :rotation_degrees: NECB_Default :run_annual_simulation: true :s3_bucket: '834599497928' :scale_x: NECB_Default :scale_y: NECB_Default :scale_z: NECB_Default :shw_eff: NECB_Default :skylight_cond: NECB_Default :skylight_solar_trans: NECB_Default :srr_set: NECB_Default :template: BTAP1980TO2010 | reference | reference | 1575f7a0-64f6-4748-a91b-fafc6ff00450 | BTAP1980TO2010 | RetailStandalone | NaturalGas | Natural Gas | CAN_BC_Vancouver.Intl.AP.718920_CWEC2016.epw | parametric |  | NECB_Default | NECB_Default | NECB_Default | NECB_Default | NECB_Default | NECB_Default | NECB_Default | NECB_Default | NECB_Default | NECB_Default | NECB_Default | NECB_Default | NECB_Default | NECB_Default | NECB_Default | NECB_Default | NECB_Default | NECB_Default | NECB_Default | NECB_Default | NECB_Default | NECB_Default | NECB_Default | NECB_Default | NECB_Default | NECB_Default | NECB_Default | NECB_Default | NECB_Default | NECB_Default | NECB_Default | NECB_Default | NECB_Default | NECB_Default | NECB_Default | NECB_Default | NECB_Default | NECB_Default | NECB_Default | NECB_Default | NECB_Default | NECB_Default | NECB_Default | NECB_Default | NECB_Default | aws_batch | 834599497928 | btap_private_cli |  | TRUE | TRUE |  |  | 78.5726 | 16.2937 | 82.5926 | 154.4543 | 2293.99 | 3471.0086 | 7.1 | RetailStandalone |  |  | 1 | RetailStandalone | 1 |  | 1 | BTAP1980TO2010 | 0.24821 | 13984.1807 | 0.40463 | 41.5296 | 102.2195 | 4.8713 | 301.2617 | 152.2367 | VANCOUVER | BRITISH COLUMBIA | 1.0957 | 21.3634 | 0 | 22.459 | 10.9416 | 4.7927 | 0 | 15.7342 | 0 | 0.024412 | 0 | 0 | 0.38663 | 0.10501 | 0 | 0.40754 | 0.030964 | 0.22339 | 0.42376 | 0.0028596 | 0.81039 | 0.016212 | 39.0338 | 79.0869 | 7.1 | 0.678 | [5 empty] | 0.363 | 0.568 | 4.09 | 4.09 | 1 | Vancouver Intl AP | CAN | 42 | 2797 | 49.195 | -123.184 | 4 | 2800 | BC | CAN_BC_Vancouver.Intl.AP.718920_CWEC2016.epw | 0.81038 | 16.2937 | 78.5726 | 5.452 | 17.8437 | FALSE | FALSE | FALSE | FALSE | 7.5399 | 4.9574 | 0 | 0 | 0 | 0 | 37.19 | 68.4695 | 0.41833 | 0.0061097 | 152.9 | 0 | 0.81039 | 109.33 | 109.33 | 34 | 34 |  | https://s3.console.aws.amazon.com/s3/buckets/834599497928?region=ca-central-1&prefix=phylroy.lopez/reference/reference/output/1575f7a0-64f6-4748-a91b-fafc6ff00450/ | 1.0.002
270 |  | TRUE | 85 | 0 | 0 | 189.9149 |  |  |  | 0.1 | 2021-09-22 20:06:57 +0000 | 438c2ebff | 0.2.14 | :adv_dx_units: NECB_Default :airloop_economizer_type: NECB_Default :algorithm_type: parametric :analysis_id: reference :analysis_name: reference :boiler_eff: NECB_Default :btap_batch_version: 1.0.002 :building_type: RetailStandalone :chiller_type: NECB_Default :compute_environment: aws_batch :datapoint_id: 856fd4f1-0cee-4ea4-8feb-e4c69a1b84de :daylighting_type: NECB_Default :dcv_type: NECB_Default :door_construction_cond: NECB_Default :ecm_system_name: NECB_Default :electrical_loads_scale: NECB_Default :enable_costing: true :epw_file: CAN_AB_Calgary.Intl.AP.718770_CWEC2016.epw :erv_package: NECB_Default :ext_floor_cond: NECB_Default :ext_roof_cond: NECB_Default :ext_wall_cond: NECB_Default :fdwr_set: NECB_Default :fixed_wind_solar_trans: NECB_Default :fixed_window_cond: NECB_Default :furnace_eff: NECB_Default :glass_door_cond: NECB_Default :glass_door_solar_trans: NECB_Default :ground_floor_cond: NECB_Default :ground_roof_cond: NECB_Default :ground_wall_cond: NECB_Default :image_name: btap_private_cli :infiltration_scale: NECB_Default :lights_scale: NECB_Default :lights_type: NECB_Default :nv_delta_temp_in_out: NECB_Default :nv_opening_fraction: NECB_Default :nv_temp_out_min: NECB_Default :nv_type: NECB_Default :oa_scale: NECB_Default :occupancy_loads_scale: NECB_Default :output_meters: [] :output_variables: [] :overhead_door_cond: NECB_Default :primary_heating_fuel: NaturalGas :pv_ground_azimuth_angle: NECB_Default :pv_ground_module_description: NECB_Default :pv_ground_tilt_angle: NECB_Default :pv_ground_total_area_pv_panels_m2: NECB_Default :pv_ground_type: NECB_Default :rotation_degrees: NECB_Default :run_annual_simulation: true :s3_bucket: '834599497928' :scale_x: NECB_Default :scale_y: NECB_Default :scale_z: NECB_Default :shw_eff: NECB_Default :skylight_cond: NECB_Default :skylight_solar_trans: NECB_Default :srr_set: NECB_Default :template: BTAPPRE1980 | reference | reference | 856fd4f1-0cee-4ea4-8feb-e4c69a1b84de | BTAPPRE1980 | RetailStandalone | NaturalGas | Natural Gas | CAN_AB_Calgary.Intl.AP.718770_CWEC2016.epw | parametric |  | NECB_Default | NECB_Default | NECB_Default | NECB_Default | NECB_Default | NECB_Default | NECB_Default | NECB_Default | NECB_Default | NECB_Default | NECB_Default | NECB_Default | NECB_Default | NECB_Default | NECB_Default | NECB_Default | NECB_Default | NECB_Default | NECB_Default | NECB_Default | NECB_Default | NECB_Default | NECB_Default | NECB_Default | NECB_Default | NECB_Default | NECB_Default | NECB_Default | NECB_Default | NECB_Default | NECB_Default | NECB_Default | NECB_Default | NECB_Default | NECB_Default | NECB_Default | NECB_Default | NECB_Default | NECB_Default | NECB_Default | NECB_Default | NECB_Default | NECB_Default | NECB_Default | NECB_Default | aws_batch | 834599497928 | btap_private_cli |  | TRUE | TRUE |  |  | 158.2847 | 18.7387 | 134.8306 | 229.6193 | 2293.99 | 3471.0086 | 7.1 | RetailStandalone |  |  | 1 | RetailStandalone | 1 |  | 1 | BTAPPRE1980 | 0.24821 | 13984.1807 | 0.38424 | 55.2498 | 111.6157 | 4.9545 | 322.4359 | 150.2316 | CALGARY | ALBERTA | 90.0631 | 33.8392 | 0 | 123.9024 | 8.5361 | 2.4141 | 0 | 10.9502 | 0 | 0.028383 | 0 | 0 | 0.41039 | 0.12204 | 0 | 0.65278 | 0.030964 | 0.22339 | 0.67059 | 0.005619 | 1.081 | 0.017812 | 42.4417 | 158.8985 | 7.1 | 0.678 | [5 empty] | 0.227 | 0.772 | 2.95 | 2.95 | 1 | Calgary Intl AP | CAN | 64 | 4781 | 51.114 | -114.02 | 7a | 5000 | AB | CAN_AB_Calgary.Intl.AP.718770_CWEC2016.epw | 1.081 | 18.7387 | 158.2847 | 5.7475 | 17.7009 | FALSE | FALSE | FALSE | FALSE | 9.1296 | 12.7296 | 0 | 0 | 0 | 0 | 40.86 | 68.4695 | 0.41833 | 0.0061097 | 152.9 | 0 | 1.081 | 150.33 | 150.33 | 8.17 | 8.17 |  | https://s3.console.aws.amazon.com/s3/buckets/834599497928?region=ca-central-1&prefix=phylroy.lopez/reference/reference/output/856fd4f1-0cee-4ea4-8feb-e4c69a1b84de/ | 1.0.002
271 |  | TRUE | 195 | 4 | 0 | 726.9523 |  |  |  | 0.1 | 2021-09-22 20:07:02 +0000 | 438c2ebff | 0.2.14 | :adv_dx_units: NECB_Default :airloop_economizer_type: NECB_Default :algorithm_type: parametric :analysis_id: reference :analysis_name: reference :boiler_eff: NECB_Default :btap_batch_version: 1.0.002 :building_type: MediumOffice :chiller_type: NECB_Default :compute_environment: aws_batch :datapoint_id: c181b6c4-59e1-4155-944a-60e07d0307f2 :daylighting_type: NECB_Default :dcv_type: NECB_Default :door_construction_cond: NECB_Default :ecm_system_name: NECB_Default :electrical_loads_scale: NECB_Default :enable_costing: true :epw_file: CAN_AB_Calgary.Intl.AP.718770_CWEC2016.epw :erv_package: NECB_Default :ext_floor_cond: NECB_Default :ext_roof_cond: NECB_Default :ext_wall_cond: NECB_Default :fdwr_set: NECB_Default :fixed_wind_solar_trans: NECB_Default :fixed_window_cond: NECB_Default :furnace_eff: NECB_Default :glass_door_cond: NECB_Default :glass_door_solar_trans: NECB_Default :ground_floor_cond: NECB_Default :ground_roof_cond: NECB_Default :ground_wall_cond: NECB_Default :image_name: btap_private_cli :infiltration_scale: NECB_Default :lights_scale: NECB_Default :lights_type: NECB_Default :nv_delta_temp_in_out: NECB_Default :nv_opening_fraction: NECB_Default :nv_temp_out_min: NECB_Default :nv_type: NECB_Default :oa_scale: NECB_Default :occupancy_loads_scale: NECB_Default :output_meters: [] :output_variables: [] :overhead_door_cond: NECB_Default :primary_heating_fuel: NaturalGas :pv_ground_azimuth_angle: NECB_Default :pv_ground_module_description: NECB_Default :pv_ground_tilt_angle: NECB_Default :pv_ground_total_area_pv_panels_m2: NECB_Default :pv_ground_type: NECB_Default :rotation_degrees: NECB_Default :run_annual_simulation: true :s3_bucket: '834599497928' :scale_x: NECB_Default :scale_y: NECB_Default :scale_z: NECB_Default :shw_eff: NECB_Default :skylight_cond: NECB_Default :skylight_solar_trans: NECB_Default :srr_set: NECB_Default :template: BTAP1980TO2010 | reference | reference | c181b6c4-59e1-4155-944a-60e07d0307f2 | BTAP1980TO2010 | MediumOffice | NaturalGas | Natural Gas | CAN_AB_Calgary.Intl.AP.718770_CWEC2016.epw | parametric |  | NECB_Default | NECB_Default | NECB_Default | NECB_Default | NECB_Default | NECB_Default | NECB_Default | NECB_Default | NECB_Default | NECB_Default | NECB_Default | NECB_Default | NECB_Default | NECB_Default | NECB_Default | NECB_Default | NECB_Default | NECB_Default | NECB_Default | NECB_Default | NECB_Default | NECB_Default | NECB_Default | NECB_Default | NECB_Default | NECB_Default | NECB_Default | NECB_Default | NECB_Default | NECB_Default | NECB_Default | NECB_Default | NECB_Default | NECB_Default | NECB_Default | NECB_Default | NECB_Default | NECB_Default | NECB_Default | NECB_Default | NECB_Default | NECB_Default | NECB_Default | NECB_Default | NECB_Default | aws_batch | 834599497928 | btap_private_cli |  | TRUE | TRUE |  |  | 99.4415 | 12.2129 | 34.7192 | 85.4561 | 4982.19 | 3638.3973 | 33 | MediumOffice |  |  | 0 | MediumOffice | 3 |  | 3 | BTAP1980TO2010 | 0.1843 | 19741.4134 | 1.0722 | 85.723 | 68.0384 | 3.4563 | 335.0893 | 176.7993 | CALGARY | ALBERTA | 64.138 | 11.7163 | 0 | 75.8543 | 6.0789 | 0.83585 | 0 | 6.9148 | 0 | 0.012525 | 0 | 0 | 0.29226 | 0.058719 | 0 | 0.17267 | 0.099954 | 0.11619 | 0.23218 | 0.004217 | 0.52444 | 0.059514 | 38.3972 | 99.4534 | 33 | 0.678 | [5 empty] | 0.227 | 0.346 | 2.95 |  | 0 | Calgary Intl AP | CAN | 64 | 4781 | 51.114 | -114.02 | 7a | 5000 | AB | CAN_AB_Calgary.Intl.AP.718770_CWEC2016.epw | 0.52444 | 12.2129 | 99.4415 | 13.373 | 18.4865 | TRUE | FALSE | FALSE | FALSE | 12.0573 | 13.9121 | 0 | 0 | 0 | 0 | 296.51 | 249.3589 | 2.9448 | 0.011809 | 1076.31 | 0.00065634 | 0.52444 | 29.33 | 24.67 | 0 | 0 |  | https://s3.console.aws.amazon.com/s3/buckets/834599497928?region=ca-central-1&prefix=phylroy.lopez/reference/reference/output/c181b6c4-59e1-4155-944a-60e07d0307f2/ | 1.0.002
272 |  | TRUE | 183 | 0 | 0 | 725.1003 |  |  |  | 0.1 | 2021-09-22 20:06:50 +0000 | 438c2ebff | 0.2.14 | :adv_dx_units: NECB_Default :airloop_economizer_type: NECB_Default :algorithm_type: parametric :analysis_id: reference :analysis_name: reference :boiler_eff: NECB_Default :btap_batch_version: 1.0.002 :building_type: MediumOffice :chiller_type: NECB_Default :compute_environment: aws_batch :datapoint_id: 04ac134a-94d6-4c9f-a493-6dc0dad0a0cc :daylighting_type: NECB_Default :dcv_type: NECB_Default :door_construction_cond: NECB_Default :ecm_system_name: NECB_Default :electrical_loads_scale: NECB_Default :enable_costing: true :epw_file: CAN_ON_Toronto.Pearson.Intl.AP.716240_CWEC2016.epw :erv_package: NECB_Default :ext_floor_cond: NECB_Default :ext_roof_cond: NECB_Default :ext_wall_cond: NECB_Default :fdwr_set: NECB_Default :fixed_wind_solar_trans: NECB_Default :fixed_window_cond: NECB_Default :furnace_eff: NECB_Default :glass_door_cond: NECB_Default :glass_door_solar_trans: NECB_Default :ground_floor_cond: NECB_Default :ground_roof_cond: NECB_Default :ground_wall_cond: NECB_Default :image_name: btap_private_cli :infiltration_scale: NECB_Default :lights_scale: NECB_Default :lights_type: NECB_Default :nv_delta_temp_in_out: NECB_Default :nv_opening_fraction: NECB_Default :nv_temp_out_min: NECB_Default :nv_type: NECB_Default :oa_scale: NECB_Default :occupancy_loads_scale: NECB_Default :output_meters: [] :output_variables: [] :overhead_door_cond: NECB_Default :primary_heating_fuel: NaturalGas :pv_ground_azimuth_angle: NECB_Default :pv_ground_module_description: NECB_Default :pv_ground_tilt_angle: NECB_Default :pv_ground_total_area_pv_panels_m2: NECB_Default :pv_ground_type: NECB_Default :rotation_degrees: NECB_Default :run_annual_simulation: true :s3_bucket: '834599497928' :scale_x: NECB_Default :scale_y: NECB_Default :scale_z: NECB_Default :shw_eff: NECB_Default :skylight_cond: NECB_Default :skylight_solar_trans: NECB_Default :srr_set: NECB_Default :template: NECB2015 | reference | reference | 04ac134a-94d6-4c9f-a493-6dc0dad0a0cc | NECB2015 | MediumOffice | NaturalGas | Natural Gas | CAN_ON_Toronto.Pearson.Intl.AP.716240_CWEC2016.epw | parametric |  | NECB_Default | NECB_Default | NECB_Default | NECB_Default | NECB_Default | NECB_Default | NECB_Default | NECB_Default | NECB_Default | NECB_Default | NECB_Default | NECB_Default | NECB_Default | NECB_Default | NECB_Default | NECB_Default | NECB_Default | NECB_Default | NECB_Default | NECB_Default | NECB_Default | NECB_Default | NECB_Default | NECB_Default | NECB_Default | NECB_Default | NECB_Default | NECB_Default | NECB_Default | NECB_Default | NECB_Default | NECB_Default | NECB_Default | NECB_Default | NECB_Default | NECB_Default | NECB_Default | NECB_Default | NECB_Default | NECB_Default | NECB_Default | NECB_Default | NECB_Default | NECB_Default | NECB_Default | aws_batch | 834599497928 | btap_private_cli |  | TRUE | TRUE |  |  | 82.8621 | 15.7975 | 37.5521 | 102.9238 | 4982.19 | 3638.3973 | 40 | MediumOffice |  |  | 0 | MediumOffice | 3 |  | 3 | NECB2015 | 0.1843 | 19741.4134 | 94.6626 | 98.7976 | 71.3348 | 3.5224 | 461.108 | 192.7906 | TORONTO | ONTARIO | 1.9079 | 11.7204 | 0 | 13.6283 | 15.2863 | 2.0681 | 0 | 17.3543 | 0 | 0.042606 | 0 | 0 | 0.34351 | 0.076105 | 0 | 0.1827 | 0.09999 | 0.10739 | 0.23716 | 0.014652 | 0.58067 | 0.054462 | 43.8106 | 82.8739 | 40 | 0.757 | [5 empty] | 0.183 | 0.278 | 2.2 |  | 0 | Toronto Pearson Intl AP | CAN | 382 | 3615 | 43.677 | -79.631 | 5 | 3890 | ON | CAN_ON_Toronto.Pearson.Intl.AP.716240_CWEC2016.epw | 0.58067 | 15.7975 | 82.8621 | 16.3123 | 17.7276 | TRUE | FALSE | FALSE | FALSE | 12.6181 | 7.6559 | 0 | 0 | 0 | 0 | 271.34 | 249.2341 | 2.9075 | 0.011666 | 1062.69 | 0.0027638 | 0.58067 | 180 | 172.67 | 19.83 | 19.83 |  | https://s3.console.aws.amazon.com/s3/buckets/834599497928?region=ca-central-1&prefix=phylroy.lopez/reference/reference/output/04ac134a-94d6-4c9f-a493-6dc0dad0a0cc/ | 1.0.002
273 |  | TRUE | 88 | 0 | 0 | 127.6206 |  |  |  | 0.1 | 2021-09-22 20:07:41 +0000 | 438c2ebff | 0.2.14 | :adv_dx_units: NECB_Default :airloop_economizer_type: NECB_Default :algorithm_type: parametric :analysis_id: reference :analysis_name: reference :boiler_eff: NECB_Default :btap_batch_version: 1.0.002 :building_type: RetailStandalone :chiller_type: NECB_Default :compute_environment: aws_batch :datapoint_id: bc1a0b71-65e4-4534-9f9f-393e2a9ca0af :daylighting_type: NECB_Default :dcv_type: NECB_Default :door_construction_cond: NECB_Default :ecm_system_name: NECB_Default :electrical_loads_scale: NECB_Default :enable_costing: true :epw_file: CAN_AB_Calgary.Intl.AP.718770_CWEC2016.epw :erv_package: NECB_Default :ext_floor_cond: NECB_Default :ext_roof_cond: NECB_Default :ext_wall_cond: NECB_Default :fdwr_set: NECB_Default :fixed_wind_solar_trans: NECB_Default :fixed_window_cond: NECB_Default :furnace_eff: NECB_Default :glass_door_cond: NECB_Default :glass_door_solar_trans: NECB_Default :ground_floor_cond: NECB_Default :ground_roof_cond: NECB_Default :ground_wall_cond: NECB_Default :image_name: btap_private_cli :infiltration_scale: NECB_Default :lights_scale: NECB_Default :lights_type: NECB_Default :nv_delta_temp_in_out: NECB_Default :nv_opening_fraction: NECB_Default :nv_temp_out_min: NECB_Default :nv_type: NECB_Default :oa_scale: NECB_Default :occupancy_loads_scale: NECB_Default :output_meters: [] :output_variables: [] :overhead_door_cond: NECB_Default :primary_heating_fuel: Electricity :pv_ground_azimuth_angle: NECB_Default :pv_ground_module_description: NECB_Default :pv_ground_tilt_angle: NECB_Default :pv_ground_total_area_pv_panels_m2: NECB_Default :pv_ground_type: NECB_Default :rotation_degrees: NECB_Default :run_annual_simulation: true :s3_bucket: '834599497928' :scale_x: NECB_Default :scale_y: NECB_Default :scale_z: NECB_Default :shw_eff: NECB_Default :skylight_cond: NECB_Default :skylight_solar_trans: NECB_Default :srr_set: NECB_Default :template: BTAP1980TO2010 | reference | reference | bc1a0b71-65e4-4534-9f9f-393e2a9ca0af | BTAP1980TO2010 | RetailStandalone | Electricity | Electricity | CAN_AB_Calgary.Intl.AP.718770_CWEC2016.epw | parametric |  | NECB_Default | NECB_Default | NECB_Default | NECB_Default | NECB_Default | NECB_Default | NECB_Default | NECB_Default | NECB_Default | NECB_Default | NECB_Default | NECB_Default | NECB_Default | NECB_Default | NECB_Default | NECB_Default | NECB_Default | NECB_Default | NECB_Default | NECB_Default | NECB_Default | NECB_Default | NECB_Default | NECB_Default | NECB_Default | NECB_Default | NECB_Default | NECB_Default | NECB_Default | NECB_Default | NECB_Default | NECB_Default | NECB_Default | NECB_Default | NECB_Default | NECB_Default | NECB_Default | NECB_Default | NECB_Default | NECB_Default | NECB_Default | NECB_Default | NECB_Default | NECB_Default | NECB_Default | aws_batch | 834599497928 | btap_private_cli |  | TRUE | TRUE |  |  | 117.7856 | 18.6856 | 123.1769 | 169.3447 | 2293.99 | 3471.0086 | 7.1 | RetailStandalone |  |  | 1 | RetailStandalone | 1 |  | 1 | BTAP1980TO2010 | 0.24821 | 13984.1807 | 0.38424 | 14.5782 | 111.6157 | 5.3194 | 303.3091 | 171.4114 | CALGARY | ALBERTA | 189.6087 | 0 | 0 | 189.6087 | 17.971 | 0 | 0 | 17.971 | 0 | 0.029773 | 0 | 0 | 0.86399 | 0.1217 | 0 | 0.44344 | 0.030964 | 0.22339 | 0 | 0 | 0.86399 | 0.01473 | 133.5993 | 0 | 7.1 | 0.678 | [5 empty] | 0.227 | 0.346 | 2.95 | 2.95 | 1 | Calgary Intl AP | CAN | 64 | 4781 | 51.114 | -114.02 | 7a | 5000 | AB | CAN_AB_Calgary.Intl.AP.718770_CWEC2016.epw | 0.86399 | 18.6856 | 117.7856 | 5.7475 | 17.7009 | FALSE | FALSE | FALSE | FALSE | 9.1296 | 12.7296 | 0 | 0.092449 | 0.0013502 | 33.79 | 0 | 68.4695 | 0.41833 | 0.0061097 | 152.9 | 0 | 0.86399 | 201.67 | 201.67 | 2 | 2 |  | https://s3.console.aws.amazon.com/s3/buckets/834599497928?region=ca-central-1&prefix=phylroy.lopez/reference/reference/output/bc1a0b71-65e4-4534-9f9f-393e2a9ca0af/ | 1.0.002
274 |  | TRUE | 88 | 0 | 0 | 126.106 |  |  |  | 0.1 | 2021-09-22 20:07:40 +0000 | 438c2ebff | 0.2.14 | :adv_dx_units: NECB_Default :airloop_economizer_type: NECB_Default :algorithm_type: parametric :analysis_id: reference :analysis_name: reference :boiler_eff: NECB_Default :btap_batch_version: 1.0.002 :building_type: RetailStandalone :chiller_type: NECB_Default :compute_environment: aws_batch :datapoint_id: 61670620-bceb-4270-a9fc-924f9ffc4e6e :daylighting_type: NECB_Default :dcv_type: NECB_Default :door_construction_cond: NECB_Default :ecm_system_name: NECB_Default :electrical_loads_scale: NECB_Default :enable_costing: true :epw_file: CAN_ON_Toronto.Pearson.Intl.AP.716240_CWEC2016.epw :erv_package: NECB_Default :ext_floor_cond: NECB_Default :ext_roof_cond: NECB_Default :ext_wall_cond: NECB_Default :fdwr_set: NECB_Default :fixed_wind_solar_trans: NECB_Default :fixed_window_cond: NECB_Default :furnace_eff: NECB_Default :glass_door_cond: NECB_Default :glass_door_solar_trans: NECB_Default :ground_floor_cond: NECB_Default :ground_roof_cond: NECB_Default :ground_wall_cond: NECB_Default :image_name: btap_private_cli :infiltration_scale: NECB_Default :lights_scale: NECB_Default :lights_type: NECB_Default :nv_delta_temp_in_out: NECB_Default :nv_opening_fraction: NECB_Default :nv_temp_out_min: NECB_Default :nv_type: NECB_Default :oa_scale: NECB_Default :occupancy_loads_scale: NECB_Default :output_meters: [] :output_variables: [] :overhead_door_cond: NECB_Default :primary_heating_fuel: Electricity :pv_ground_azimuth_angle: NECB_Default :pv_ground_module_description: NECB_Default :pv_ground_tilt_angle: NECB_Default :pv_ground_total_area_pv_panels_m2: NECB_Default :pv_ground_type: NECB_Default :rotation_degrees: NECB_Default :run_annual_simulation: true :s3_bucket: '834599497928' :scale_x: NECB_Default :scale_y: NECB_Default :scale_z: NECB_Default :shw_eff: NECB_Default :skylight_cond: NECB_Default :skylight_solar_trans: NECB_Default :srr_set: NECB_Default :template: BTAP1980TO2010 | reference | reference | 61670620-bceb-4270-a9fc-924f9ffc4e6e | BTAP1980TO2010 | RetailStandalone | Electricity | Electricity | CAN_ON_Toronto.Pearson.Intl.AP.716240_CWEC2016.epw | parametric |  | NECB_Default | NECB_Default | NECB_Default | NECB_Default | NECB_Default | NECB_Default | NECB_Default | NECB_Default | NECB_Default | NECB_Default | NECB_Default | NECB_Default | NECB_Default | NECB_Default | NECB_Default | NECB_Default | NECB_Default | NECB_Default | NECB_Default | NECB_Default | NECB_Default | NECB_Default | NECB_Default | NECB_Default | NECB_Default | NECB_Default | NECB_Default | NECB_Default | NECB_Default | NECB_Default | NECB_Default | NECB_Default | NECB_Default | NECB_Default | NECB_Default | NECB_Default | NECB_Default | NECB_Default | NECB_Default | NECB_Default | NECB_Default | NECB_Default | NECB_Default | NECB_Default | NECB_Default | aws_batch | 834599497928 | btap_private_cli |  | TRUE | TRUE |  |  | 144.8241 | 28.443 | 136.8382 | 188.0663 | 2293.99 | 3471.0086 | 7.1 | RetailStandalone |  |  | 1 | RetailStandalone | 1 |  | 1 | BTAP1980TO2010 | 0.24821 | 13984.1807 | 0.44143 | 18.7034 | 118.0349 | 5.3952 | 341.7468 | 199.1719 | TORONTO | ONTARIO | 5.1732 | 0 | 0 | 5.1732 | 41.4471 | 0 | 0 | 41.4471 | 0 | 0.05823 | 0 | 0 | 0.93139 | 0.11248 | 0 | 0.49262 | 0.030964 | 0.22339 | 0 | 0 | 0.93139 | 0.013714 | 168.0217 | 0 | 7.1 | 0.678 | [5 empty] | 0.296 | 0.682 | 3.35 | 3.35 | 1 | Toronto Pearson Intl AP | CAN | 382 | 3615 | 43.677 | -79.631 | 5 | 3890 | ON | CAN_ON_Toronto.Pearson.Intl.AP.716240_CWEC2016.epw | 0.93139 | 28.443 | 144.8241 | 9.0088 | 14.933 | FALSE | FALSE | FALSE | FALSE | 9.7642 | 5.8046 | 0 | 0.086074 | 0.0012571 | 31.46 | 0 | 68.4695 | 0.41833 | 0.0061097 | 152.9 | 0 | 0.93139 | 387.33 | 383.67 | 1.17 | 1.17 |  | https://s3.console.aws.amazon.com/s3/buckets/834599497928?region=ca-central-1&prefix=phylroy.lopez/reference/reference/output/61670620-bceb-4270-a9fc-924f9ffc4e6e/ | 1.0.002
275 |  | TRUE | 85 | 0 | 0 | 126.2744 |  |  |  | 0.1 | 2021-09-22 20:07:40 +0000 | 438c2ebff | 0.2.14 | :adv_dx_units: NECB_Default :airloop_economizer_type: NECB_Default :algorithm_type: parametric :analysis_id: reference :analysis_name: reference :boiler_eff: NECB_Default :btap_batch_version: 1.0.002 :building_type: RetailStandalone :chiller_type: NECB_Default :compute_environment: aws_batch :datapoint_id: 5979503f-58b5-47ef-af12-6ece5be3902d :daylighting_type: NECB_Default :dcv_type: NECB_Default :door_construction_cond: NECB_Default :ecm_system_name: NECB_Default :electrical_loads_scale: NECB_Default :enable_costing: true :epw_file: CAN_AB_Calgary.Intl.AP.718770_CWEC2016.epw :erv_package: NECB_Default :ext_floor_cond: NECB_Default :ext_roof_cond: NECB_Default :ext_wall_cond: NECB_Default :fdwr_set: NECB_Default :fixed_wind_solar_trans: NECB_Default :fixed_window_cond: NECB_Default :furnace_eff: NECB_Default :glass_door_cond: NECB_Default :glass_door_solar_trans: NECB_Default :ground_floor_cond: NECB_Default :ground_roof_cond: NECB_Default :ground_wall_cond: NECB_Default :image_name: btap_private_cli :infiltration_scale: NECB_Default :lights_scale: NECB_Default :lights_type: NECB_Default :nv_delta_temp_in_out: NECB_Default :nv_opening_fraction: NECB_Default :nv_temp_out_min: NECB_Default :nv_type: NECB_Default :oa_scale: NECB_Default :occupancy_loads_scale: NECB_Default :output_meters: [] :output_variables: [] :overhead_door_cond: NECB_Default :primary_heating_fuel: NaturalGas :pv_ground_azimuth_angle: NECB_Default :pv_ground_module_description: NECB_Default :pv_ground_tilt_angle: NECB_Default :pv_ground_total_area_pv_panels_m2: NECB_Default :pv_ground_type: NECB_Default :rotation_degrees: NECB_Default :run_annual_simulation: true :s3_bucket: '834599497928' :scale_x: NECB_Default :scale_y: NECB_Default :scale_z: NECB_Default :shw_eff: NECB_Default :skylight_cond: NECB_Default :skylight_solar_trans: NECB_Default :srr_set: NECB_Default :template: BTAP1980TO2010 | reference | reference | 5979503f-58b5-47ef-af12-6ece5be3902d | BTAP1980TO2010 | RetailStandalone | NaturalGas | Natural Gas | CAN_AB_Calgary.Intl.AP.718770_CWEC2016.epw | parametric |  | NECB_Default | NECB_Default | NECB_Default | NECB_Default | NECB_Default | NECB_Default | NECB_Default | NECB_Default | NECB_Default | NECB_Default | NECB_Default | NECB_Default | NECB_Default | NECB_Default | NECB_Default | NECB_Default | NECB_Default | NECB_Default | NECB_Default | NECB_Default | NECB_Default | NECB_Default | NECB_Default | NECB_Default | NECB_Default | NECB_Default | NECB_Default | NECB_Default | NECB_Default | NECB_Default | NECB_Default | NECB_Default | NECB_Default | NECB_Default | NECB_Default | NECB_Default | NECB_Default | NECB_Default | NECB_Default | NECB_Default | NECB_Default | NECB_Default | NECB_Default | NECB_Default | NECB_Default | aws_batch | 834599497928 | btap_private_cli |  | TRUE | TRUE |  |  | 151.9877 | 18.6856 | 123.0777 | 214.7762 | 2293.99 | 3471.0086 | 7.1 | RetailStandalone |  |  | 1 | RetailStandalone | 1 |  | 1 | BTAP1980TO2010 | 0.24821 | 13984.1807 | 0.38424 | 50.6641 | 111.6157 | 4.9545 | 318.0539 | 150.4353 | CALGARY | ALBERTA | 90.1435 | 31.1243 | 0 | 121.2678 | 8.5437 | 2.2204 | 0 | 10.7642 | 0 | 0.029765 | 0 | 0 | 0.41076 | 0.12207 | 0 | 0.59898 | 0.030964 | 0.22339 | 0.61679 | 0.0045685 | 1.0275 | 0.017812 | 42.3635 | 152.6016 | 7.1 | 0.678 | [5 empty] | 0.227 | 0.346 | 2.95 | 2.95 | 1 | Calgary Intl AP | CAN | 64 | 4781 | 51.114 | -114.02 | 7a | 5000 | AB | CAN_AB_Calgary.Intl.AP.718770_CWEC2016.epw | 1.0275 | 18.6856 | 151.9877 | 5.7475 | 17.7009 | FALSE | FALSE | FALSE | FALSE | 9.1296 | 12.7296 | 0 | 0 | 0 | 0 | 40.86 | 68.4695 | 0.41833 | 0.0061097 | 152.9 | 0 | 1.0275 | 201.5 | 201.5 | 11.5 | 11.5 |  | https://s3.console.aws.amazon.com/s3/buckets/834599497928?region=ca-central-1&prefix=phylroy.lopez/reference/reference/output/5979503f-58b5-47ef-af12-6ece5be3902d/ | 1.0.002
276 |  | TRUE | 192 | 0 | 0 | 726.1072 |  |  |  | 0.1 | 2021-09-22 20:07:05 +0000 | 438c2ebff | 0.2.14 | :adv_dx_units: NECB_Default :airloop_economizer_type: NECB_Default :algorithm_type: parametric :analysis_id: reference :analysis_name: reference :boiler_eff: NECB_Default :btap_batch_version: 1.0.002 :building_type: MediumOffice :chiller_type: NECB_Default :compute_environment: aws_batch :datapoint_id: b19595b6-a3a3-4b39-9a5a-90918a65038a :daylighting_type: NECB_Default :dcv_type: NECB_Default :door_construction_cond: NECB_Default :ecm_system_name: NECB_Default :electrical_loads_scale: NECB_Default :enable_costing: true :epw_file: CAN_QC_Montreal-Trudeau.Intl.AP.716270_CWEC2016.epw :erv_package: NECB_Default :ext_floor_cond: NECB_Default :ext_roof_cond: NECB_Default :ext_wall_cond: NECB_Default :fdwr_set: NECB_Default :fixed_wind_solar_trans: NECB_Default :fixed_window_cond: NECB_Default :furnace_eff: NECB_Default :glass_door_cond: NECB_Default :glass_door_solar_trans: NECB_Default :ground_floor_cond: NECB_Default :ground_roof_cond: NECB_Default :ground_wall_cond: NECB_Default :image_name: btap_private_cli :infiltration_scale: NECB_Default :lights_scale: NECB_Default :lights_type: NECB_Default :nv_delta_temp_in_out: NECB_Default :nv_opening_fraction: NECB_Default :nv_temp_out_min: NECB_Default :nv_type: NECB_Default :oa_scale: NECB_Default :occupancy_loads_scale: NECB_Default :output_meters: [] :output_variables: [] :overhead_door_cond: NECB_Default :primary_heating_fuel: NaturalGas :pv_ground_azimuth_angle: NECB_Default :pv_ground_module_description: NECB_Default :pv_ground_tilt_angle: NECB_Default :pv_ground_total_area_pv_panels_m2: NECB_Default :pv_ground_type: NECB_Default :rotation_degrees: NECB_Default :run_annual_simulation: true :s3_bucket: '834599497928' :scale_x: NECB_Default :scale_y: NECB_Default :scale_z: NECB_Default :shw_eff: NECB_Default :skylight_cond: NECB_Default :skylight_solar_trans: NECB_Default :srr_set: NECB_Default :template: NECB2017 | reference | reference | b19595b6-a3a3-4b39-9a5a-90918a65038a | NECB2017 | MediumOffice | NaturalGas | Natural Gas | CAN_QC_Montreal-Trudeau.Intl.AP.716270_CWEC2016.epw | parametric |  | NECB_Default | NECB_Default | NECB_Default | NECB_Default | NECB_Default | NECB_Default | NECB_Default | NECB_Default | NECB_Default | NECB_Default | NECB_Default | NECB_Default | NECB_Default | NECB_Default | NECB_Default | NECB_Default | NECB_Default | NECB_Default | NECB_Default | NECB_Default | NECB_Default | NECB_Default | NECB_Default | NECB_Default | NECB_Default | NECB_Default | NECB_Default | NECB_Default | NECB_Default | NECB_Default | NECB_Default | NECB_Default | NECB_Default | NECB_Default | NECB_Default | NECB_Default | NECB_Default | NECB_Default | NECB_Default | NECB_Default | NECB_Default | NECB_Default | NECB_Default | NECB_Default | NECB_Default | aws_batch | 834599497928 | btap_private_cli |  | TRUE | TRUE |  |  | 84.5239 | 14.5642 | 36.3651 | 91.3476 | 4982.19 | 3638.3973 | 37.3 | MediumOffice |  |  | 0 | MediumOffice | 3 |  | 3 | NECB2017 | 0.1843 | 19741.4134 | 87.1911 | 94.0904 | 64.9436 | 3.393 | 425.1357 | 175.5175 | MONTREAL | QUEBEC | 0.11132 | 11.5661 | 0 | 11.6774 | 7.0898 | 3.0296 | 0 | 10.1194 | 0 | 0.033485 | 0 | 0 | 0.28645 | 0.047923 | 0.0013729 | 0.1781 | 0.09999 | 0.08811 | 0.23413 | 0.013311 | 0.52059 | 0.056036 | 38.0643 | 84.5357 | 37.3 | 0.757 | [5 empty] | 0.156 | 0.247 | 1.9 |  | 0 | Montreal-Trudeau Intl AP | CAN | 323 | 4090 | 45.471 | -73.741 | 6 | 4400 | QC | CAN_QC_Montreal-Trudeau.Intl.AP.716270_CWEC2016.epw | 0.52059 | 14.5642 | 84.5239 | 15.432 | 19.2902 | TRUE | FALSE | FALSE | FALSE | 12.5212 | 13.0372 | 0 | 0 | 0 | 0 | 279.18 | 249.2341 | 2.9075 | 0.011666 | 1062.69 | 0.0022621 | 0.52059 | 125 | 115.5 | 15.67 | 15.67 |  | https://s3.console.aws.amazon.com/s3/buckets/834599497928?region=ca-central-1&prefix=phylroy.lopez/reference/reference/output/b19595b6-a3a3-4b39-9a5a-90918a65038a/ | 1.0.002
277 |  | TRUE | 192 | 9 | 0 | 726.1593 |  |  |  | 0.1 | 2021-09-22 20:07:13 +0000 | 438c2ebff | 0.2.14 | :adv_dx_units: NECB_Default :airloop_economizer_type: NECB_Default :algorithm_type: parametric :analysis_id: reference :analysis_name: reference :boiler_eff: NECB_Default :btap_batch_version: 1.0.002 :building_type: MediumOffice :chiller_type: NECB_Default :compute_environment: aws_batch :datapoint_id: 80bc5b25-d9b8-4b90-8c05-78646671a9ee :daylighting_type: NECB_Default :dcv_type: NECB_Default :door_construction_cond: NECB_Default :ecm_system_name: NECB_Default :electrical_loads_scale: NECB_Default :enable_costing: true :epw_file: CAN_NS_Halifax.Dockyard.713280_CWEC2016.epw :erv_package: NECB_Default :ext_floor_cond: NECB_Default :ext_roof_cond: NECB_Default :ext_wall_cond: NECB_Default :fdwr_set: NECB_Default :fixed_wind_solar_trans: NECB_Default :fixed_window_cond: NECB_Default :furnace_eff: NECB_Default :glass_door_cond: NECB_Default :glass_door_solar_trans: NECB_Default :ground_floor_cond: NECB_Default :ground_roof_cond: NECB_Default :ground_wall_cond: NECB_Default :image_name: btap_private_cli :infiltration_scale: NECB_Default :lights_scale: NECB_Default :lights_type: NECB_Default :nv_delta_temp_in_out: NECB_Default :nv_opening_fraction: NECB_Default :nv_temp_out_min: NECB_Default :nv_type: NECB_Default :oa_scale: NECB_Default :occupancy_loads_scale: NECB_Default :output_meters: [] :output_variables: [] :overhead_door_cond: NECB_Default :primary_heating_fuel: NaturalGas :pv_ground_azimuth_angle: NECB_Default :pv_ground_module_description: NECB_Default :pv_ground_tilt_angle: NECB_Default :pv_ground_total_area_pv_panels_m2: NECB_Default :pv_ground_type: NECB_Default :rotation_degrees: NECB_Default :run_annual_simulation: true :s3_bucket: '834599497928' :scale_x: NECB_Default :scale_y: NECB_Default :scale_z: NECB_Default :shw_eff: NECB_Default :skylight_cond: NECB_Default :skylight_solar_trans: NECB_Default :srr_set: NECB_Default :template: NECB2017 | reference | reference | 80bc5b25-d9b8-4b90-8c05-78646671a9ee | NECB2017 | MediumOffice | NaturalGas | Natural Gas | CAN_NS_Halifax.Dockyard.713280_CWEC2016.epw | parametric |  | NECB_Default | NECB_Default | NECB_Default | NECB_Default | NECB_Default | NECB_Default | NECB_Default | NECB_Default | NECB_Default | NECB_Default | NECB_Default | NECB_Default | NECB_Default | NECB_Default | NECB_Default | NECB_Default | NECB_Default | NECB_Default | NECB_Default | NECB_Default | NECB_Default | NECB_Default | NECB_Default | NECB_Default | NECB_Default | NECB_Default | NECB_Default | NECB_Default | NECB_Default | NECB_Default | NECB_Default | NECB_Default | NECB_Default | NECB_Default | NECB_Default | NECB_Default | NECB_Default | NECB_Default | NECB_Default | NECB_Default | NECB_Default | NECB_Default | NECB_Default | NECB_Default | NECB_Default | aws_batch | 834599497928 | btap_private_cli |  | TRUE | TRUE |  |  | 62.9336 | 12.1712 | 34.3585 | 86.5349 | 4982.19 | 3638.3973 | 40 | MediumOffice |  |  | 0 | MediumOffice | 3 |  | 3 | NECB2017 | 0.1843 | 19741.4134 | 82.5793 | 80.5415 | 68.9799 | 3.4069 | 408.2826 | 172.7751 | HALIFAX | NOVA SCOTIA | 57.464 | 10.8693 | 0 | 68.3333 | 11.2698 | 2.7435 | 0 | 14.0133 | 0 | 0.025567 | 0 | 0 | 0.28337 | 0.056965 | 0.00069447 | 0.16308 | 0.09999 | 0.08811 | 0.21843 | 0.010562 | 0.5018 | 0.055347 | 34.2738 | 62.9454 | 40 | 0.757 | [5 empty] | 0.156 | 0.247 | 1.9 |  | 0 | Halifax Dockyard | CAN | 112 | 3647 | 44.655 | -63.577 | 6 | 4000 | NS | CAN_NS_Halifax.Dockyard.713280_CWEC2016.epw | 0.50181 | 12.1712 | 62.9336 | 14.7037 | 18.9061 | TRUE | FALSE | FALSE | FALSE | 7.8463 | 6.5776 | 0 | 0 | 0 | 0 | 275.75 | 249.2341 | 2.9075 | 0.011666 | 1062.69 | 0.0014833 | 0.5018 | 17.83 | 13.17 | 22.17 | 22.17 |  | https://s3.console.aws.amazon.com/s3/buckets/834599497928?region=ca-central-1&prefix=phylroy.lopez/reference/reference/output/80bc5b25-d9b8-4b90-8c05-78646671a9ee/ | 1.0.002
278 |  | TRUE | 189 | 0 | 0 | 727.2343 |  |  |  | 0.1 | 2021-09-22 20:07:23 +0000 | 438c2ebff | 0.2.14 | :adv_dx_units: NECB_Default :airloop_economizer_type: NECB_Default :algorithm_type: parametric :analysis_id: reference :analysis_name: reference :boiler_eff: NECB_Default :btap_batch_version: 1.0.002 :building_type: MediumOffice :chiller_type: NECB_Default :compute_environment: aws_batch :datapoint_id: ee098646-abed-491c-b371-a37aeffb86f3 :daylighting_type: NECB_Default :dcv_type: NECB_Default :door_construction_cond: NECB_Default :ecm_system_name: NECB_Default :electrical_loads_scale: NECB_Default :enable_costing: true :epw_file: CAN_ON_Toronto.Pearson.Intl.AP.716240_CWEC2016.epw :erv_package: NECB_Default :ext_floor_cond: NECB_Default :ext_roof_cond: NECB_Default :ext_wall_cond: NECB_Default :fdwr_set: NECB_Default :fixed_wind_solar_trans: NECB_Default :fixed_window_cond: NECB_Default :furnace_eff: NECB_Default :glass_door_cond: NECB_Default :glass_door_solar_trans: NECB_Default :ground_floor_cond: NECB_Default :ground_roof_cond: NECB_Default :ground_wall_cond: NECB_Default :image_name: btap_private_cli :infiltration_scale: NECB_Default :lights_scale: NECB_Default :lights_type: NECB_Default :nv_delta_temp_in_out: NECB_Default :nv_opening_fraction: NECB_Default :nv_temp_out_min: NECB_Default :nv_type: NECB_Default :oa_scale: NECB_Default :occupancy_loads_scale: NECB_Default :output_meters: [] :output_variables: [] :overhead_door_cond: NECB_Default :primary_heating_fuel: NaturalGas :pv_ground_azimuth_angle: NECB_Default :pv_ground_module_description: NECB_Default :pv_ground_tilt_angle: NECB_Default :pv_ground_total_area_pv_panels_m2: NECB_Default :pv_ground_type: NECB_Default :rotation_degrees: NECB_Default :run_annual_simulation: true :s3_bucket: '834599497928' :scale_x: NECB_Default :scale_y: NECB_Default :scale_z: NECB_Default :shw_eff: NECB_Default :skylight_cond: NECB_Default :skylight_solar_trans: NECB_Default :srr_set: NECB_Default :template: NECB2017 | reference | reference | ee098646-abed-491c-b371-a37aeffb86f3 | NECB2017 | MediumOffice | NaturalGas | Natural Gas | CAN_ON_Toronto.Pearson.Intl.AP.716240_CWEC2016.epw | parametric |  | NECB_Default | NECB_Default | NECB_Default | NECB_Default | NECB_Default | NECB_Default | NECB_Default | NECB_Default | NECB_Default | NECB_Default | NECB_Default | NECB_Default | NECB_Default | NECB_Default | NECB_Default | NECB_Default | NECB_Default | NECB_Default | NECB_Default | NECB_Default | NECB_Default | NECB_Default | NECB_Default | NECB_Default | NECB_Default | NECB_Default | NECB_Default | NECB_Default | NECB_Default | NECB_Default | NECB_Default | NECB_Default | NECB_Default | NECB_Default | NECB_Default | NECB_Default | NECB_Default | NECB_Default | NECB_Default | NECB_Default | NECB_Default | NECB_Default | NECB_Default | NECB_Default | NECB_Default | aws_batch | 834599497928 | btap_private_cli |  | TRUE | TRUE |  |  | 84.4546 | 15.3428 | 34.8943 | 95.0954 | 4982.19 | 3638.3973 | 40 | MediumOffice |  |  | 0 | MediumOffice | 3 |  | 3 | NECB2017 | 0.1843 | 19741.4134 | 96.3742 | 97.7693 | 71.3348 | 3.5224 | 461.7211 | 192.7205 | TORONTO | ONTARIO | 1.7231 | 11.0712 | 0 | 12.7943 | 13.8052 | 1.9535 | 0 | 15.7587 | 0 | 0.038046 | 0 | 0 | 0.31023 | 0.065895 | 0.0012765 | 0.16956 | 0.09999 | 0.08811 | 0.22403 | 0.014377 | 0.53426 | 0.054464 | 40.1813 | 84.4664 | 40 | 0.757 | [5 empty] | 0.156 | 0.278 | 1.9 |  | 0 | Toronto Pearson Intl AP | CAN | 382 | 3615 | 43.677 | -79.631 | 5 | 3890 | ON | CAN_ON_Toronto.Pearson.Intl.AP.716240_CWEC2016.epw | 0.53425 | 15.3428 | 84.4546 | 16.3123 | 17.7277 | TRUE | FALSE | FALSE | FALSE | 12.6181 | 7.656 | 0 | 0 | 0 | 0 | 271.35 | 249.2341 | 2.9075 | 0.011666 | 1062.69 | 0.002535 | 0.53426 | 183.5 | 174.5 | 16 | 16 |  | https://s3.console.aws.amazon.com/s3/buckets/834599497928?region=ca-central-1&prefix=phylroy.lopez/reference/reference/output/ee098646-abed-491c-b371-a37aeffb86f3/ | 1.0.002
279 |  | TRUE | 190 | 0 | 0 | 727.1243 |  |  |  | 0.1 | 2021-09-22 20:06:50 +0000 | 438c2ebff | 0.2.14 | :adv_dx_units: NECB_Default :airloop_economizer_type: NECB_Default :algorithm_type: parametric :analysis_id: reference :analysis_name: reference :boiler_eff: NECB_Default :btap_batch_version: 1.0.002 :building_type: MediumOffice :chiller_type: NECB_Default :compute_environment: aws_batch :datapoint_id: 20ad35aa-4413-4067-8958-d628deb5f32b :daylighting_type: NECB_Default :dcv_type: NECB_Default :door_construction_cond: NECB_Default :ecm_system_name: NECB_Default :electrical_loads_scale: NECB_Default :enable_costing: true :epw_file: CAN_YT_Whitehorse.Intl.AP.719640_CWEC2016.epw :erv_package: NECB_Default :ext_floor_cond: NECB_Default :ext_roof_cond: NECB_Default :ext_wall_cond: NECB_Default :fdwr_set: NECB_Default :fixed_wind_solar_trans: NECB_Default :fixed_window_cond: NECB_Default :furnace_eff: NECB_Default :glass_door_cond: NECB_Default :glass_door_solar_trans: NECB_Default :ground_floor_cond: NECB_Default :ground_roof_cond: NECB_Default :ground_wall_cond: NECB_Default :image_name: btap_private_cli :infiltration_scale: NECB_Default :lights_scale: NECB_Default :lights_type: NECB_Default :nv_delta_temp_in_out: NECB_Default :nv_opening_fraction: NECB_Default :nv_temp_out_min: NECB_Default :nv_type: NECB_Default :oa_scale: NECB_Default :occupancy_loads_scale: NECB_Default :output_meters: [] :output_variables: [] :overhead_door_cond: NECB_Default :primary_heating_fuel: NaturalGas :pv_ground_azimuth_angle: NECB_Default :pv_ground_module_description: NECB_Default :pv_ground_tilt_angle: NECB_Default :pv_ground_total_area_pv_panels_m2: NECB_Default :pv_ground_type: NECB_Default :rotation_degrees: NECB_Default :run_annual_simulation: true :s3_bucket: '834599497928' :scale_x: NECB_Default :scale_y: NECB_Default :scale_z: NECB_Default :shw_eff: NECB_Default :skylight_cond: NECB_Default :skylight_solar_trans: NECB_Default :srr_set: NECB_Default :template: NECB2017 | reference | reference | 20ad35aa-4413-4067-8958-d628deb5f32b | NECB2017 | MediumOffice | NaturalGas | Natural Gas | CAN_YT_Whitehorse.Intl.AP.719640_CWEC2016.epw | parametric |  | NECB_Default | NECB_Default | NECB_Default | NECB_Default | NECB_Default | NECB_Default | NECB_Default | NECB_Default | NECB_Default | NECB_Default | NECB_Default | NECB_Default | NECB_Default | NECB_Default | NECB_Default | NECB_Default | NECB_Default | NECB_Default | NECB_Default | NECB_Default | NECB_Default | NECB_Default | NECB_Default | NECB_Default | NECB_Default | NECB_Default | NECB_Default | NECB_Default | NECB_Default | NECB_Default | NECB_Default | NECB_Default | NECB_Default | NECB_Default | NECB_Default | NECB_Default | NECB_Default | NECB_Default | NECB_Default | NECB_Default | NECB_Default | NECB_Default | NECB_Default | NECB_Default | NECB_Default | aws_batch | 834599497928 | btap_private_cli |  | TRUE | TRUE |  |  | 76.5015 | 8.6761 | 42.1312 | 90.9445 | 4982.19 | 3638.3973 | 22.8 | MediumOffice |  |  | 0 | MediumOffice | 3 |  | 3 | NECB2017 | 0.1843 | 19741.4134 | 69.7925 | 67.6308 | 63.2389 | 3.2966 | 363.3586 | 159.3998 | WHITEHORSE | YUKON | 3.8174 | 13.4881 | 0 | 17.3055 | 8.7424 | 2.4585 | 0 | 11.2009 | 0 | 0.0071615 | 0 | 0 | 0.24543 | 0.043098 | 0.00071053 | 0.20804 | 0.09999 | 0.08811 | 0.27106 | 0.0060797 | 0.51649 | 0.063027 | 29.1642 | 78.2683 | 22.8 | 0.757 | [5 empty] | 0.138 | 0.21 | 1.9 |  | 0 | Whitehorse Intl AP | CAN | 5 | 6491 | 60.709 | -135.069 | 7b | 6580 | YT | CAN_YT_Whitehorse.Intl.AP.719640_CWEC2016.epw | 0.5165 | 8.6761 | 76.5015 | 16.1385 | 12.8109 | TRUE | FALSE | FALSE | FALSE | 7.8045 | 16.8756 | 0 | 0 | 0 | 0 | 314.01 | 249.2341 | 2.9075 | 0.011666 | 1062.69 | 0.000281 | 0.51649 | 17 | 12.5 | 26.5 | 26.33 |  | https://s3.console.aws.amazon.com/s3/buckets/834599497928?region=ca-central-1&prefix=phylroy.lopez/reference/reference/output/20ad35aa-4413-4067-8958-d628deb5f32b/ | 1.0.002
280 |  | TRUE | 260 | 0 | 0 | 727.6275 |  |  |  | 0.1 | 2021-09-22 20:07:18 +0000 | 438c2ebff | 0.2.14 | :adv_dx_units: NECB_Default :airloop_economizer_type: NECB_Default :algorithm_type: parametric :analysis_id: reference :analysis_name: reference :boiler_eff: NECB_Default :btap_batch_version: 1.0.002 :building_type: LargeOffice :chiller_type: NECB_Default :compute_environment: aws_batch :datapoint_id: d9d55e0c-ac43-49d1-b334-2ce72eca9e3d :daylighting_type: NECB_Default :dcv_type: NECB_Default :door_construction_cond: NECB_Default :ecm_system_name: NECB_Default :electrical_loads_scale: NECB_Default :enable_costing: true :epw_file: CAN_QC_Montreal-Trudeau.Intl.AP.716270_CWEC2016.epw :erv_package: NECB_Default :ext_floor_cond: NECB_Default :ext_roof_cond: NECB_Default :ext_wall_cond: NECB_Default :fdwr_set: NECB_Default :fixed_wind_solar_trans: NECB_Default :fixed_window_cond: NECB_Default :furnace_eff: NECB_Default :glass_door_cond: NECB_Default :glass_door_solar_trans: NECB_Default :ground_floor_cond: NECB_Default :ground_roof_cond: NECB_Default :ground_wall_cond: NECB_Default :image_name: btap_private_cli :infiltration_scale: NECB_Default :lights_scale: NECB_Default :lights_type: NECB_Default :nv_delta_temp_in_out: NECB_Default :nv_opening_fraction: NECB_Default :nv_temp_out_min: NECB_Default :nv_type: NECB_Default :oa_scale: NECB_Default :occupancy_loads_scale: NECB_Default :output_meters: [] :output_variables: [] :overhead_door_cond: NECB_Default :primary_heating_fuel: Electricity :pv_ground_azimuth_angle: NECB_Default :pv_ground_module_description: NECB_Default :pv_ground_tilt_angle: NECB_Default :pv_ground_total_area_pv_panels_m2: NECB_Default :pv_ground_type: NECB_Default :rotation_degrees: NECB_Default :run_annual_simulation: true :s3_bucket: '834599497928' :scale_x: NECB_Default :scale_y: NECB_Default :scale_z: NECB_Default :shw_eff: NECB_Default :skylight_cond: NECB_Default :skylight_solar_trans: NECB_Default :srr_set: NECB_Default :template: BTAPPRE1980 | reference | reference | d9d55e0c-ac43-49d1-b334-2ce72eca9e3d | BTAPPRE1980 | LargeOffice | Electricity | Electricity | CAN_QC_Montreal-Trudeau.Intl.AP.716270_CWEC2016.epw | parametric |  | NECB_Default | NECB_Default | NECB_Default | NECB_Default | NECB_Default | NECB_Default | NECB_Default | NECB_Default | NECB_Default | NECB_Default | NECB_Default | NECB_Default | NECB_Default | NECB_Default | NECB_Default | NECB_Default | NECB_Default | NECB_Default | NECB_Default | NECB_Default | NECB_Default | NECB_Default | NECB_Default | NECB_Default | NECB_Default | NECB_Default | NECB_Default | NECB_Default | NECB_Default | NECB_Default | NECB_Default | NECB_Default | NECB_Default | NECB_Default | NECB_Default | NECB_Default | NECB_Default | NECB_Default | NECB_Default | NECB_Default | NECB_Default | NECB_Default | NECB_Default | NECB_Default | NECB_Default | aws_batch | 834599497928 | btap_private_cli |  | TRUE | TRUE |  |  | 60.6557 | 10.1103 | 43.7502 | 82.109 | 46320.38 | 15152.6411 | 40 | LargeOffice |  |  | 0 | LargeOffice | 12 |  | 13 | BTAPPRE1980 | 0.085057 | 178146.0371 | 0.79018 | 26.7415 | 62.5989 | 3.4995 | 209.2437 | 115.6135 | MONTREAL | QUEBEC | 0.1981 | 0 | 0 | 0.1981 | 12.617 | 0 | 0 | 12.617 | 0 | 0.021871 | 0 | 0 | 0.50978 | 0.066736 | 0 | 0.1575 | 0.094755 | 0.11764 | 0 | 0.0103 | 0.50978 | 0.039185 | 81.2353 | 0 | 40 | 0.678 |  | 0.678 |  |  |  | 0.267 | 0.823 | 2.95 |  | 0 | Montreal-Trudeau Intl AP | CAN | 323 | 4090 | 45.471 | -73.741 | 6 | 4400 | QC | CAN_QC_Montreal-Trudeau.Intl.AP.716270_CWEC2016.epw | 0.50978 | 10.1103 | 60.6557 | 21.7465 | 21.3687 | TRUE | TRUE | FALSE | FALSE | 14.357 | 14.1637 | 0 | 4.966 | 0.0022645 | 1815.06 | 0 | 2192.9915 | 25.7352 | 0.011735 | 9406.2 | 0.0017869 | 0.50978 | 1722 | 1664.5 | 1.67 | 1.5 |  | https://s3.console.aws.amazon.com/s3/buckets/834599497928?region=ca-central-1&prefix=phylroy.lopez/reference/reference/output/d9d55e0c-ac43-49d1-b334-2ce72eca9e3d/ | 1.0.002
281 |  | TRUE | 273 | 0 | 0 | 725.1493 |  |  |  | 0.1 | 2021-09-22 20:07:28 +0000 | 438c2ebff | 0.2.14 | :adv_dx_units: NECB_Default :airloop_economizer_type: NECB_Default :algorithm_type: parametric :analysis_id: reference :analysis_name: reference :boiler_eff: NECB_Default :btap_batch_version: 1.0.002 :building_type: LargeOffice :chiller_type: NECB_Default :compute_environment: aws_batch :datapoint_id: bfad8cbc-4be5-4268-ad85-50eca96036b4 :daylighting_type: NECB_Default :dcv_type: NECB_Default :door_construction_cond: NECB_Default :ecm_system_name: NECB_Default :electrical_loads_scale: NECB_Default :enable_costing: true :epw_file: CAN_BC_Vancouver.Intl.AP.718920_CWEC2016.epw :erv_package: NECB_Default :ext_floor_cond: NECB_Default :ext_roof_cond: NECB_Default :ext_wall_cond: NECB_Default :fdwr_set: NECB_Default :fixed_wind_solar_trans: NECB_Default :fixed_window_cond: NECB_Default :furnace_eff: NECB_Default :glass_door_cond: NECB_Default :glass_door_solar_trans: NECB_Default :ground_floor_cond: NECB_Default :ground_roof_cond: NECB_Default :ground_wall_cond: NECB_Default :image_name: btap_private_cli :infiltration_scale: NECB_Default :lights_scale: NECB_Default :lights_type: NECB_Default :nv_delta_temp_in_out: NECB_Default :nv_opening_fraction: NECB_Default :nv_temp_out_min: NECB_Default :nv_type: NECB_Default :oa_scale: NECB_Default :occupancy_loads_scale: NECB_Default :output_meters: [] :output_variables: [] :overhead_door_cond: NECB_Default :primary_heating_fuel: Electricity :pv_ground_azimuth_angle: NECB_Default :pv_ground_module_description: NECB_Default :pv_ground_tilt_angle: NECB_Default :pv_ground_total_area_pv_panels_m2: NECB_Default :pv_ground_type: NECB_Default :rotation_degrees: NECB_Default :run_annual_simulation: true :s3_bucket: '834599497928' :scale_x: NECB_Default :scale_y: NECB_Default :scale_z: NECB_Default :shw_eff: NECB_Default :skylight_cond: NECB_Default :skylight_solar_trans: NECB_Default :srr_set: NECB_Default :template: BTAP1980TO2010 | reference | reference | bfad8cbc-4be5-4268-ad85-50eca96036b4 | BTAP1980TO2010 | LargeOffice | Electricity | Electricity | CAN_BC_Vancouver.Intl.AP.718920_CWEC2016.epw | parametric |  | NECB_Default | NECB_Default | NECB_Default | NECB_Default | NECB_Default | NECB_Default | NECB_Default | NECB_Default | NECB_Default | NECB_Default | NECB_Default | NECB_Default | NECB_Default | NECB_Default | NECB_Default | NECB_Default | NECB_Default | NECB_Default | NECB_Default | NECB_Default | NECB_Default | NECB_Default | NECB_Default | NECB_Default | NECB_Default | NECB_Default | NECB_Default | NECB_Default | NECB_Default | NECB_Default | NECB_Default | NECB_Default | NECB_Default | NECB_Default | NECB_Default | NECB_Default | NECB_Default | NECB_Default | NECB_Default | NECB_Default | NECB_Default | NECB_Default | NECB_Default | NECB_Default | NECB_Default | aws_batch | 834599497928 | btap_private_cli |  | TRUE | TRUE |  |  | 23.6664 | 7.2548 | 16.9408 | 49.4945 | 46320.38 | 15152.6411 | 40 | LargeOffice |  |  | 0 | LargeOffice | 12 |  | 13 | BTAP1980TO2010 | 0.085057 | 178146.0371 | 0.86241 | 22.843 | 61.0297 | 3.5066 | 191.8326 | 103.5908 | VANCOUVER | BRITISH COLUMBIA | 1.1088 | 0 | 0 | 1.1088 | 11.0726 | 0 | 0 | 11.0726 | 0 | 0.010906 | 0 | 0 | 0.39126 | 0.061839 | 0 | 0.060987 | 0.094755 | 0.11764 | 0 | 0.007686 | 0.39126 | 0.036762 | 43.7454 | 0 | 40 | 0.678 |  | 0.606 |  |  |  | 0.363 | 0.568 | 4.09 |  | 0 | Vancouver Intl AP | CAN | 42 | 2797 | 49.195 | -123.184 | 4 | 2800 | BC | CAN_BC_Vancouver.Intl.AP.718920_CWEC2016.epw | 0.39126 | 7.2548 | 23.6664 | 20.0637 | 23.7489 | TRUE | TRUE | TRUE | FALSE | 12.4817 | 9.2662 | 0 | 4.6589 | 0.0021245 | 1702.83 | 0 | 2192.9915 | 25.7352 | 0.011735 | 9406.2 | 0.00067854 | 0.39126 | 1764.83 | 1726.33 | 0.17 | 0.17 |  | https://s3.console.aws.amazon.com/s3/buckets/834599497928?region=ca-central-1&prefix=phylroy.lopez/reference/reference/output/bfad8cbc-4be5-4268-ad85-50eca96036b4/ | 1.0.002
282 |  | TRUE | 257 | 2 | 0 | 726.8945 |  |  |  | 0.1 | 2021-09-22 20:07:27 +0000 | 438c2ebff | 0.2.14 | :adv_dx_units: NECB_Default :airloop_economizer_type: NECB_Default :algorithm_type: parametric :analysis_id: reference :analysis_name: reference :boiler_eff: NECB_Default :btap_batch_version: 1.0.002 :building_type: LargeOffice :chiller_type: NECB_Default :compute_environment: aws_batch :datapoint_id: 71b5b065-eba9-4185-8e94-59e74b6ba8a1 :daylighting_type: NECB_Default :dcv_type: NECB_Default :door_construction_cond: NECB_Default :ecm_system_name: NECB_Default :electrical_loads_scale: NECB_Default :enable_costing: true :epw_file: CAN_ON_Toronto.Pearson.Intl.AP.716240_CWEC2016.epw :erv_package: NECB_Default :ext_floor_cond: NECB_Default :ext_roof_cond: NECB_Default :ext_wall_cond: NECB_Default :fdwr_set: NECB_Default :fixed_wind_solar_trans: NECB_Default :fixed_window_cond: NECB_Default :furnace_eff: NECB_Default :glass_door_cond: NECB_Default :glass_door_solar_trans: NECB_Default :ground_floor_cond: NECB_Default :ground_roof_cond: NECB_Default :ground_wall_cond: NECB_Default :image_name: btap_private_cli :infiltration_scale: NECB_Default :lights_scale: NECB_Default :lights_type: NECB_Default :nv_delta_temp_in_out: NECB_Default :nv_opening_fraction: NECB_Default :nv_temp_out_min: NECB_Default :nv_type: NECB_Default :oa_scale: NECB_Default :occupancy_loads_scale: NECB_Default :output_meters: [] :output_variables: [] :overhead_door_cond: NECB_Default :primary_heating_fuel: Electricity :pv_ground_azimuth_angle: NECB_Default :pv_ground_module_description: NECB_Default :pv_ground_tilt_angle: NECB_Default :pv_ground_total_area_pv_panels_m2: NECB_Default :pv_ground_type: NECB_Default :rotation_degrees: NECB_Default :run_annual_simulation: true :s3_bucket: '834599497928' :scale_x: NECB_Default :scale_y: NECB_Default :scale_z: NECB_Default :shw_eff: NECB_Default :skylight_cond: NECB_Default :skylight_solar_trans: NECB_Default :srr_set: NECB_Default :template: BTAPPRE1980 | reference | reference | 71b5b065-eba9-4185-8e94-59e74b6ba8a1 | BTAPPRE1980 | LargeOffice | Electricity | Electricity | CAN_ON_Toronto.Pearson.Intl.AP.716240_CWEC2016.epw | parametric |  | NECB_Default | NECB_Default | NECB_Default | NECB_Default | NECB_Default | NECB_Default | NECB_Default | NECB_Default | NECB_Default | NECB_Default | NECB_Default | NECB_Default | NECB_Default | NECB_Default | NECB_Default | NECB_Default | NECB_Default | NECB_Default | NECB_Default | NECB_Default | NECB_Default | NECB_Default | NECB_Default | NECB_Default | NECB_Default | NECB_Default | NECB_Default | NECB_Default | NECB_Default | NECB_Default | NECB_Default | NECB_Default | NECB_Default | NECB_Default | NECB_Default | NECB_Default | NECB_Default | NECB_Default | NECB_Default | NECB_Default | NECB_Default | NECB_Default | NECB_Default | NECB_Default | NECB_Default | aws_batch | 834599497928 | btap_private_cli |  | TRUE | TRUE |  |  | 44.9703 | 10.4158 | 37.8724 | 76.8842 | 46320.38 | 15152.6411 | 40 | LargeOffice |  |  | 0 | LargeOffice | 12 |  | 13 | BTAPPRE1980 | 0.085057 | 178146.0371 | 0.94082 | 28.5958 | 68.787 | 3.521 | 226.3597 | 124.5152 | TORONTO | ONTARIO | 2.7275 | 0 | 0 | 2.7275 | 21.8527 | 0 | 0 | 21.8527 | 0 | 0.023024 | 0 | 0 | 0.49107 | 0.06919 | 0 | 0.13634 | 0.094755 | 0.11764 | 0 | 0.01031 | 0.49107 | 0.037918 | 66.6159 | 0 | 40 | 0.678 |  | 0.678 |  |  |  | 0.296 | 0.9 | 3.35 |  | 0 | Toronto Pearson Intl AP | CAN | 382 | 3615 | 43.677 | -79.631 | 5 | 3890 | ON | CAN_ON_Toronto.Pearson.Intl.AP.716240_CWEC2016.epw | 0.49107 | 10.4158 | 44.9703 | 22.5303 | 20.4057 | TRUE | TRUE | FALSE | FALSE | 14.3856 | 8.9536 | 0 | 4.8054 | 0.0021913 | 1756.39 | 0 | 2192.9915 | 25.7352 | 0.011735 | 9406.2 | 0.0018897 | 0.49107 | 1749.17 | 1689.5 | 1.67 | 1.5 |  | https://s3.console.aws.amazon.com/s3/buckets/834599497928?region=ca-central-1&prefix=phylroy.lopez/reference/reference/output/71b5b065-eba9-4185-8e94-59e74b6ba8a1/ | 1.0.002
283 |  | TRUE | 255 | 0 | 0 | 727.4489 |  |  |  | 0.1 | 2021-09-22 20:07:42 +0000 | 438c2ebff | 0.2.14 | :adv_dx_units: NECB_Default :airloop_economizer_type: NECB_Default :algorithm_type: parametric :analysis_id: reference :analysis_name: reference :boiler_eff: NECB_Default :btap_batch_version: 1.0.002 :building_type: LargeOffice :chiller_type: NECB_Default :compute_environment: aws_batch :datapoint_id: 27dc96a1-a31c-4249-ac6a-0fb009ed0ae7 :daylighting_type: NECB_Default :dcv_type: NECB_Default :door_construction_cond: NECB_Default :ecm_system_name: NECB_Default :electrical_loads_scale: NECB_Default :enable_costing: true :epw_file: CAN_AB_Calgary.Intl.AP.718770_CWEC2016.epw :erv_package: NECB_Default :ext_floor_cond: NECB_Default :ext_roof_cond: NECB_Default :ext_wall_cond: NECB_Default :fdwr_set: NECB_Default :fixed_wind_solar_trans: NECB_Default :fixed_window_cond: NECB_Default :furnace_eff: NECB_Default :glass_door_cond: NECB_Default :glass_door_solar_trans: NECB_Default :ground_floor_cond: NECB_Default :ground_roof_cond: NECB_Default :ground_wall_cond: NECB_Default :image_name: btap_private_cli :infiltration_scale: NECB_Default :lights_scale: NECB_Default :lights_type: NECB_Default :nv_delta_temp_in_out: NECB_Default :nv_opening_fraction: NECB_Default :nv_temp_out_min: NECB_Default :nv_type: NECB_Default :oa_scale: NECB_Default :occupancy_loads_scale: NECB_Default :output_meters: [] :output_variables: [] :overhead_door_cond: NECB_Default :primary_heating_fuel: Electricity :pv_ground_azimuth_angle: NECB_Default :pv_ground_module_description: NECB_Default :pv_ground_tilt_angle: NECB_Default :pv_ground_total_area_pv_panels_m2: NECB_Default :pv_ground_type: NECB_Default :rotation_degrees: NECB_Default :run_annual_simulation: true :s3_bucket: '834599497928' :scale_x: NECB_Default :scale_y: NECB_Default :scale_z: NECB_Default :shw_eff: NECB_Default :skylight_cond: NECB_Default :skylight_solar_trans: NECB_Default :srr_set: NECB_Default :template: BTAPPRE1980 | reference | reference | 27dc96a1-a31c-4249-ac6a-0fb009ed0ae7 | BTAPPRE1980 | LargeOffice | Electricity | Electricity | CAN_AB_Calgary.Intl.AP.718770_CWEC2016.epw | parametric |  | NECB_Default | NECB_Default | NECB_Default | NECB_Default | NECB_Default | NECB_Default | NECB_Default | NECB_Default | NECB_Default | NECB_Default | NECB_Default | NECB_Default | NECB_Default | NECB_Default | NECB_Default | NECB_Default | NECB_Default | NECB_Default | NECB_Default | NECB_Default | NECB_Default | NECB_Default | NECB_Default | NECB_Default | NECB_Default | NECB_Default | NECB_Default | NECB_Default | NECB_Default | NECB_Default | NECB_Default | NECB_Default | NECB_Default | NECB_Default | NECB_Default | NECB_Default | NECB_Default | NECB_Default | NECB_Default | NECB_Default | NECB_Default | NECB_Default | NECB_Default | NECB_Default | NECB_Default | aws_batch | 834599497928 | btap_private_cli |  | TRUE | TRUE |  |  | 44.8195 | 8.1154 | 31.8468 | 73.213 | 46320.38 | 15152.6411 | 40 | LargeOffice |  |  | 0 | LargeOffice | 12 |  | 13 | BTAPPRE1980 | 0.085057 | 178146.0371 | 0.81895 | 27.1847 | 65.596 | 3.5101 | 226.0303 | 128.9206 | CALGARY | ALBERTA | 104.6261 | 0 | 0 | 104.6261 | 9.9164 | 0 | 0 | 9.9164 | 0 | 0.01352 | 0 | 0 | 0.47675 | 0.081746 | 0 | 0.11465 | 0.094755 | 0.11764 | 0 | 0.012237 | 0.47675 | 0.041415 | 65.9855 | 0 | 40 | 0.678 |  | 0.678 |  |  |  | 0.227 | 0.772 | 2.95 |  | 0 | Calgary Intl AP | CAN | 64 | 4781 | 51.114 | -114.02 | 7a | 5000 | AB | CAN_AB_Calgary.Intl.AP.718770_CWEC2016.epw | 0.47675 | 8.1154 | 44.8195 | 19.7713 | 20.1298 | TRUE | TRUE | FALSE | FALSE | 14.0159 | 14.8552 | 0 | 5.2486 | 0.0023934 | 1918.38 | 0 | 2192.9915 | 25.7352 | 0.011735 | 9406.2 | 0.00078324 | 0.47675 | 2016.33 | 1968 | 1 | 1 |  | https://s3.console.aws.amazon.com/s3/buckets/834599497928?region=ca-central-1&prefix=phylroy.lopez/reference/reference/output/27dc96a1-a31c-4249-ac6a-0fb009ed0ae7/ | 1.0.002
284 |  | TRUE | 86 | 0 | 0 | 125.8693 |  |  |  | 0.1 | 2021-09-22 20:07:46 +0000 | 438c2ebff | 0.2.14 | :adv_dx_units: NECB_Default :airloop_economizer_type: NECB_Default :algorithm_type: parametric :analysis_id: reference :analysis_name: reference :boiler_eff: NECB_Default :btap_batch_version: 1.0.002 :building_type: RetailStandalone :chiller_type: NECB_Default :compute_environment: aws_batch :datapoint_id: 04a94aaa-cf07-45b0-a667-4a8290ef3122 :daylighting_type: NECB_Default :dcv_type: NECB_Default :door_construction_cond: NECB_Default :ecm_system_name: NECB_Default :electrical_loads_scale: NECB_Default :enable_costing: true :epw_file: CAN_YT_Whitehorse.Intl.AP.719640_CWEC2016.epw :erv_package: NECB_Default :ext_floor_cond: NECB_Default :ext_roof_cond: NECB_Default :ext_wall_cond: NECB_Default :fdwr_set: NECB_Default :fixed_wind_solar_trans: NECB_Default :fixed_window_cond: NECB_Default :furnace_eff: NECB_Default :glass_door_cond: NECB_Default :glass_door_solar_trans: NECB_Default :ground_floor_cond: NECB_Default :ground_roof_cond: NECB_Default :ground_wall_cond: NECB_Default :image_name: btap_private_cli :infiltration_scale: NECB_Default :lights_scale: NECB_Default :lights_type: NECB_Default :nv_delta_temp_in_out: NECB_Default :nv_opening_fraction: NECB_Default :nv_temp_out_min: NECB_Default :nv_type: NECB_Default :oa_scale: NECB_Default :occupancy_loads_scale: NECB_Default :output_meters: [] :output_variables: [] :overhead_door_cond: NECB_Default :primary_heating_fuel: Electricity :pv_ground_azimuth_angle: NECB_Default :pv_ground_module_description: NECB_Default :pv_ground_tilt_angle: NECB_Default :pv_ground_total_area_pv_panels_m2: NECB_Default :pv_ground_type: NECB_Default :rotation_degrees: NECB_Default :run_annual_simulation: true :s3_bucket: '834599497928' :scale_x: NECB_Default :scale_y: NECB_Default :scale_z: NECB_Default :shw_eff: NECB_Default :skylight_cond: NECB_Default :skylight_solar_trans: NECB_Default :srr_set: NECB_Default :template: BTAP1980TO2010 | reference | reference | 04a94aaa-cf07-45b0-a667-4a8290ef3122 | BTAP1980TO2010 | RetailStandalone | Electricity | Electricity | CAN_YT_Whitehorse.Intl.AP.719640_CWEC2016.epw | parametric |  | NECB_Default | NECB_Default | NECB_Default | NECB_Default | NECB_Default | NECB_Default | NECB_Default | NECB_Default | NECB_Default | NECB_Default | NECB_Default | NECB_Default | NECB_Default | NECB_Default | NECB_Default | NECB_Default | NECB_Default | NECB_Default | NECB_Default | NECB_Default | NECB_Default | NECB_Default | NECB_Default | NECB_Default | NECB_Default | NECB_Default | NECB_Default | NECB_Default | NECB_Default | NECB_Default | NECB_Default | NECB_Default | NECB_Default | NECB_Default | NECB_Default | NECB_Default | NECB_Default | NECB_Default | NECB_Default | NECB_Default | NECB_Default | NECB_Default | NECB_Default | NECB_Default | NECB_Default | aws_batch | 834599497928 | btap_private_cli |  | TRUE | TRUE |  |  | 135.6992 | 15.5413 | 184.9931 | 224.1437 | 2293.99 | 3471.0086 | 7.1 | RetailStandalone |  |  | 1 | RetailStandalone | 1 |  | 1 | BTAP1980TO2010 | 0.24821 | 13984.1807 | 0.28804 | 10.616 | 98.0372 | 5.1148 | 270.1246 | 156.0687 | WHITEHORSE | YUKON | 16.5065 | 0 | 0 | 16.5065 | 37.8021 | 0 | 0 | 37.8021 | 0 | 0.012415 | 0 | 0 | 1.0613 | 0.11287 | 0 | 0.66598 | 0.030964 | 0.22339 | 0 | 0 | 1.0613 | 0.015654 | 159.2941 | 0 | 7.1 | 0.678 | [5 empty] | 0.227 | 0.346 | 2.95 | 2.95 | 1 | Whitehorse Intl AP | CAN | 5 | 6491 | 60.709 | -135.069 | 7b | 6580 | YT | CAN_YT_Whitehorse.Intl.AP.719640_CWEC2016.epw | 1.0613 | 15.5413 | 135.6992 | 7.2462 | 13.2746 | TRUE | FALSE | FALSE | FALSE | 4.867 | 16.4116 | 0 | 0.098249 | 0.0014349 | 35.91 | 0 | 68.4695 | 0.41833 | 0.0061097 | 152.9 | 0 | 1.0613 | 37.5 | 37.5 | 44.17 | 34.83 |  | https://s3.console.aws.amazon.com/s3/buckets/834599497928?region=ca-central-1&prefix=phylroy.lopez/reference/reference/output/04a94aaa-cf07-45b0-a667-4a8290ef3122/ | 1.0.002
285 |  | TRUE | 251 | 8 | 0 | 723.9476 |  |  |  | 0.1 | 2021-09-22 20:07:28 +0000 | 438c2ebff | 0.2.14 | :adv_dx_units: NECB_Default :airloop_economizer_type: NECB_Default :algorithm_type: parametric :analysis_id: reference :analysis_name: reference :boiler_eff: NECB_Default :btap_batch_version: 1.0.002 :building_type: LargeOffice :chiller_type: NECB_Default :compute_environment: aws_batch :datapoint_id: ac7d9d05-4c5d-493f-94bd-555f4f2afdef :daylighting_type: NECB_Default :dcv_type: NECB_Default :door_construction_cond: NECB_Default :ecm_system_name: NECB_Default :electrical_loads_scale: NECB_Default :enable_costing: true :epw_file: CAN_NS_Halifax.Dockyard.713280_CWEC2016.epw :erv_package: NECB_Default :ext_floor_cond: NECB_Default :ext_roof_cond: NECB_Default :ext_wall_cond: NECB_Default :fdwr_set: NECB_Default :fixed_wind_solar_trans: NECB_Default :fixed_window_cond: NECB_Default :furnace_eff: NECB_Default :glass_door_cond: NECB_Default :glass_door_solar_trans: NECB_Default :ground_floor_cond: NECB_Default :ground_roof_cond: NECB_Default :ground_wall_cond: NECB_Default :image_name: btap_private_cli :infiltration_scale: NECB_Default :lights_scale: NECB_Default :lights_type: NECB_Default :nv_delta_temp_in_out: NECB_Default :nv_opening_fraction: NECB_Default :nv_temp_out_min: NECB_Default :nv_type: NECB_Default :oa_scale: NECB_Default :occupancy_loads_scale: NECB_Default :output_meters: [] :output_variables: [] :overhead_door_cond: NECB_Default :primary_heating_fuel: NaturalGas :pv_ground_azimuth_angle: NECB_Default :pv_ground_module_description: NECB_Default :pv_ground_tilt_angle: NECB_Default :pv_ground_total_area_pv_panels_m2: NECB_Default :pv_ground_type: NECB_Default :rotation_degrees: NECB_Default :run_annual_simulation: true :s3_bucket: '834599497928' :scale_x: NECB_Default :scale_y: NECB_Default :scale_z: NECB_Default :shw_eff: NECB_Default :skylight_cond: NECB_Default :skylight_solar_trans: NECB_Default :srr_set: NECB_Default :template: NECB2011 | reference | reference | ac7d9d05-4c5d-493f-94bd-555f4f2afdef | NECB2011 | LargeOffice | NaturalGas | Natural Gas | CAN_NS_Halifax.Dockyard.713280_CWEC2016.epw | parametric |  | NECB_Default | NECB_Default | NECB_Default | NECB_Default | NECB_Default | NECB_Default | NECB_Default | NECB_Default | NECB_Default | NECB_Default | NECB_Default | NECB_Default | NECB_Default | NECB_Default | NECB_Default | NECB_Default | NECB_Default | NECB_Default | NECB_Default | NECB_Default | NECB_Default | NECB_Default | NECB_Default | NECB_Default | NECB_Default | NECB_Default | NECB_Default | NECB_Default | NECB_Default | NECB_Default | NECB_Default | NECB_Default | NECB_Default | NECB_Default | NECB_Default | NECB_Default | NECB_Default | NECB_Default | NECB_Default | NECB_Default | NECB_Default | NECB_Default | NECB_Default | NECB_Default | NECB_Default | aws_batch | 834599497928 | btap_private_cli |  | TRUE | TRUE |  |  | 39.7896 | 8.8422 | 12.6413 | 59.2209 | 46320.38 | 15152.6411 | 40 | LargeOffice |  |  | 0 | LargeOffice | 12 |  | 13 | NECB2011 | 0.085057 | 178146.0371 | 27.5804 | 34.3926 | 66.4926 | 1.9423 | 257.3654 | 126.9576 | HALIFAX | NOVA SCOTIA | 64.0045 | 5.5518 | 0 | 69.5562 | 12.5525 | 1.4013 | 0 | 13.9538 | 0 | 0.02023 | 0 | 0 | 0.31563 | 0.070085 | 0 | 0.062411 | 0.094755 | 0.11764 | 0.11157 | 0.01131 | 0.4272 | 0.049159 | 33.7455 | 42.0417 | 40 | 0.757 |  | 0.284 |  |  |  | 0.183 | 0.247 | 2.2 |  | 0 | Halifax Dockyard | CAN | 112 | 3647 | 44.655 | -63.577 | 6 | 4000 | NS | CAN_NS_Halifax.Dockyard.713280_CWEC2016.epw | 0.4272 | 8.8422 | 39.7896 | 21.2209 | 21.4838 | TRUE | TRUE | TRUE | FALSE | 9.8403 | 8.0161 | 0 | 0 | 0 | 0 | 2277.06 | 2192.9915 | 25.7352 | 0.011735 | 9406.2 | 0.0016025 | 0.4272 | 50.67 | 35.67 | 242.67 | 242.17 |  | https://s3.console.aws.amazon.com/s3/buckets/834599497928?region=ca-central-1&prefix=phylroy.lopez/reference/reference/output/ac7d9d05-4c5d-493f-94bd-555f4f2afdef/ | 1.0.002
286 |  | TRUE | 268 | 0 | 0 | 723.5678 |  |  |  | 0.1 | 2021-09-22 20:07:22 +0000 | 438c2ebff | 0.2.14 | :adv_dx_units: NECB_Default :airloop_economizer_type: NECB_Default :algorithm_type: parametric :analysis_id: reference :analysis_name: reference :boiler_eff: NECB_Default :btap_batch_version: 1.0.002 :building_type: LargeOffice :chiller_type: NECB_Default :compute_environment: aws_batch :datapoint_id: 229b656f-497b-4251-8e69-ced523cc7dc4 :daylighting_type: NECB_Default :dcv_type: NECB_Default :door_construction_cond: NECB_Default :ecm_system_name: NECB_Default :electrical_loads_scale: NECB_Default :enable_costing: true :epw_file: CAN_NS_Halifax.Dockyard.713280_CWEC2016.epw :erv_package: NECB_Default :ext_floor_cond: NECB_Default :ext_roof_cond: NECB_Default :ext_wall_cond: NECB_Default :fdwr_set: NECB_Default :fixed_wind_solar_trans: NECB_Default :fixed_window_cond: NECB_Default :furnace_eff: NECB_Default :glass_door_cond: NECB_Default :glass_door_solar_trans: NECB_Default :ground_floor_cond: NECB_Default :ground_roof_cond: NECB_Default :ground_wall_cond: NECB_Default :image_name: btap_private_cli :infiltration_scale: NECB_Default :lights_scale: NECB_Default :lights_type: NECB_Default :nv_delta_temp_in_out: NECB_Default :nv_opening_fraction: NECB_Default :nv_temp_out_min: NECB_Default :nv_type: NECB_Default :oa_scale: NECB_Default :occupancy_loads_scale: NECB_Default :output_meters: [] :output_variables: [] :overhead_door_cond: NECB_Default :primary_heating_fuel: Electricity :pv_ground_azimuth_angle: NECB_Default :pv_ground_module_description: NECB_Default :pv_ground_tilt_angle: NECB_Default :pv_ground_total_area_pv_panels_m2: NECB_Default :pv_ground_type: NECB_Default :rotation_degrees: NECB_Default :run_annual_simulation: true :s3_bucket: '834599497928' :scale_x: NECB_Default :scale_y: NECB_Default :scale_z: NECB_Default :shw_eff: NECB_Default :skylight_cond: NECB_Default :skylight_solar_trans: NECB_Default :srr_set: NECB_Default :template: NECB2015 | reference | reference | 229b656f-497b-4251-8e69-ced523cc7dc4 | NECB2015 | LargeOffice | Electricity | Electricity | CAN_NS_Halifax.Dockyard.713280_CWEC2016.epw | parametric |  | NECB_Default | NECB_Default | NECB_Default | NECB_Default | NECB_Default | NECB_Default | NECB_Default | NECB_Default | NECB_Default | NECB_Default | NECB_Default | NECB_Default | NECB_Default | NECB_Default | NECB_Default | NECB_Default | NECB_Default | NECB_Default | NECB_Default | NECB_Default | NECB_Default | NECB_Default | NECB_Default | NECB_Default | NECB_Default | NECB_Default | NECB_Default | NECB_Default | NECB_Default | NECB_Default | NECB_Default | NECB_Default | NECB_Default | NECB_Default | NECB_Default | NECB_Default | NECB_Default | NECB_Default | NECB_Default | NECB_Default | NECB_Default | NECB_Default | NECB_Default | NECB_Default | NECB_Default | aws_batch | 834599497928 | btap_private_cli |  | TRUE | TRUE |  |  | 30.1674 | 8.6419 | 13.1281 | 51.7981 | 46320.38 | 15152.6411 | 40 | LargeOffice |  |  | 0 | LargeOffice | 12 |  | 13 | NECB2015 | 0.085057 | 178146.0371 | 27.5804 | 24.6667 | 68.9799 | 3.4967 | 245.9157 | 121.1919 | HALIFAX | NOVA SCOTIA | 78.3775 | 0 | 0 | 78.3775 | 15.3713 | 0 | 0 | 15.3713 | 0 | 0.019847 | 0 | 0 | 0.3865 | 0.067541 | 0 | 0.047261 | 0.09479 | 0.10387 | 0 | 0.01368 | 0.3865 | 0.038144 | 49.8859 | 0 | 40 | 0.757 |  | 0.284 |  |  |  | 0.183 | 0.247 | 2.2 |  | 0 | Halifax Dockyard | CAN | 112 | 3647 | 44.655 | -63.577 | 6 | 4000 | NS | CAN_NS_Halifax.Dockyard.713280_CWEC2016.epw | 0.3865 | 8.6419 | 30.1674 | 21.2209 | 21.4838 | TRUE | TRUE | TRUE | FALSE | 9.8393 | 8.0141 | 0 | 4.8341 | 0.0022053 | 1766.85 | 0 | 2192.0411 | 25.4096 | 0.011592 | 9287.2 | 0.0013759 | 0.3865 | 49.33 | 34.83 | 2.5 | 2.5 |  | https://s3.console.aws.amazon.com/s3/buckets/834599497928?region=ca-central-1&prefix=phylroy.lopez/reference/reference/output/229b656f-497b-4251-8e69-ced523cc7dc4/ | 1.0.002
287 |  | TRUE | 85 | 0 | 0 | 127.0789 |  |  |  | 0.1 | 2021-09-22 20:07:47 +0000 | 438c2ebff | 0.2.14 | :adv_dx_units: NECB_Default :airloop_economizer_type: NECB_Default :algorithm_type: parametric :analysis_id: reference :analysis_name: reference :boiler_eff: NECB_Default :btap_batch_version: 1.0.002 :building_type: RetailStandalone :chiller_type: NECB_Default :compute_environment: aws_batch :datapoint_id: a2a77c1d-ab3b-443e-99de-bc0540c74c04 :daylighting_type: NECB_Default :dcv_type: NECB_Default :door_construction_cond: NECB_Default :ecm_system_name: NECB_Default :electrical_loads_scale: NECB_Default :enable_costing: true :epw_file: CAN_ON_Toronto.Pearson.Intl.AP.716240_CWEC2016.epw :erv_package: NECB_Default :ext_floor_cond: NECB_Default :ext_roof_cond: NECB_Default :ext_wall_cond: NECB_Default :fdwr_set: NECB_Default :fixed_wind_solar_trans: NECB_Default :fixed_window_cond: NECB_Default :furnace_eff: NECB_Default :glass_door_cond: NECB_Default :glass_door_solar_trans: NECB_Default :ground_floor_cond: NECB_Default :ground_roof_cond: NECB_Default :ground_wall_cond: NECB_Default :image_name: btap_private_cli :infiltration_scale: NECB_Default :lights_scale: NECB_Default :lights_type: NECB_Default :nv_delta_temp_in_out: NECB_Default :nv_opening_fraction: NECB_Default :nv_temp_out_min: NECB_Default :nv_type: NECB_Default :oa_scale: NECB_Default :occupancy_loads_scale: NECB_Default :output_meters: [] :output_variables: [] :overhead_door_cond: NECB_Default :primary_heating_fuel: NaturalGas :pv_ground_azimuth_angle: NECB_Default :pv_ground_module_description: NECB_Default :pv_ground_tilt_angle: NECB_Default :pv_ground_total_area_pv_panels_m2: NECB_Default :pv_ground_type: NECB_Default :rotation_degrees: NECB_Default :run_annual_simulation: true :s3_bucket: '834599497928' :scale_x: NECB_Default :scale_y: NECB_Default :scale_z: NECB_Default :shw_eff: NECB_Default :skylight_cond: NECB_Default :skylight_solar_trans: NECB_Default :srr_set: NECB_Default :template: BTAP1980TO2010 | reference | reference | a2a77c1d-ab3b-443e-99de-bc0540c74c04 | BTAP1980TO2010 | RetailStandalone | NaturalGas | Natural Gas | CAN_ON_Toronto.Pearson.Intl.AP.716240_CWEC2016.epw | parametric |  | NECB_Default | NECB_Default | NECB_Default | NECB_Default | NECB_Default | NECB_Default | NECB_Default | NECB_Default | NECB_Default | NECB_Default | NECB_Default | NECB_Default | NECB_Default | NECB_Default | NECB_Default | NECB_Default | NECB_Default | NECB_Default | NECB_Default | NECB_Default | NECB_Default | NECB_Default | NECB_Default | NECB_Default | NECB_Default | NECB_Default | NECB_Default | NECB_Default | NECB_Default | NECB_Default | NECB_Default | NECB_Default | NECB_Default | NECB_Default | NECB_Default | NECB_Default | NECB_Default | NECB_Default | NECB_Default | NECB_Default | NECB_Default | NECB_Default | NECB_Default | NECB_Default | NECB_Default | aws_batch | 834599497928 | btap_private_cli |  | TRUE | TRUE |  |  | 183.9049 | 28.443 | 136.7898 | 236.7709 | 2293.99 | 3471.0086 | 7.1 | RetailStandalone |  |  | 1 | RetailStandalone | 1 |  | 1 | BTAP1980TO2010 | 0.24821 | 13984.1807 | 0.44143 | 52.8456 | 118.0349 | 5.0998 | 355.4549 | 179.0331 | TORONTO | ONTARIO | 2.394 | 33.3926 | 0 | 35.7866 | 19.1809 | 5.8921 | 0 | 25.073 | 0 | 0.058217 | 0 | 0 | 0.43103 | 0.11313 | 0 | 0.65909 | 0.030964 | 0.22339 | 0.6757 | 0.0053357 | 1.1067 | 0.016604 | 51.6765 | 184.2761 | 7.1 | 0.678 | [5 empty] | 0.296 | 0.682 | 3.35 | 3.35 | 1 | Toronto Pearson Intl AP | CAN | 382 | 3615 | 43.677 | -79.631 | 5 | 3890 | ON | CAN_ON_Toronto.Pearson.Intl.AP.716240_CWEC2016.epw | 1.1067 | 28.443 | 183.9049 | 9.0088 | 14.933 | FALSE | FALSE | FALSE | FALSE | 9.7642 | 5.8046 | 0 | 0 | 0 | 0 | 38.09 | 68.4695 | 0.41833 | 0.0061097 | 152.9 | 0 | 1.1067 | 387.33 | 383.67 | 10 | 10 |  | https://s3.console.aws.amazon.com/s3/buckets/834599497928?region=ca-central-1&prefix=phylroy.lopez/reference/reference/output/a2a77c1d-ab3b-443e-99de-bc0540c74c04/ | 1.0.002
288 |  | TRUE | 254 | 0 | 0 | 724.9888 |  |  |  | 0.1 | 2021-09-22 20:06:53 +0000 | 438c2ebff | 0.2.14 | :adv_dx_units: NECB_Default :airloop_economizer_type: NECB_Default :algorithm_type: parametric :analysis_id: reference :analysis_name: reference :boiler_eff: NECB_Default :btap_batch_version: 1.0.002 :building_type: LargeOffice :chiller_type: NECB_Default :compute_environment: aws_batch :datapoint_id: ccc88111-db8a-468d-a6d6-c8e09657e2a1 :daylighting_type: NECB_Default :dcv_type: NECB_Default :door_construction_cond: NECB_Default :ecm_system_name: NECB_Default :electrical_loads_scale: NECB_Default :enable_costing: true :epw_file: CAN_QC_Montreal-Trudeau.Intl.AP.716270_CWEC2016.epw :erv_package: NECB_Default :ext_floor_cond: NECB_Default :ext_roof_cond: NECB_Default :ext_wall_cond: NECB_Default :fdwr_set: NECB_Default :fixed_wind_solar_trans: NECB_Default :fixed_window_cond: NECB_Default :furnace_eff: NECB_Default :glass_door_cond: NECB_Default :glass_door_solar_trans: NECB_Default :ground_floor_cond: NECB_Default :ground_roof_cond: NECB_Default :ground_wall_cond: NECB_Default :image_name: btap_private_cli :infiltration_scale: NECB_Default :lights_scale: NECB_Default :lights_type: NECB_Default :nv_delta_temp_in_out: NECB_Default :nv_opening_fraction: NECB_Default :nv_temp_out_min: NECB_Default :nv_type: NECB_Default :oa_scale: NECB_Default :occupancy_loads_scale: NECB_Default :output_meters: [] :output_variables: [] :overhead_door_cond: NECB_Default :primary_heating_fuel: Electricity :pv_ground_azimuth_angle: NECB_Default :pv_ground_module_description: NECB_Default :pv_ground_tilt_angle: NECB_Default :pv_ground_total_area_pv_panels_m2: NECB_Default :pv_ground_type: NECB_Default :rotation_degrees: NECB_Default :run_annual_simulation: true :s3_bucket: '834599497928' :scale_x: NECB_Default :scale_y: NECB_Default :scale_z: NECB_Default :shw_eff: NECB_Default :skylight_cond: NECB_Default :skylight_solar_trans: NECB_Default :srr_set: NECB_Default :template: NECB2011 | reference | reference | ccc88111-db8a-468d-a6d6-c8e09657e2a1 | NECB2011 | LargeOffice | Electricity | Electricity | CAN_QC_Montreal-Trudeau.Intl.AP.716270_CWEC2016.epw | parametric |  | NECB_Default | NECB_Default | NECB_Default | NECB_Default | NECB_Default | NECB_Default | NECB_Default | NECB_Default | NECB_Default | NECB_Default | NECB_Default | NECB_Default | NECB_Default | NECB_Default | NECB_Default | NECB_Default | NECB_Default | NECB_Default | NECB_Default | NECB_Default | NECB_Default | NECB_Default | NECB_Default | NECB_Default | NECB_Default | NECB_Default | NECB_Default | NECB_Default | NECB_Default | NECB_Default | NECB_Default | NECB_Default | NECB_Default | NECB_Default | NECB_Default | NECB_Default | NECB_Default | NECB_Default | NECB_Default | NECB_Default | NECB_Default | NECB_Default | NECB_Default | NECB_Default | NECB_Default | aws_batch | 834599497928 | btap_private_cli |  | TRUE | TRUE |  |  | 50.4481 | 10.75 | 18.2454 | 59.371 | 46320.38 | 15152.6411 | 37.3 | LargeOffice |  |  | 0 | LargeOffice | 12 |  | 13 | NECB2011 | 0.085057 | 178146.0371 | 28.8051 | 27.1746 | 62.5989 | 3.4995 | 242.0798 | 120.0016 | MONTREAL | QUEBEC | 0.16659 | 0 | 0 | 0.16659 | 10.6101 | 0 | 0 | 10.6101 | 0 | 0.028856 | 0 | 0 | 0.42869 | 0.067153 | 0 | 0.065684 | 0.094755 | 0.11764 | 0 | 0.012855 | 0.42869 | 0.039188 | 71.1877 | 0 | 37.3 | 0.757 |  | 0.284 |  |  |  | 0.183 | 0.247 | 2.2 |  | 0 | Montreal-Trudeau Intl AP | CAN | 323 | 4090 | 45.471 | -73.741 | 6 | 4400 | QC | CAN_QC_Montreal-Trudeau.Intl.AP.716270_CWEC2016.epw | 0.42869 | 10.75 | 50.4481 | 21.7465 | 21.3687 | TRUE | TRUE | TRUE | FALSE | 14.357 | 14.1637 | 0 | 4.9663 | 0.0022646 | 1815.19 | 0 | 2192.9915 | 25.7352 | 0.011735 | 9406.2 | 0.002555 | 0.42869 | 157.5 | 137 | 3.17 | 3.17 |  | https://s3.console.aws.amazon.com/s3/buckets/834599497928?region=ca-central-1&prefix=phylroy.lopez/reference/reference/output/ccc88111-db8a-468d-a6d6-c8e09657e2a1/ | 1.0.002
289 |  | TRUE | 252 | 0 | 0 | 728.8094 |  |  |  | 0.1 | 2021-09-22 20:07:46 +0000 | 438c2ebff | 0.2.14 | :adv_dx_units: NECB_Default :airloop_economizer_type: NECB_Default :algorithm_type: parametric :analysis_id: reference :analysis_name: reference :boiler_eff: NECB_Default :btap_batch_version: 1.0.002 :building_type: LargeOffice :chiller_type: NECB_Default :compute_environment: aws_batch :datapoint_id: a005e1cf-7c79-4f1f-bdc9-0b370c4bcee1 :daylighting_type: NECB_Default :dcv_type: NECB_Default :door_construction_cond: NECB_Default :ecm_system_name: NECB_Default :electrical_loads_scale: NECB_Default :enable_costing: true :epw_file: CAN_AB_Edmonton.Intl.AP.711230_CWEC2016.epw :erv_package: NECB_Default :ext_floor_cond: NECB_Default :ext_roof_cond: NECB_Default :ext_wall_cond: NECB_Default :fdwr_set: NECB_Default :fixed_wind_solar_trans: NECB_Default :fixed_window_cond: NECB_Default :furnace_eff: NECB_Default :glass_door_cond: NECB_Default :glass_door_solar_trans: NECB_Default :ground_floor_cond: NECB_Default :ground_roof_cond: NECB_Default :ground_wall_cond: NECB_Default :image_name: btap_private_cli :infiltration_scale: NECB_Default :lights_scale: NECB_Default :lights_type: NECB_Default :nv_delta_temp_in_out: NECB_Default :nv_opening_fraction: NECB_Default :nv_temp_out_min: NECB_Default :nv_type: NECB_Default :oa_scale: NECB_Default :occupancy_loads_scale: NECB_Default :output_meters: [] :output_variables: [] :overhead_door_cond: NECB_Default :primary_heating_fuel: Electricity :pv_ground_azimuth_angle: NECB_Default :pv_ground_module_description: NECB_Default :pv_ground_tilt_angle: NECB_Default :pv_ground_total_area_pv_panels_m2: NECB_Default :pv_ground_type: NECB_Default :rotation_degrees: NECB_Default :run_annual_simulation: true :s3_bucket: '834599497928' :scale_x: NECB_Default :scale_y: NECB_Default :scale_z: NECB_Default :shw_eff: NECB_Default :skylight_cond: NECB_Default :skylight_solar_trans: NECB_Default :srr_set: NECB_Default :template: BTAPPRE1980 | reference | reference | a005e1cf-7c79-4f1f-bdc9-0b370c4bcee1 | BTAPPRE1980 | LargeOffice | Electricity | Electricity | CAN_AB_Edmonton.Intl.AP.711230_CWEC2016.epw | parametric |  | NECB_Default | NECB_Default | NECB_Default | NECB_Default | NECB_Default | NECB_Default | NECB_Default | NECB_Default | NECB_Default | NECB_Default | NECB_Default | NECB_Default | NECB_Default | NECB_Default | NECB_Default | NECB_Default | NECB_Default | NECB_Default | NECB_Default | NECB_Default | NECB_Default | NECB_Default | NECB_Default | NECB_Default | NECB_Default | NECB_Default | NECB_Default | NECB_Default | NECB_Default | NECB_Default | NECB_Default | NECB_Default | NECB_Default | NECB_Default | NECB_Default | NECB_Default | NECB_Default | NECB_Default | NECB_Default | NECB_Default | NECB_Default | NECB_Default | NECB_Default | NECB_Default | NECB_Default | aws_batch | 834599497928 | btap_private_cli |  | TRUE | TRUE |  |  | 54.4401 | 8.5941 | 41.1188 | 79.6401 | 46320.38 | 15152.6411 | 40 | LargeOffice |  |  | 0 | LargeOffice | 12 |  | 13 | BTAPPRE1980 | 0.085057 | 178146.0371 | 0.81613 | 26.3848 | 68.1346 | 3.5049 | 226.2562 | 127.4157 | EDMONTON | ALBERTA | 109.679 | 0 | 0 | 109.679 | 10.3953 | 0 | 0 | 10.3953 | 0 | 0.010497 | 0 | 0 | 0.49977 | 0.076191 | 0 | 0.14803 | 0.094755 | 0.11764 | 0 | 0.008827 | 0.49977 | 0.043162 | 75.5178 | 0 | 40 | 0.678 |  | 0.678 |  |  |  | 0.227 | 0.772 | 2.95 |  | 0 | Edmonton Intl AP | CAN | 23 | 5588 | 53.31 | -113.579 | 7a | 5120 | AB | CAN_AB_Edmonton.Intl.AP.711230_CWEC2016.epw | 0.49977 | 8.5941 | 54.4401 | 20.0934 | 17.7591 | TRUE | TRUE | FALSE | FALSE | 13.0825 | 16.4796 | 0 | 5.47 | 0.0024943 | 1999.28 | 0 | 2192.9915 | 25.7352 | 0.011735 | 9406.2 | 0.00067055 | 0.49977 | 1791.17 | 1744.33 | 1 | 1 |  | https://s3.console.aws.amazon.com/s3/buckets/834599497928?region=ca-central-1&prefix=phylroy.lopez/reference/reference/output/a005e1cf-7c79-4f1f-bdc9-0b370c4bcee1/ | 1.0.002
290 |  | TRUE | 249 | 0 | 0 | 724.6071 |  |  |  | 0.1 | 2021-09-22 20:06:55 +0000 | 438c2ebff | 0.2.14 | :adv_dx_units: NECB_Default :airloop_economizer_type: NECB_Default :algorithm_type: parametric :analysis_id: reference :analysis_name: reference :boiler_eff: NECB_Default :btap_batch_version: 1.0.002 :building_type: LargeOffice :chiller_type: NECB_Default :compute_environment: aws_batch :datapoint_id: 909defb3-8b31-469c-93b5-86306f7cefe5 :daylighting_type: NECB_Default :dcv_type: NECB_Default :door_construction_cond: NECB_Default :ecm_system_name: NECB_Default :electrical_loads_scale: NECB_Default :enable_costing: true :epw_file: CAN_BC_Vancouver.Intl.AP.718920_CWEC2016.epw :erv_package: NECB_Default :ext_floor_cond: NECB_Default :ext_roof_cond: NECB_Default :ext_wall_cond: NECB_Default :fdwr_set: NECB_Default :fixed_wind_solar_trans: NECB_Default :fixed_window_cond: NECB_Default :furnace_eff: NECB_Default :glass_door_cond: NECB_Default :glass_door_solar_trans: NECB_Default :ground_floor_cond: NECB_Default :ground_roof_cond: NECB_Default :ground_wall_cond: NECB_Default :image_name: btap_private_cli :infiltration_scale: NECB_Default :lights_scale: NECB_Default :lights_type: NECB_Default :nv_delta_temp_in_out: NECB_Default :nv_opening_fraction: NECB_Default :nv_temp_out_min: NECB_Default :nv_type: NECB_Default :oa_scale: NECB_Default :occupancy_loads_scale: NECB_Default :output_meters: [] :output_variables: [] :overhead_door_cond: NECB_Default :primary_heating_fuel: Electricity :pv_ground_azimuth_angle: NECB_Default :pv_ground_module_description: NECB_Default :pv_ground_tilt_angle: NECB_Default :pv_ground_total_area_pv_panels_m2: NECB_Default :pv_ground_type: NECB_Default :rotation_degrees: NECB_Default :run_annual_simulation: true :s3_bucket: '834599497928' :scale_x: NECB_Default :scale_y: NECB_Default :scale_z: NECB_Default :shw_eff: NECB_Default :skylight_cond: NECB_Default :skylight_solar_trans: NECB_Default :srr_set: NECB_Default :template: NECB2011 | reference | reference | 909defb3-8b31-469c-93b5-86306f7cefe5 | NECB2011 | LargeOffice | Electricity | Electricity | CAN_BC_Vancouver.Intl.AP.718920_CWEC2016.epw | parametric |  | NECB_Default | NECB_Default | NECB_Default | NECB_Default | NECB_Default | NECB_Default | NECB_Default | NECB_Default | NECB_Default | NECB_Default | NECB_Default | NECB_Default | NECB_Default | NECB_Default | NECB_Default | NECB_Default | NECB_Default | NECB_Default | NECB_Default | NECB_Default | NECB_Default | NECB_Default | NECB_Default | NECB_Default | NECB_Default | NECB_Default | NECB_Default | NECB_Default | NECB_Default | NECB_Default | NECB_Default | NECB_Default | NECB_Default | NECB_Default | NECB_Default | NECB_Default | NECB_Default | NECB_Default | NECB_Default | NECB_Default | NECB_Default | NECB_Default | NECB_Default | NECB_Default | NECB_Default | aws_batch | 834599497928 | btap_private_cli |  | TRUE | TRUE |  |  | 18.0177 | 8.5519 | 9.9967 | 47.5818 | 46320.38 | 15152.6411 | 40 | LargeOffice |  |  | 0 | LargeOffice | 12 |  | 13 | NECB2011 | 0.085057 | 178146.0371 | 27.8653 | 23.4552 | 61.0297 | 3.5066 | 239.0302 | 123.1734 | VANCOUVER | BRITISH COLUMBIA | 1.0913 | 0 | 0 | 1.0913 | 10.8978 | 0 | 0 | 10.8978 | 0 | 0.018095 | 0 | 0 | 0.38508 | 0.069526 | 0 | 0.035988 | 0.094755 | 0.11764 | 0 | 0.010922 | 0.38508 | 0.036763 | 39.7425 | 0 | 40 | 0.757 |  | 0.568 |  |  |  | 0.227 | 0.315 | 2.4 |  | 0 | Vancouver Intl AP | CAN | 42 | 2797 | 49.195 | -123.184 | 4 | 2800 | BC | CAN_BC_Vancouver.Intl.AP.718920_CWEC2016.epw | 0.38508 | 8.5519 | 18.0177 | 20.0637 | 23.7489 | TRUE | TRUE | TRUE | FALSE | 12.4817 | 9.2662 | 0 | 4.659 | 0.0020084 | 1702.86 | 0 | 2319.7343 | 25.7352 | 0.011094 | 9406.2 | 0.0013884 | 0.38508 | 107.5 | 93.33 | 1.17 | 1.17 |  | https://s3.console.aws.amazon.com/s3/buckets/834599497928?region=ca-central-1&prefix=phylroy.lopez/reference/reference/output/909defb3-8b31-469c-93b5-86306f7cefe5/ | 1.0.002
291 |  | TRUE | 274 | 0 | 0 | 727.0106 |  |  |  | 0.1 | 2021-09-22 20:07:34 +0000 | 438c2ebff | 0.2.14 | :adv_dx_units: NECB_Default :airloop_economizer_type: NECB_Default :algorithm_type: parametric :analysis_id: reference :analysis_name: reference :boiler_eff: NECB_Default :btap_batch_version: 1.0.002 :building_type: LargeOffice :chiller_type: NECB_Default :compute_environment: aws_batch :datapoint_id: 7bf71d05-6bba-4f32-b335-c9a0956ae116 :daylighting_type: NECB_Default :dcv_type: NECB_Default :door_construction_cond: NECB_Default :ecm_system_name: NECB_Default :electrical_loads_scale: NECB_Default :enable_costing: true :epw_file: CAN_NS_Halifax.Dockyard.713280_CWEC2016.epw :erv_package: NECB_Default :ext_floor_cond: NECB_Default :ext_roof_cond: NECB_Default :ext_wall_cond: NECB_Default :fdwr_set: NECB_Default :fixed_wind_solar_trans: NECB_Default :fixed_window_cond: NECB_Default :furnace_eff: NECB_Default :glass_door_cond: NECB_Default :glass_door_solar_trans: NECB_Default :ground_floor_cond: NECB_Default :ground_roof_cond: NECB_Default :ground_wall_cond: NECB_Default :image_name: btap_private_cli :infiltration_scale: NECB_Default :lights_scale: NECB_Default :lights_type: NECB_Default :nv_delta_temp_in_out: NECB_Default :nv_opening_fraction: NECB_Default :nv_temp_out_min: NECB_Default :nv_type: NECB_Default :oa_scale: NECB_Default :occupancy_loads_scale: NECB_Default :output_meters: [] :output_variables: [] :overhead_door_cond: NECB_Default :primary_heating_fuel: Electricity :pv_ground_azimuth_angle: NECB_Default :pv_ground_module_description: NECB_Default :pv_ground_tilt_angle: NECB_Default :pv_ground_total_area_pv_panels_m2: NECB_Default :pv_ground_type: NECB_Default :rotation_degrees: NECB_Default :run_annual_simulation: true :s3_bucket: '834599497928' :scale_x: NECB_Default :scale_y: NECB_Default :scale_z: NECB_Default :shw_eff: NECB_Default :skylight_cond: NECB_Default :skylight_solar_trans: NECB_Default :srr_set: NECB_Default :template: BTAP1980TO2010 | reference | reference | 7bf71d05-6bba-4f32-b335-c9a0956ae116 | BTAP1980TO2010 | LargeOffice | Electricity | Electricity | CAN_NS_Halifax.Dockyard.713280_CWEC2016.epw | parametric |  | NECB_Default | NECB_Default | NECB_Default | NECB_Default | NECB_Default | NECB_Default | NECB_Default | NECB_Default | NECB_Default | NECB_Default | NECB_Default | NECB_Default | NECB_Default | NECB_Default | NECB_Default | NECB_Default | NECB_Default | NECB_Default | NECB_Default | NECB_Default | NECB_Default | NECB_Default | NECB_Default | NECB_Default | NECB_Default | NECB_Default | NECB_Default | NECB_Default | NECB_Default | NECB_Default | NECB_Default | NECB_Default | NECB_Default | NECB_Default | NECB_Default | NECB_Default | NECB_Default | NECB_Default | NECB_Default | NECB_Default | NECB_Default | NECB_Default | NECB_Default | NECB_Default | NECB_Default | aws_batch | 834599497928 | btap_private_cli |  | TRUE | TRUE |  |  | 41.5361 | 7.6863 | 25.1458 | 59.3999 | 46320.38 | 15152.6411 | 40 | LargeOffice |  |  | 0 | LargeOffice | 12 |  | 13 | BTAP1980TO2010 | 0.085057 | 178146.0371 | 0.7971 | 24.8364 | 66.4926 | 3.4967 | 200.5662 | 104.9435 | HALIFAX | NOVA SCOTIA | 86.6255 | 0 | 0 | 86.6255 | 16.9889 | 0 | 0 | 16.9889 | 0 | 0.013542 | 0 | 0 | 0.42718 | 0.063508 | 0 | 0.090525 | 0.094755 | 0.11764 | 0 | 0.007672 | 0.42718 | 0.038593 | 61.9504 | 0 | 40 | 0.678 |  | 0.459 |  |  |  | 0.267 | 0.426 | 2.95 |  | 0 | Halifax Dockyard | CAN | 112 | 3647 | 44.655 | -63.577 | 6 | 4000 | NS | CAN_NS_Halifax.Dockyard.713280_CWEC2016.epw | 0.42718 | 7.6863 | 41.5361 | 21.2209 | 21.4838 | TRUE | TRUE | FALSE | FALSE | 9.8403 | 8.0161 | 0 | 4.8909 | 0.0022302 | 1787.63 | 0 | 2192.9915 | 25.7352 | 0.011735 | 9406.2 | 0.00093998 | 0.42718 | 1956 | 1907.17 | 0.33 | 0.33 |  | https://s3.console.aws.amazon.com/s3/buckets/834599497928?region=ca-central-1&prefix=phylroy.lopez/reference/reference/output/7bf71d05-6bba-4f32-b335-c9a0956ae116/ | 1.0.002
292 |  | TRUE | 255 | 0 | 0 | 726.8611 |  |  |  | 0.1 | 2021-09-22 20:07:44 +0000 | 438c2ebff | 0.2.14 | :adv_dx_units: NECB_Default :airloop_economizer_type: NECB_Default :algorithm_type: parametric :analysis_id: reference :analysis_name: reference :boiler_eff: NECB_Default :btap_batch_version: 1.0.002 :building_type: LargeOffice :chiller_type: NECB_Default :compute_environment: aws_batch :datapoint_id: 839be9e6-e19c-4770-b7ef-f954f0f434f2 :daylighting_type: NECB_Default :dcv_type: NECB_Default :door_construction_cond: NECB_Default :ecm_system_name: NECB_Default :electrical_loads_scale: NECB_Default :enable_costing: true :epw_file: CAN_AB_Edmonton.Intl.AP.711230_CWEC2016.epw :erv_package: NECB_Default :ext_floor_cond: NECB_Default :ext_roof_cond: NECB_Default :ext_wall_cond: NECB_Default :fdwr_set: NECB_Default :fixed_wind_solar_trans: NECB_Default :fixed_window_cond: NECB_Default :furnace_eff: NECB_Default :glass_door_cond: NECB_Default :glass_door_solar_trans: NECB_Default :ground_floor_cond: NECB_Default :ground_roof_cond: NECB_Default :ground_wall_cond: NECB_Default :image_name: btap_private_cli :infiltration_scale: NECB_Default :lights_scale: NECB_Default :lights_type: NECB_Default :nv_delta_temp_in_out: NECB_Default :nv_opening_fraction: NECB_Default :nv_temp_out_min: NECB_Default :nv_type: NECB_Default :oa_scale: NECB_Default :occupancy_loads_scale: NECB_Default :output_meters: [] :output_variables: [] :overhead_door_cond: NECB_Default :primary_heating_fuel: Electricity :pv_ground_azimuth_angle: NECB_Default :pv_ground_module_description: NECB_Default :pv_ground_tilt_angle: NECB_Default :pv_ground_total_area_pv_panels_m2: NECB_Default :pv_ground_type: NECB_Default :rotation_degrees: NECB_Default :run_annual_simulation: true :s3_bucket: '834599497928' :scale_x: NECB_Default :scale_y: NECB_Default :scale_z: NECB_Default :shw_eff: NECB_Default :skylight_cond: NECB_Default :skylight_solar_trans: NECB_Default :srr_set: NECB_Default :template: BTAP1980TO2010 | reference | reference | 839be9e6-e19c-4770-b7ef-f954f0f434f2 | BTAP1980TO2010 | LargeOffice | Electricity | Electricity | CAN_AB_Edmonton.Intl.AP.711230_CWEC2016.epw | parametric |  | NECB_Default | NECB_Default | NECB_Default | NECB_Default | NECB_Default | NECB_Default | NECB_Default | NECB_Default | NECB_Default | NECB_Default | NECB_Default | NECB_Default | NECB_Default | NECB_Default | NECB_Default | NECB_Default | NECB_Default | NECB_Default | NECB_Default | NECB_Default | NECB_Default | NECB_Default | NECB_Default | NECB_Default | NECB_Default | NECB_Default | NECB_Default | NECB_Default | NECB_Default | NECB_Default | NECB_Default | NECB_Default | NECB_Default | NECB_Default | NECB_Default | NECB_Default | NECB_Default | NECB_Default | NECB_Default | NECB_Default | NECB_Default | NECB_Default | NECB_Default | NECB_Default | NECB_Default | aws_batch | 834599497928 | btap_private_cli |  | TRUE | TRUE |  |  | 50.3674 | 8.4845 | 37.27 | 76.263 | 46320.38 | 15152.6411 | 40 | LargeOffice |  |  | 0 | LargeOffice | 12 |  | 13 | BTAP1980TO2010 | 0.085057 | 178146.0371 | 0.81613 | 25.2844 | 68.1346 | 3.5049 | 224.67 | 126.9298 | EDMONTON | ALBERTA | 107.0162 | 0 | 0 | 107.0162 | 10.1429 | 0 | 0 | 10.1429 | 0 | 0.010892 | 0 | 0 | 0.48764 | 0.077183 | 0 | 0.13417 | 0.094755 | 0.11764 | 0 | 0.0091374 | 0.48764 | 0.043163 | 73.1765 | 0 | 40 | 0.678 |  | 0.425 |  |  |  | 0.227 | 0.346 | 2.95 |  | 0 | Edmonton Intl AP | CAN | 23 | 5588 | 53.31 | -113.579 | 7a | 5120 | AB | CAN_AB_Edmonton.Intl.AP.711230_CWEC2016.epw | 0.48764 | 8.4845 | 50.3674 | 20.0934 | 17.7591 | TRUE | TRUE | FALSE | FALSE | 13.0825 | 16.4796 | 0 | 5.4701 | 0.0024944 | 1999.32 | 0 | 2192.9915 | 25.7352 | 0.011735 | 9406.2 | 0.00069451 | 0.48764 | 2031 | 1977 | 0.5 | 0.5 |  | https://s3.console.aws.amazon.com/s3/buckets/834599497928?region=ca-central-1&prefix=phylroy.lopez/reference/reference/output/839be9e6-e19c-4770-b7ef-f954f0f434f2/ | 1.0.002
293 |  | TRUE | 243 | 0 | 0 | 725.2824 |  |  |  | 0.1 | 2021-09-22 20:07:36 +0000 | 438c2ebff | 0.2.14 | :adv_dx_units: NECB_Default :airloop_economizer_type: NECB_Default :algorithm_type: parametric :analysis_id: reference :analysis_name: reference :boiler_eff: NECB_Default :btap_batch_version: 1.0.002 :building_type: LargeOffice :chiller_type: NECB_Default :compute_environment: aws_batch :datapoint_id: f7353c31-15eb-4062-a90f-bcd960feb18d :daylighting_type: NECB_Default :dcv_type: NECB_Default :door_construction_cond: NECB_Default :ecm_system_name: NECB_Default :electrical_loads_scale: NECB_Default :enable_costing: true :epw_file: CAN_QC_Montreal-Trudeau.Intl.AP.716270_CWEC2016.epw :erv_package: NECB_Default :ext_floor_cond: NECB_Default :ext_roof_cond: NECB_Default :ext_wall_cond: NECB_Default :fdwr_set: NECB_Default :fixed_wind_solar_trans: NECB_Default :fixed_window_cond: NECB_Default :furnace_eff: NECB_Default :glass_door_cond: NECB_Default :glass_door_solar_trans: NECB_Default :ground_floor_cond: NECB_Default :ground_roof_cond: NECB_Default :ground_wall_cond: NECB_Default :image_name: btap_private_cli :infiltration_scale: NECB_Default :lights_scale: NECB_Default :lights_type: NECB_Default :nv_delta_temp_in_out: NECB_Default :nv_opening_fraction: NECB_Default :nv_temp_out_min: NECB_Default :nv_type: NECB_Default :oa_scale: NECB_Default :occupancy_loads_scale: NECB_Default :output_meters: [] :output_variables: [] :overhead_door_cond: NECB_Default :primary_heating_fuel: NaturalGas :pv_ground_azimuth_angle: NECB_Default :pv_ground_module_description: NECB_Default :pv_ground_tilt_angle: NECB_Default :pv_ground_total_area_pv_panels_m2: NECB_Default :pv_ground_type: NECB_Default :rotation_degrees: NECB_Default :run_annual_simulation: true :s3_bucket: '834599497928' :scale_x: NECB_Default :scale_y: NECB_Default :scale_z: NECB_Default :shw_eff: NECB_Default :skylight_cond: NECB_Default :skylight_solar_trans: NECB_Default :srr_set: NECB_Default :template: NECB2011 | reference | reference | f7353c31-15eb-4062-a90f-bcd960feb18d | NECB2011 | LargeOffice | NaturalGas | Natural Gas | CAN_QC_Montreal-Trudeau.Intl.AP.716270_CWEC2016.epw | parametric |  | NECB_Default | NECB_Default | NECB_Default | NECB_Default | NECB_Default | NECB_Default | NECB_Default | NECB_Default | NECB_Default | NECB_Default | NECB_Default | NECB_Default | NECB_Default | NECB_Default | NECB_Default | NECB_Default | NECB_Default | NECB_Default | NECB_Default | NECB_Default | NECB_Default | NECB_Default | NECB_Default | NECB_Default | NECB_Default | NECB_Default | NECB_Default | NECB_Default | NECB_Default | NECB_Default | NECB_Default | NECB_Default | NECB_Default | NECB_Default | NECB_Default | NECB_Default | NECB_Default | NECB_Default | NECB_Default | NECB_Default | NECB_Default | NECB_Default | NECB_Default | NECB_Default | NECB_Default | aws_batch | 834599497928 | btap_private_cli |  | TRUE | TRUE |  |  | 60.211 | 10.75 | 18.4481 | 69.7685 | 46320.38 | 15152.6411 | 37.3 | LargeOffice |  |  | 0 | LargeOffice | 12 |  | 13 | NECB2011 | 0.085057 | 178146.0371 | 28.8051 | 44.2127 | 62.5989 | 1.9368 | 261.4238 | 123.8703 | MONTREAL | QUEBEC | 0.12608 | 6.9984 | 0 | 7.1245 | 8.0302 | 1.8332 | 0 | 9.8634 | 0 | 0.02885 | 0 | 0 | 0.32445 | 0.067521 | 0 | 0.091803 | 0.094755 | 0.11764 | 0.14167 | 0.013128 | 0.46612 | 0.049864 | 36.43 | 62.5309 | 37.3 | 0.757 |  | 0.284 |  |  |  | 0.183 | 0.247 | 2.2 |  | 0 | Montreal-Trudeau Intl AP | CAN | 323 | 4090 | 45.471 | -73.741 | 6 | 4400 | QC | CAN_QC_Montreal-Trudeau.Intl.AP.716270_CWEC2016.epw | 0.46612 | 10.75 | 60.211 | 21.7465 | 21.3687 | TRUE | TRUE | FALSE | FALSE | 14.357 | 14.1637 | 0 | 0 | 0 | 0 | 2309.74 | 2192.9915 | 25.7352 | 0.011735 | 9406.2 | 0.0025546 | 0.46612 | 157.67 | 137.17 | 259.33 | 258.17 |  | https://s3.console.aws.amazon.com/s3/buckets/834599497928?region=ca-central-1&prefix=phylroy.lopez/reference/reference/output/f7353c31-15eb-4062-a90f-bcd960feb18d/ | 1.0.002
294 |  | TRUE | 253 | 0 | 0 | 724.3036 |  |  |  | 0.1 | 2021-09-22 20:07:03 +0000 | 438c2ebff | 0.2.14 | :adv_dx_units: NECB_Default :airloop_economizer_type: NECB_Default :algorithm_type: parametric :analysis_id: reference :analysis_name: reference :boiler_eff: NECB_Default :btap_batch_version: 1.0.002 :building_type: LargeOffice :chiller_type: NECB_Default :compute_environment: aws_batch :datapoint_id: 307c2463-94c8-4b89-99b0-8d42ecc6aca2 :daylighting_type: NECB_Default :dcv_type: NECB_Default :door_construction_cond: NECB_Default :ecm_system_name: NECB_Default :electrical_loads_scale: NECB_Default :enable_costing: true :epw_file: CAN_AB_Edmonton.Intl.AP.711230_CWEC2016.epw :erv_package: NECB_Default :ext_floor_cond: NECB_Default :ext_roof_cond: NECB_Default :ext_wall_cond: NECB_Default :fdwr_set: NECB_Default :fixed_wind_solar_trans: NECB_Default :fixed_window_cond: NECB_Default :furnace_eff: NECB_Default :glass_door_cond: NECB_Default :glass_door_solar_trans: NECB_Default :ground_floor_cond: NECB_Default :ground_roof_cond: NECB_Default :ground_wall_cond: NECB_Default :image_name: btap_private_cli :infiltration_scale: NECB_Default :lights_scale: NECB_Default :lights_type: NECB_Default :nv_delta_temp_in_out: NECB_Default :nv_opening_fraction: NECB_Default :nv_temp_out_min: NECB_Default :nv_type: NECB_Default :oa_scale: NECB_Default :occupancy_loads_scale: NECB_Default :output_meters: [] :output_variables: [] :overhead_door_cond: NECB_Default :primary_heating_fuel: Electricity :pv_ground_azimuth_angle: NECB_Default :pv_ground_module_description: NECB_Default :pv_ground_tilt_angle: NECB_Default :pv_ground_total_area_pv_panels_m2: NECB_Default :pv_ground_type: NECB_Default :rotation_degrees: NECB_Default :run_annual_simulation: true :s3_bucket: '834599497928' :scale_x: NECB_Default :scale_y: NECB_Default :scale_z: NECB_Default :shw_eff: NECB_Default :skylight_cond: NECB_Default :skylight_solar_trans: NECB_Default :srr_set: NECB_Default :template: NECB2015 | reference | reference | 307c2463-94c8-4b89-99b0-8d42ecc6aca2 | NECB2015 | LargeOffice | Electricity | Electricity | CAN_AB_Edmonton.Intl.AP.711230_CWEC2016.epw | parametric |  | NECB_Default | NECB_Default | NECB_Default | NECB_Default | NECB_Default | NECB_Default | NECB_Default | NECB_Default | NECB_Default | NECB_Default | NECB_Default | NECB_Default | NECB_Default | NECB_Default | NECB_Default | NECB_Default | NECB_Default | NECB_Default | NECB_Default | NECB_Default | NECB_Default | NECB_Default | NECB_Default | NECB_Default | NECB_Default | NECB_Default | NECB_Default | NECB_Default | NECB_Default | NECB_Default | NECB_Default | NECB_Default | NECB_Default | NECB_Default | NECB_Default | NECB_Default | NECB_Default | NECB_Default | NECB_Default | NECB_Default | NECB_Default | NECB_Default | NECB_Default | NECB_Default | NECB_Default | aws_batch | 834599497928 | btap_private_cli |  | TRUE | TRUE |  |  | 38.2386 | 8.0756 | 20.145 | 58.2876 | 46320.38 | 15152.6411 | 32.5 | LargeOffice |  |  | 0 | LargeOffice | 12 |  | 13 | NECB2015 | 0.085057 | 178146.0371 | 29.9163 | 25.3922 | 70.6808 | 3.5049 | 258.1656 | 128.6715 | EDMONTON | ALBERTA | 89.8451 | 0 | 0 | 89.8451 | 8.5154 | 0 | 0 | 8.5154 | 0 | 0.013999 | 0 | 0 | 0.4094 | 0.068317 | 0 | 0.072522 | 0.09479 | 0.10387 | 0 | 0.012342 | 0.4094 | 0.042656 | 59.3773 | 0 | 32.5 | 0.757 |  | 0.284 |  |  |  | 0.162 | 0.21 | 2.2 |  | 0 | Edmonton Intl AP | CAN | 23 | 5588 | 53.31 | -113.579 | 7a | 5120 | AB | CAN_AB_Edmonton.Intl.AP.711230_CWEC2016.epw | 0.4094 | 8.0756 | 38.2386 | 20.0934 | 17.7591 | TRUE | TRUE | FALSE | FALSE | 13.0814 | 16.4776 | 0 | 5.4058 | 0.0024661 | 1975.82 | 0 | 2192.0411 | 25.4096 | 0.011592 | 9287.2 | 0.000905 | 0.4094 | 44.83 | 34.67 | 8 | 8 |  | https://s3.console.aws.amazon.com/s3/buckets/834599497928?region=ca-central-1&prefix=phylroy.lopez/reference/reference/output/307c2463-94c8-4b89-99b0-8d42ecc6aca2/ | 1.0.002
295 |  | TRUE | 242 | 0 | 0 | 724.802 |  |  |  | 0.1 | 2021-09-22 20:07:36 +0000 | 438c2ebff | 0.2.14 | :adv_dx_units: NECB_Default :airloop_economizer_type: NECB_Default :algorithm_type: parametric :analysis_id: reference :analysis_name: reference :boiler_eff: NECB_Default :btap_batch_version: 1.0.002 :building_type: LargeOffice :chiller_type: NECB_Default :compute_environment: aws_batch :datapoint_id: 6de627b7-7b11-4fee-9129-59eeb2f996b2 :daylighting_type: NECB_Default :dcv_type: NECB_Default :door_construction_cond: NECB_Default :ecm_system_name: NECB_Default :electrical_loads_scale: NECB_Default :enable_costing: true :epw_file: CAN_AB_Calgary.Intl.AP.718770_CWEC2016.epw :erv_package: NECB_Default :ext_floor_cond: NECB_Default :ext_roof_cond: NECB_Default :ext_wall_cond: NECB_Default :fdwr_set: NECB_Default :fixed_wind_solar_trans: NECB_Default :fixed_window_cond: NECB_Default :furnace_eff: NECB_Default :glass_door_cond: NECB_Default :glass_door_solar_trans: NECB_Default :ground_floor_cond: NECB_Default :ground_roof_cond: NECB_Default :ground_wall_cond: NECB_Default :image_name: btap_private_cli :infiltration_scale: NECB_Default :lights_scale: NECB_Default :lights_type: NECB_Default :nv_delta_temp_in_out: NECB_Default :nv_opening_fraction: NECB_Default :nv_temp_out_min: NECB_Default :nv_type: NECB_Default :oa_scale: NECB_Default :occupancy_loads_scale: NECB_Default :output_meters: [] :output_variables: [] :overhead_door_cond: NECB_Default :primary_heating_fuel: NaturalGas :pv_ground_azimuth_angle: NECB_Default :pv_ground_module_description: NECB_Default :pv_ground_tilt_angle: NECB_Default :pv_ground_total_area_pv_panels_m2: NECB_Default :pv_ground_type: NECB_Default :rotation_degrees: NECB_Default :run_annual_simulation: true :s3_bucket: '834599497928' :scale_x: NECB_Default :scale_y: NECB_Default :scale_z: NECB_Default :shw_eff: NECB_Default :skylight_cond: NECB_Default :skylight_solar_trans: NECB_Default :srr_set: NECB_Default :template: NECB2011 | reference | reference | 6de627b7-7b11-4fee-9129-59eeb2f996b2 | NECB2011 | LargeOffice | NaturalGas | Natural Gas | CAN_AB_Calgary.Intl.AP.718770_CWEC2016.epw | parametric |  | NECB_Default | NECB_Default | NECB_Default | NECB_Default | NECB_Default | NECB_Default | NECB_Default | NECB_Default | NECB_Default | NECB_Default | NECB_Default | NECB_Default | NECB_Default | NECB_Default | NECB_Default | NECB_Default | NECB_Default | NECB_Default | NECB_Default | NECB_Default | NECB_Default | NECB_Default | NECB_Default | NECB_Default | NECB_Default | NECB_Default | NECB_Default | NECB_Default | NECB_Default | NECB_Default | NECB_Default | NECB_Default | NECB_Default | NECB_Default | NECB_Default | NECB_Default | NECB_Default | NECB_Default | NECB_Default | NECB_Default | NECB_Default | NECB_Default | NECB_Default | NECB_Default | NECB_Default | aws_batch | 834599497928 | btap_private_cli |  | TRUE | TRUE |  |  | 53.781 | 7.8496 | 14.2976 | 63.5052 | 46320.38 | 15152.6411 | 33.3 | LargeOffice |  |  | 0 | LargeOffice | 12 |  | 13 | NECB2011 | 0.085057 | 178146.0371 | 30.2714 | 44.9805 | 65.596 | 1.9686 | 278.2945 | 135.478 | CALGARY | ALBERTA | 69.7012 | 6.2827 | 0 | 75.984 | 6.6062 | 0.44822 | 0 | 7.0544 | 0 | 0.015113 | 0 | 0 | 0.31761 | 0.076467 | 0 | 0.071931 | 0.094755 | 0.11764 | 0.1245 | 0.012534 | 0.44211 | 0.052574 | 33.5887 | 56.9839 | 33.3 | 0.757 |  | 0.284 |  |  |  | 0.162 | 0.21 | 2.2 |  | 0 | Calgary Intl AP | CAN | 64 | 4781 | 51.114 | -114.02 | 7a | 5000 | AB | CAN_AB_Calgary.Intl.AP.718770_CWEC2016.epw | 0.44211 | 7.8496 | 53.781 | 19.7713 | 20.1298 | TRUE | TRUE | TRUE | FALSE | 14.0159 | 14.8552 | 0 | 0 | 0 | 0 | 2435.24 | 2192.9915 | 25.7352 | 0.011735 | 9406.2 | 0.0010943 | 0.44211 | 105 | 94 | 256.5 | 255.5 |  | https://s3.console.aws.amazon.com/s3/buckets/834599497928?region=ca-central-1&prefix=phylroy.lopez/reference/reference/output/6de627b7-7b11-4fee-9129-59eeb2f996b2/ | 1.0.002
296 |  | TRUE | 244 | 0 | 0 | 725.096 |  |  |  | 0.1 | 2021-09-22 20:07:00 +0000 | 438c2ebff | 0.2.14 | :adv_dx_units: NECB_Default :airloop_economizer_type: NECB_Default :algorithm_type: parametric :analysis_id: reference :analysis_name: reference :boiler_eff: NECB_Default :btap_batch_version: 1.0.002 :building_type: LargeOffice :chiller_type: NECB_Default :compute_environment: aws_batch :datapoint_id: a7bfc469-299b-4a84-b947-54380222ba37 :daylighting_type: NECB_Default :dcv_type: NECB_Default :door_construction_cond: NECB_Default :ecm_system_name: NECB_Default :electrical_loads_scale: NECB_Default :enable_costing: true :epw_file: CAN_BC_Vancouver.Intl.AP.718920_CWEC2016.epw :erv_package: NECB_Default :ext_floor_cond: NECB_Default :ext_roof_cond: NECB_Default :ext_wall_cond: NECB_Default :fdwr_set: NECB_Default :fixed_wind_solar_trans: NECB_Default :fixed_window_cond: NECB_Default :furnace_eff: NECB_Default :glass_door_cond: NECB_Default :glass_door_solar_trans: NECB_Default :ground_floor_cond: NECB_Default :ground_roof_cond: NECB_Default :ground_wall_cond: NECB_Default :image_name: btap_private_cli :infiltration_scale: NECB_Default :lights_scale: NECB_Default :lights_type: NECB_Default :nv_delta_temp_in_out: NECB_Default :nv_opening_fraction: NECB_Default :nv_temp_out_min: NECB_Default :nv_type: NECB_Default :oa_scale: NECB_Default :occupancy_loads_scale: NECB_Default :output_meters: [] :output_variables: [] :overhead_door_cond: NECB_Default :primary_heating_fuel: Electricity :pv_ground_azimuth_angle: NECB_Default :pv_ground_module_description: NECB_Default :pv_ground_tilt_angle: NECB_Default :pv_ground_total_area_pv_panels_m2: NECB_Default :pv_ground_type: NECB_Default :rotation_degrees: NECB_Default :run_annual_simulation: true :s3_bucket: '834599497928' :scale_x: NECB_Default :scale_y: NECB_Default :scale_z: NECB_Default :shw_eff: NECB_Default :skylight_cond: NECB_Default :skylight_solar_trans: NECB_Default :srr_set: NECB_Default :template: NECB2015 | reference | reference | a7bfc469-299b-4a84-b947-54380222ba37 | NECB2015 | LargeOffice | Electricity | Electricity | CAN_BC_Vancouver.Intl.AP.718920_CWEC2016.epw | parametric |  | NECB_Default | NECB_Default | NECB_Default | NECB_Default | NECB_Default | NECB_Default | NECB_Default | NECB_Default | NECB_Default | NECB_Default | NECB_Default | NECB_Default | NECB_Default | NECB_Default | NECB_Default | NECB_Default | NECB_Default | NECB_Default | NECB_Default | NECB_Default | NECB_Default | NECB_Default | NECB_Default | NECB_Default | NECB_Default | NECB_Default | NECB_Default | NECB_Default | NECB_Default | NECB_Default | NECB_Default | NECB_Default | NECB_Default | NECB_Default | NECB_Default | NECB_Default | NECB_Default | NECB_Default | NECB_Default | NECB_Default | NECB_Default | NECB_Default | NECB_Default | NECB_Default | NECB_Default | aws_batch | 834599497928 | btap_private_cli |  | TRUE | TRUE |  |  | 19.2577 | 8.3488 | 10.3733 | 47.8434 | 46320.38 | 15152.6411 | 40 | LargeOffice |  |  | 0 | LargeOffice | 12 |  | 13 | NECB2015 | 0.085057 | 178146.0371 | 27.8653 | 23.9947 | 63.3242 | 3.5066 | 240.4519 | 121.7611 | VANCOUVER | BRITISH COLUMBIA | 1.0545 | 0 | 0 | 1.0545 | 10.5301 | 0 | 0 | 10.5301 | 0 | 0.017771 | 0 | 0 | 0.37209 | 0.067272 | 0 | 0.037344 | 0.09479 | 0.10387 | 0 | 0.013516 | 0.37209 | 0.036333 | 38.7306 | 0 | 40 | 0.757 |  | 0.568 |  |  |  | 0.227 | 0.315 | 2.4 |  | 0 | Vancouver Intl AP | CAN | 42 | 2797 | 49.195 | -123.184 | 4 | 2800 | BC | CAN_BC_Vancouver.Intl.AP.718920_CWEC2016.epw | 0.37209 | 8.3488 | 19.2577 | 20.0637 | 23.7489 | TRUE | TRUE | TRUE | FALSE | 12.4809 | 9.2642 | 0 | 4.6045 | 0.0019858 | 1682.95 | 0 | 2318.7204 | 25.4096 | 0.010958 | 9287.2 | 0.0011954 | 0.37209 | 104.33 | 91.33 | 1.67 | 1.67 |  | https://s3.console.aws.amazon.com/s3/buckets/834599497928?region=ca-central-1&prefix=phylroy.lopez/reference/reference/output/a7bfc469-299b-4a84-b947-54380222ba37/ | 1.0.002
297 |  | TRUE | 238 | 5 | 0 | 725.3152 |  |  |  | 0.1 | 2021-09-22 20:07:32 +0000 | 438c2ebff | 0.2.14 | :adv_dx_units: NECB_Default :airloop_economizer_type: NECB_Default :algorithm_type: parametric :analysis_id: reference :analysis_name: reference :boiler_eff: NECB_Default :btap_batch_version: 1.0.002 :building_type: LargeOffice :chiller_type: NECB_Default :compute_environment: aws_batch :datapoint_id: 80878bef-ffb7-4918-9f3a-3769323e3289 :daylighting_type: NECB_Default :dcv_type: NECB_Default :door_construction_cond: NECB_Default :ecm_system_name: NECB_Default :electrical_loads_scale: NECB_Default :enable_costing: true :epw_file: CAN_BC_Vancouver.Intl.AP.718920_CWEC2016.epw :erv_package: NECB_Default :ext_floor_cond: NECB_Default :ext_roof_cond: NECB_Default :ext_wall_cond: NECB_Default :fdwr_set: NECB_Default :fixed_wind_solar_trans: NECB_Default :fixed_window_cond: NECB_Default :furnace_eff: NECB_Default :glass_door_cond: NECB_Default :glass_door_solar_trans: NECB_Default :ground_floor_cond: NECB_Default :ground_roof_cond: NECB_Default :ground_wall_cond: NECB_Default :image_name: btap_private_cli :infiltration_scale: NECB_Default :lights_scale: NECB_Default :lights_type: NECB_Default :nv_delta_temp_in_out: NECB_Default :nv_opening_fraction: NECB_Default :nv_temp_out_min: NECB_Default :nv_type: NECB_Default :oa_scale: NECB_Default :occupancy_loads_scale: NECB_Default :output_meters: [] :output_variables: [] :overhead_door_cond: NECB_Default :primary_heating_fuel: NaturalGas :pv_ground_azimuth_angle: NECB_Default :pv_ground_module_description: NECB_Default :pv_ground_tilt_angle: NECB_Default :pv_ground_total_area_pv_panels_m2: NECB_Default :pv_ground_type: NECB_Default :rotation_degrees: NECB_Default :run_annual_simulation: true :s3_bucket: '834599497928' :scale_x: NECB_Default :scale_y: NECB_Default :scale_z: NECB_Default :shw_eff: NECB_Default :skylight_cond: NECB_Default :skylight_solar_trans: NECB_Default :srr_set: NECB_Default :template: NECB2011 | reference | reference | 80878bef-ffb7-4918-9f3a-3769323e3289 | NECB2011 | LargeOffice | NaturalGas | Natural Gas | CAN_BC_Vancouver.Intl.AP.718920_CWEC2016.epw | parametric |  | NECB_Default | NECB_Default | NECB_Default | NECB_Default | NECB_Default | NECB_Default | NECB_Default | NECB_Default | NECB_Default | NECB_Default | NECB_Default | NECB_Default | NECB_Default | NECB_Default | NECB_Default | NECB_Default | NECB_Default | NECB_Default | NECB_Default | NECB_Default | NECB_Default | NECB_Default | NECB_Default | NECB_Default | NECB_Default | NECB_Default | NECB_Default | NECB_Default | NECB_Default | NECB_Default | NECB_Default | NECB_Default | NECB_Default | NECB_Default | NECB_Default | NECB_Default | NECB_Default | NECB_Default | NECB_Default | NECB_Default | NECB_Default | NECB_Default | NECB_Default | NECB_Default | NECB_Default | aws_batch | 834599497928 | btap_private_cli |  | TRUE | TRUE |  |  | 26.8452 | 8.5519 | 10.0018 | 54.356 | 46320.38 | 15152.6411 | 40 | LargeOffice |  |  | 0 | LargeOffice | 12 |  | 13 | NECB2011 | 0.085057 | 178146.0371 | 27.8653 | 35.1322 | 61.0297 | 1.9535 | 252.8803 | 126.8996 | VANCOUVER | BRITISH COLUMBIA | 0.88612 | 4.8797 | 0 | 5.7658 | 8.8488 | 1.0947 | 0 | 9.9435 | 0 | 0.018103 | 0 | 0 | 0.31268 | 0.069701 | 0 | 0.049868 | 0.094755 | 0.11764 | 0.096792 | 0.011086 | 0.40947 | 0.046924 | 33.3497 | 26.8506 | 40 | 0.757 |  | 0.568 |  |  |  | 0.227 | 0.315 | 2.4 |  | 0 | Vancouver Intl AP | CAN | 42 | 2797 | 49.195 | -123.184 | 4 | 2800 | BC | CAN_BC_Vancouver.Intl.AP.718920_CWEC2016.epw | 0.40947 | 8.5519 | 26.8452 | 20.0637 | 23.7489 | TRUE | TRUE | TRUE | FALSE | 12.4817 | 9.2662 | 0 | 0 | 0 | 0 | 2173.53 | 2319.7343 | 25.7352 | 0.011094 | 9406.2 | 0.001389 | 0.40947 | 107.5 | 93.33 | 313 | 311.67 |  | https://s3.console.aws.amazon.com/s3/buckets/834599497928?region=ca-central-1&prefix=phylroy.lopez/reference/reference/output/80878bef-ffb7-4918-9f3a-3769323e3289/ | 1.0.002
298 |  | TRUE | 237 | 0 | 0 | 726.0656 |  |  |  | 0.1 | 2021-09-22 20:06:58 +0000 | 438c2ebff | 0.2.14 | :adv_dx_units: NECB_Default :airloop_economizer_type: NECB_Default :algorithm_type: parametric :analysis_id: reference :analysis_name: reference :boiler_eff: NECB_Default :btap_batch_version: 1.0.002 :building_type: LargeOffice :chiller_type: NECB_Default :compute_environment: aws_batch :datapoint_id: 76887ae7-8a31-47c7-b5ac-fb1c35a1f2eb :daylighting_type: NECB_Default :dcv_type: NECB_Default :door_construction_cond: NECB_Default :ecm_system_name: NECB_Default :electrical_loads_scale: NECB_Default :enable_costing: true :epw_file: CAN_YT_Whitehorse.Intl.AP.719640_CWEC2016.epw :erv_package: NECB_Default :ext_floor_cond: NECB_Default :ext_roof_cond: NECB_Default :ext_wall_cond: NECB_Default :fdwr_set: NECB_Default :fixed_wind_solar_trans: NECB_Default :fixed_window_cond: NECB_Default :furnace_eff: NECB_Default :glass_door_cond: NECB_Default :glass_door_solar_trans: NECB_Default :ground_floor_cond: NECB_Default :ground_roof_cond: NECB_Default :ground_wall_cond: NECB_Default :image_name: btap_private_cli :infiltration_scale: NECB_Default :lights_scale: NECB_Default :lights_type: NECB_Default :nv_delta_temp_in_out: NECB_Default :nv_opening_fraction: NECB_Default :nv_temp_out_min: NECB_Default :nv_type: NECB_Default :oa_scale: NECB_Default :occupancy_loads_scale: NECB_Default :output_meters: [] :output_variables: [] :overhead_door_cond: NECB_Default :primary_heating_fuel: NaturalGas :pv_ground_azimuth_angle: NECB_Default :pv_ground_module_description: NECB_Default :pv_ground_tilt_angle: NECB_Default :pv_ground_total_area_pv_panels_m2: NECB_Default :pv_ground_type: NECB_Default :rotation_degrees: NECB_Default :run_annual_simulation: true :s3_bucket: '834599497928' :scale_x: NECB_Default :scale_y: NECB_Default :scale_z: NECB_Default :shw_eff: NECB_Default :skylight_cond: NECB_Default :skylight_solar_trans: NECB_Default :srr_set: NECB_Default :template: NECB2011 | reference | reference | 76887ae7-8a31-47c7-b5ac-fb1c35a1f2eb | NECB2011 | LargeOffice | NaturalGas | Natural Gas | CAN_YT_Whitehorse.Intl.AP.719640_CWEC2016.epw | parametric |  | NECB_Default | NECB_Default | NECB_Default | NECB_Default | NECB_Default | NECB_Default | NECB_Default | NECB_Default | NECB_Default | NECB_Default | NECB_Default | NECB_Default | NECB_Default | NECB_Default | NECB_Default | NECB_Default | NECB_Default | NECB_Default | NECB_Default | NECB_Default | NECB_Default | NECB_Default | NECB_Default | NECB_Default | NECB_Default | NECB_Default | NECB_Default | NECB_Default | NECB_Default | NECB_Default | NECB_Default | NECB_Default | NECB_Default | NECB_Default | NECB_Default | NECB_Default | NECB_Default | NECB_Default | NECB_Default | NECB_Default | NECB_Default | NECB_Default | NECB_Default | NECB_Default | NECB_Default | aws_batch | 834599497928 | btap_private_cli |  | TRUE | TRUE |  |  | 71.5374 | 6.3888 | 24.4172 | 71.1767 | 46320.38 | 15152.6411 | 22.8 | LargeOffice |  |  | 0 | LargeOffice | 12 |  | 13 | NECB2011 | 0.085057 | 178146.0371 | 24.0886 | 37.1558 | 60.8959 | 1.8872 | 237.4205 | 113.3931 | WHITEHORSE | YUKON | 4.5084 | 8.9169 | 0 | 13.4253 | 10.3247 | 1.6253 | 0 | 11.9501 | 0 | 0.0063402 | 0 | 0 | 0.28986 | 0.062172 | 0 | 0.12234 | 0.094755 | 0.11764 | 0.1792 | 0.0085269 | 0.46906 | 0.056858 | 30.6624 | 73.952 | 22.8 | 0.757 |  | 0.284 |  |  |  | 0.162 | 0.21 | 2.2 |  | 0 | Whitehorse Intl AP | CAN | 5 | 6491 | 60.709 | -135.069 | 7b | 6580 | YT | CAN_YT_Whitehorse.Intl.AP.719640_CWEC2016.epw | 0.46906 | 6.3888 | 71.5374 | 23.1895 | 13.8111 | TRUE | TRUE | FALSE | FALSE | 9.9254 | 17.4455 | 0 | 0 | 0 | 0 | 2633.68 | 2319.7343 | 25.7352 | 0.011094 | 9406.2 | 0.00042098 | 0.46906 | 47.67 | 35 | 367.17 | 364.83 |  | https://s3.console.aws.amazon.com/s3/buckets/834599497928?region=ca-central-1&prefix=phylroy.lopez/reference/reference/output/76887ae7-8a31-47c7-b5ac-fb1c35a1f2eb/ | 1.0.002
299 |  | TRUE | 256 | 5 | 0 | 724.4532 |  |  |  | 0.1 | 2021-09-22 20:07:25 +0000 | 438c2ebff | 0.2.14 | :adv_dx_units: NECB_Default :airloop_economizer_type: NECB_Default :algorithm_type: parametric :analysis_id: reference :analysis_name: reference :boiler_eff: NECB_Default :btap_batch_version: 1.0.002 :building_type: LargeOffice :chiller_type: NECB_Default :compute_environment: aws_batch :datapoint_id: 368e3131-6594-419f-99de-3745f5ba9237 :daylighting_type: NECB_Default :dcv_type: NECB_Default :door_construction_cond: NECB_Default :ecm_system_name: NECB_Default :electrical_loads_scale: NECB_Default :enable_costing: true :epw_file: CAN_BC_Vancouver.Intl.AP.718920_CWEC2016.epw :erv_package: NECB_Default :ext_floor_cond: NECB_Default :ext_roof_cond: NECB_Default :ext_wall_cond: NECB_Default :fdwr_set: NECB_Default :fixed_wind_solar_trans: NECB_Default :fixed_window_cond: NECB_Default :furnace_eff: NECB_Default :glass_door_cond: NECB_Default :glass_door_solar_trans: NECB_Default :ground_floor_cond: NECB_Default :ground_roof_cond: NECB_Default :ground_wall_cond: NECB_Default :image_name: btap_private_cli :infiltration_scale: NECB_Default :lights_scale: NECB_Default :lights_type: NECB_Default :nv_delta_temp_in_out: NECB_Default :nv_opening_fraction: NECB_Default :nv_temp_out_min: NECB_Default :nv_type: NECB_Default :oa_scale: NECB_Default :occupancy_loads_scale: NECB_Default :output_meters: [] :output_variables: [] :overhead_door_cond: NECB_Default :primary_heating_fuel: Electricity :pv_ground_azimuth_angle: NECB_Default :pv_ground_module_description: NECB_Default :pv_ground_tilt_angle: NECB_Default :pv_ground_total_area_pv_panels_m2: NECB_Default :pv_ground_type: NECB_Default :rotation_degrees: NECB_Default :run_annual_simulation: true :s3_bucket: '834599497928' :scale_x: NECB_Default :scale_y: NECB_Default :scale_z: NECB_Default :shw_eff: NECB_Default :skylight_cond: NECB_Default :skylight_solar_trans: NECB_Default :srr_set: NECB_Default :template: NECB2017 | reference | reference | 368e3131-6594-419f-99de-3745f5ba9237 | NECB2017 | LargeOffice | Electricity | Electricity | CAN_BC_Vancouver.Intl.AP.718920_CWEC2016.epw | parametric |  | NECB_Default | NECB_Default | NECB_Default | NECB_Default | NECB_Default | NECB_Default | NECB_Default | NECB_Default | NECB_Default | NECB_Default | NECB_Default | NECB_Default | NECB_Default | NECB_Default | NECB_Default | NECB_Default | NECB_Default | NECB_Default | NECB_Default | NECB_Default | NECB_Default | NECB_Default | NECB_Default | NECB_Default | NECB_Default | NECB_Default | NECB_Default | NECB_Default | NECB_Default | NECB_Default | NECB_Default | NECB_Default | NECB_Default | NECB_Default | NECB_Default | NECB_Default | NECB_Default | NECB_Default | NECB_Default | NECB_Default | NECB_Default | NECB_Default | NECB_Default | NECB_Default | NECB_Default | aws_batch | 834599497928 | btap_private_cli |  | TRUE | TRUE |  |  | 18.4684 | 8.0698 | 10.3104 | 46.5709 | 46320.38 | 15152.6411 | 40 | LargeOffice |  |  | 0 | LargeOffice | 12 |  | 13 | NECB2017 | 0.085057 | 178146.0371 | 27.8545 | 23.9066 | 63.3242 | 3.5066 | 238.937 | 120.345 | VANCOUVER | BRITISH COLUMBIA | 0.99773 | 0 | 0 | 0.99773 | 9.9633 | 0 | 0 | 9.9633 | 0 | 0.017043 | 0 | 0 | 0.35206 | 0.064665 | 0.0027245 | 0.037118 | 0.09479 | 0.08574 | 0 | 0.012497 | 0.35206 | 0.036333 | 38.7531 | 0 | 40 | 0.757 |  | 0.568 |  |  |  | 0.193 | 0.315 | 2.1 |  | 0 | Vancouver Intl AP | CAN | 42 | 2797 | 49.195 | -123.184 | 4 | 2800 | BC | CAN_BC_Vancouver.Intl.AP.718920_CWEC2016.epw | 0.35206 | 8.0698 | 18.4684 | 20.0637 | 23.7489 | TRUE | TRUE | TRUE | FALSE | 12.4809 | 9.2642 | 0 | 4.6045 | 0.0019858 | 1682.95 | 0 | 2318.7204 | 25.4096 | 0.010958 | 9287.2 | 0.0011502 | 0.35206 | 120 | 101.67 | 1.17 | 1.17 |  | https://s3.console.aws.amazon.com/s3/buckets/834599497928?region=ca-central-1&prefix=phylroy.lopez/reference/reference/output/368e3131-6594-419f-99de-3745f5ba9237/ | 1.0.002
300 |  | TRUE | 266 | 0 | 0 | 724.9065 |  |  |  | 0.1 | 2021-09-22 20:07:46 +0000 | 438c2ebff | 0.2.14 | :adv_dx_units: NECB_Default :airloop_economizer_type: NECB_Default :algorithm_type: parametric :analysis_id: reference :analysis_name: reference :boiler_eff: NECB_Default :btap_batch_version: 1.0.002 :building_type: LargeOffice :chiller_type: NECB_Default :compute_environment: aws_batch :datapoint_id: 9bba6b7b-9d24-4436-9824-80a4aae97310 :daylighting_type: NECB_Default :dcv_type: NECB_Default :door_construction_cond: NECB_Default :ecm_system_name: NECB_Default :electrical_loads_scale: NECB_Default :enable_costing: true :epw_file: CAN_AB_Calgary.Intl.AP.718770_CWEC2016.epw :erv_package: NECB_Default :ext_floor_cond: NECB_Default :ext_roof_cond: NECB_Default :ext_wall_cond: NECB_Default :fdwr_set: NECB_Default :fixed_wind_solar_trans: NECB_Default :fixed_window_cond: NECB_Default :furnace_eff: NECB_Default :glass_door_cond: NECB_Default :glass_door_solar_trans: NECB_Default :ground_floor_cond: NECB_Default :ground_roof_cond: NECB_Default :ground_wall_cond: NECB_Default :image_name: btap_private_cli :infiltration_scale: NECB_Default :lights_scale: NECB_Default :lights_type: NECB_Default :nv_delta_temp_in_out: NECB_Default :nv_opening_fraction: NECB_Default :nv_temp_out_min: NECB_Default :nv_type: NECB_Default :oa_scale: NECB_Default :occupancy_loads_scale: NECB_Default :output_meters: [] :output_variables: [] :overhead_door_cond: NECB_Default :primary_heating_fuel: Electricity :pv_ground_azimuth_angle: NECB_Default :pv_ground_module_description: NECB_Default :pv_ground_tilt_angle: NECB_Default :pv_ground_total_area_pv_panels_m2: NECB_Default :pv_ground_type: NECB_Default :rotation_degrees: NECB_Default :run_annual_simulation: true :s3_bucket: '834599497928' :scale_x: NECB_Default :scale_y: NECB_Default :scale_z: NECB_Default :shw_eff: NECB_Default :skylight_cond: NECB_Default :skylight_solar_trans: NECB_Default :srr_set: NECB_Default :template: NECB2017 | reference | reference | 9bba6b7b-9d24-4436-9824-80a4aae97310 | NECB2017 | LargeOffice | Electricity | Electricity | CAN_AB_Calgary.Intl.AP.718770_CWEC2016.epw | parametric |  | NECB_Default | NECB_Default | NECB_Default | NECB_Default | NECB_Default | NECB_Default | NECB_Default | NECB_Default | NECB_Default | NECB_Default | NECB_Default | NECB_Default | NECB_Default | NECB_Default | NECB_Default | NECB_Default | NECB_Default | NECB_Default | NECB_Default | NECB_Default | NECB_Default | NECB_Default | NECB_Default | NECB_Default | NECB_Default | NECB_Default | NECB_Default | NECB_Default | NECB_Default | NECB_Default | NECB_Default | NECB_Default | NECB_Default | NECB_Default | NECB_Default | NECB_Default | NECB_Default | NECB_Default | NECB_Default | NECB_Default | NECB_Default | NECB_Default | NECB_Default | NECB_Default | NECB_Default | aws_batch | 834599497928 | btap_private_cli |  | TRUE | TRUE |  |  | 32.4655 | 7.3198 | 15.1075 | 54.2726 | 46320.38 | 15152.6411 | 33.3 | LargeOffice |  |  | 0 | LargeOffice | 12 |  | 13 | NECB2017 | 0.085057 | 178146.0371 | 30.8748 | 26.8919 | 68.0385 | 3.5101 | 260.3655 | 131.0503 | CALGARY | ALBERTA | 83.4654 | 0 | 0 | 83.4654 | 7.9108 | 0 | 0 | 7.9108 | 0 | 0.014229 | 0 | 0 | 0.38033 | 0.070533 | 0.0035181 | 0.054387 | 0.09479 | 0.08574 | 0 | 0.0153 | 0.38033 | 0.040932 | 55.4165 | 0 | 33.3 | 0.757 |  | 0.284 |  |  |  | 0.138 | 0.21 | 1.9 |  | 0 | Calgary Intl AP | CAN | 64 | 4781 | 51.114 | -114.02 | 7a | 5000 | AB | CAN_AB_Calgary.Intl.AP.718770_CWEC2016.epw | 0.38033 | 7.3198 | 32.4655 | 19.7713 | 20.1298 | TRUE | TRUE | TRUE | FALSE | 14.0148 | 14.8531 | 0 | 5.1873 | 0.0023664 | 1895.97 | 0 | 2192.0411 | 25.4096 | 0.011592 | 9287.2 | 0.0008955 | 0.38033 | 116.5 | 104.33 | 2.67 | 2.67 |  | https://s3.console.aws.amazon.com/s3/buckets/834599497928?region=ca-central-1&prefix=phylroy.lopez/reference/reference/output/9bba6b7b-9d24-4436-9824-80a4aae97310/ | 1.0.002
301 |  | TRUE | 239 | 0 | 0 | 726.8661 |  |  |  | 0.1 | 2021-09-22 20:07:37 +0000 | 438c2ebff | 0.2.14 | :adv_dx_units: NECB_Default :airloop_economizer_type: NECB_Default :algorithm_type: parametric :analysis_id: reference :analysis_name: reference :boiler_eff: NECB_Default :btap_batch_version: 1.0.002 :building_type: LargeOffice :chiller_type: NECB_Default :compute_environment: aws_batch :datapoint_id: 1fb2cc7e-5b64-467c-a9ef-464dd42c3e7a :daylighting_type: NECB_Default :dcv_type: NECB_Default :door_construction_cond: NECB_Default :ecm_system_name: NECB_Default :electrical_loads_scale: NECB_Default :enable_costing: true :epw_file: CAN_ON_Toronto.Pearson.Intl.AP.716240_CWEC2016.epw :erv_package: NECB_Default :ext_floor_cond: NECB_Default :ext_roof_cond: NECB_Default :ext_wall_cond: NECB_Default :fdwr_set: NECB_Default :fixed_wind_solar_trans: NECB_Default :fixed_window_cond: NECB_Default :furnace_eff: NECB_Default :glass_door_cond: NECB_Default :glass_door_solar_trans: NECB_Default :ground_floor_cond: NECB_Default :ground_roof_cond: NECB_Default :ground_wall_cond: NECB_Default :image_name: btap_private_cli :infiltration_scale: NECB_Default :lights_scale: NECB_Default :lights_type: NECB_Default :nv_delta_temp_in_out: NECB_Default :nv_opening_fraction: NECB_Default :nv_temp_out_min: NECB_Default :nv_type: NECB_Default :oa_scale: NECB_Default :occupancy_loads_scale: NECB_Default :output_meters: [] :output_variables: [] :overhead_door_cond: NECB_Default :primary_heating_fuel: NaturalGas :pv_ground_azimuth_angle: NECB_Default :pv_ground_module_description: NECB_Default :pv_ground_tilt_angle: NECB_Default :pv_ground_total_area_pv_panels_m2: NECB_Default :pv_ground_type: NECB_Default :rotation_degrees: NECB_Default :run_annual_simulation: true :s3_bucket: '834599497928' :scale_x: NECB_Default :scale_y: NECB_Default :scale_z: NECB_Default :shw_eff: NECB_Default :skylight_cond: NECB_Default :skylight_solar_trans: NECB_Default :srr_set: NECB_Default :template: NECB2011 | reference | reference | 1fb2cc7e-5b64-467c-a9ef-464dd42c3e7a | NECB2011 | LargeOffice | NaturalGas | Natural Gas | CAN_ON_Toronto.Pearson.Intl.AP.716240_CWEC2016.epw | parametric |  | NECB_Default | NECB_Default | NECB_Default | NECB_Default | NECB_Default | NECB_Default | NECB_Default | NECB_Default | NECB_Default | NECB_Default | NECB_Default | NECB_Default | NECB_Default | NECB_Default | NECB_Default | NECB_Default | NECB_Default | NECB_Default | NECB_Default | NECB_Default | NECB_Default | NECB_Default | NECB_Default | NECB_Default | NECB_Default | NECB_Default | NECB_Default | NECB_Default | NECB_Default | NECB_Default | NECB_Default | NECB_Default | NECB_Default | NECB_Default | NECB_Default | NECB_Default | NECB_Default | NECB_Default | NECB_Default | NECB_Default | NECB_Default | NECB_Default | NECB_Default | NECB_Default | NECB_Default | aws_batch | 834599497928 | btap_private_cli |  | TRUE | TRUE |  |  | 56.478 | 11.244 | 15.0998 | 66.7203 | 46320.38 | 15152.6411 | 40 | LargeOffice |  |  | 0 | LargeOffice | 12 |  | 13 | NECB2011 | 0.085057 | 178146.0371 | 31.8247 | 48.5266 | 68.787 | 2.0019 | 288.9902 | 137.8501 | TORONTO | ONTARIO | 1.8414 | 6.1167 | 0 | 7.958 | 14.7528 | 1.0793 | 0 | 15.8321 | 0 | 0.03058 | 0 | 0 | 0.33152 | 0.071315 | 0 | 0.075463 | 0.094755 | 0.11764 | 0.12377 | 0.014527 | 0.45529 | 0.048308 | 37.461 | 58.3363 | 40 | 0.757 |  | 0.379 |  |  |  | 0.183 | 0.278 | 2.2 |  | 0 | Toronto Pearson Intl AP | CAN | 382 | 3615 | 43.677 | -79.631 | 5 | 3890 | ON | CAN_ON_Toronto.Pearson.Intl.AP.716240_CWEC2016.epw | 0.45529 | 11.244 | 56.478 | 22.5303 | 20.4057 | TRUE | TRUE | FALSE | FALSE | 14.3856 | 8.9536 | 0 | 0 | 0 | 0 | 2237.65 | 2192.9915 | 25.7352 | 0.011735 | 9406.2 | 0.0027033 | 0.45529 | 226.17 | 207.83 | 275.83 | 275.67 |  | https://s3.console.aws.amazon.com/s3/buckets/834599497928?region=ca-central-1&prefix=phylroy.lopez/reference/reference/output/1fb2cc7e-5b64-467c-a9ef-464dd42c3e7a/ | 1.0.002
302 |  | TRUE | 255 | 0 | 0 | 726.8918 |  |  |  | 0.1 | 2021-09-22 20:07:04 +0000 | 438c2ebff | 0.2.14 | :adv_dx_units: NECB_Default :airloop_economizer_type: NECB_Default :algorithm_type: parametric :analysis_id: reference :analysis_name: reference :boiler_eff: NECB_Default :btap_batch_version: 1.0.002 :building_type: LargeOffice :chiller_type: NECB_Default :compute_environment: aws_batch :datapoint_id: f3a003a1-8df1-458b-8583-5b79687e400e :daylighting_type: NECB_Default :dcv_type: NECB_Default :door_construction_cond: NECB_Default :ecm_system_name: NECB_Default :electrical_loads_scale: NECB_Default :enable_costing: true :epw_file: CAN_QC_Montreal-Trudeau.Intl.AP.716270_CWEC2016.epw :erv_package: NECB_Default :ext_floor_cond: NECB_Default :ext_roof_cond: NECB_Default :ext_wall_cond: NECB_Default :fdwr_set: NECB_Default :fixed_wind_solar_trans: NECB_Default :fixed_window_cond: NECB_Default :furnace_eff: NECB_Default :glass_door_cond: NECB_Default :glass_door_solar_trans: NECB_Default :ground_floor_cond: NECB_Default :ground_roof_cond: NECB_Default :ground_wall_cond: NECB_Default :image_name: btap_private_cli :infiltration_scale: NECB_Default :lights_scale: NECB_Default :lights_type: NECB_Default :nv_delta_temp_in_out: NECB_Default :nv_opening_fraction: NECB_Default :nv_temp_out_min: NECB_Default :nv_type: NECB_Default :oa_scale: NECB_Default :occupancy_loads_scale: NECB_Default :output_meters: [] :output_variables: [] :overhead_door_cond: NECB_Default :primary_heating_fuel: Electricity :pv_ground_azimuth_angle: NECB_Default :pv_ground_module_description: NECB_Default :pv_ground_tilt_angle: NECB_Default :pv_ground_total_area_pv_panels_m2: NECB_Default :pv_ground_type: NECB_Default :rotation_degrees: NECB_Default :run_annual_simulation: true :s3_bucket: '834599497928' :scale_x: NECB_Default :scale_y: NECB_Default :scale_z: NECB_Default :shw_eff: NECB_Default :skylight_cond: NECB_Default :skylight_solar_trans: NECB_Default :srr_set: NECB_Default :template: NECB2015 | reference | reference | f3a003a1-8df1-458b-8583-5b79687e400e | NECB2015 | LargeOffice | Electricity | Electricity | CAN_QC_Montreal-Trudeau.Intl.AP.716270_CWEC2016.epw | parametric |  | NECB_Default | NECB_Default | NECB_Default | NECB_Default | NECB_Default | NECB_Default | NECB_Default | NECB_Default | NECB_Default | NECB_Default | NECB_Default | NECB_Default | NECB_Default | NECB_Default | NECB_Default | NECB_Default | NECB_Default | NECB_Default | NECB_Default | NECB_Default | NECB_Default | NECB_Default | NECB_Default | NECB_Default | NECB_Default | NECB_Default | NECB_Default | NECB_Default | NECB_Default | NECB_Default | NECB_Default | NECB_Default | NECB_Default | NECB_Default | NECB_Default | NECB_Default | NECB_Default | NECB_Default | NECB_Default | NECB_Default | NECB_Default | NECB_Default | NECB_Default | NECB_Default | NECB_Default | aws_batch | 834599497928 | btap_private_cli |  | TRUE | TRUE |  |  | 52.0426 | 10.5257 | 19.1919 | 60.294 | 46320.38 | 15152.6411 | 37.3 | LargeOffice |  |  | 0 | LargeOffice | 12 |  | 13 | NECB2015 | 0.085057 | 178146.0371 | 28.8051 | 27.6223 | 64.9437 | 3.4995 | 243.8231 | 118.9525 | MONTREAL | QUEBEC | 0.1624 | 0 | 0 | 0.1624 | 10.3433 | 0 | 0 | 10.3433 | 0 | 0.028277 | 0 | 0 | 0.41791 | 0.064961 | 0 | 0.069091 | 0.09479 | 0.10387 | 0 | 0.016 | 0.41791 | 0.038729 | 72.1528 | 0 | 37.3 | 0.757 |  | 0.284 |  |  |  | 0.183 | 0.247 | 2.2 |  | 0 | Montreal-Trudeau Intl AP | CAN | 323 | 4090 | 45.471 | -73.741 | 6 | 4400 | QC | CAN_QC_Montreal-Trudeau.Intl.AP.716270_CWEC2016.epw | 0.41791 | 10.5257 | 52.0426 | 21.7465 | 21.3687 | TRUE | TRUE | TRUE | FALSE | 14.3556 | 14.1617 | 0 | 4.9082 | 0.0022391 | 1793.96 | 0 | 2192.0411 | 25.4096 | 0.011592 | 9287.2 | 0.0021954 | 0.41791 | 154.83 | 135.67 | 7 | 7 |  | https://s3.console.aws.amazon.com/s3/buckets/834599497928?region=ca-central-1&prefix=phylroy.lopez/reference/reference/output/f3a003a1-8df1-458b-8583-5b79687e400e/ | 1.0.002
303 |  | TRUE | 260 | 5 | 0 | 729.588 |  |  |  | 0.1 | 2021-09-22 20:07:49 +0000 | 438c2ebff | 0.2.14 | :adv_dx_units: NECB_Default :airloop_economizer_type: NECB_Default :algorithm_type: parametric :analysis_id: reference :analysis_name: reference :boiler_eff: NECB_Default :btap_batch_version: 1.0.002 :building_type: LargeOffice :chiller_type: NECB_Default :compute_environment: aws_batch :datapoint_id: 87d8c187-0f0a-4e06-90fd-0d006cb7847a :daylighting_type: NECB_Default :dcv_type: NECB_Default :door_construction_cond: NECB_Default :ecm_system_name: NECB_Default :electrical_loads_scale: NECB_Default :enable_costing: true :epw_file: CAN_QC_Montreal-Trudeau.Intl.AP.716270_CWEC2016.epw :erv_package: NECB_Default :ext_floor_cond: NECB_Default :ext_roof_cond: NECB_Default :ext_wall_cond: NECB_Default :fdwr_set: NECB_Default :fixed_wind_solar_trans: NECB_Default :fixed_window_cond: NECB_Default :furnace_eff: NECB_Default :glass_door_cond: NECB_Default :glass_door_solar_trans: NECB_Default :ground_floor_cond: NECB_Default :ground_roof_cond: NECB_Default :ground_wall_cond: NECB_Default :image_name: btap_private_cli :infiltration_scale: NECB_Default :lights_scale: NECB_Default :lights_type: NECB_Default :nv_delta_temp_in_out: NECB_Default :nv_opening_fraction: NECB_Default :nv_temp_out_min: NECB_Default :nv_type: NECB_Default :oa_scale: NECB_Default :occupancy_loads_scale: NECB_Default :output_meters: [] :output_variables: [] :overhead_door_cond: NECB_Default :primary_heating_fuel: Electricity :pv_ground_azimuth_angle: NECB_Default :pv_ground_module_description: NECB_Default :pv_ground_tilt_angle: NECB_Default :pv_ground_total_area_pv_panels_m2: NECB_Default :pv_ground_type: NECB_Default :rotation_degrees: NECB_Default :run_annual_simulation: true :s3_bucket: '834599497928' :scale_x: NECB_Default :scale_y: NECB_Default :scale_z: NECB_Default :shw_eff: NECB_Default :skylight_cond: NECB_Default :skylight_solar_trans: NECB_Default :srr_set: NECB_Default :template: BTAP1980TO2010 | reference | reference | 87d8c187-0f0a-4e06-90fd-0d006cb7847a | BTAP1980TO2010 | LargeOffice | Electricity | Electricity | CAN_QC_Montreal-Trudeau.Intl.AP.716270_CWEC2016.epw | parametric |  | NECB_Default | NECB_Default | NECB_Default | NECB_Default | NECB_Default | NECB_Default | NECB_Default | NECB_Default | NECB_Default | NECB_Default | NECB_Default | NECB_Default | NECB_Default | NECB_Default | NECB_Default | NECB_Default | NECB_Default | NECB_Default | NECB_Default | NECB_Default | NECB_Default | NECB_Default | NECB_Default | NECB_Default | NECB_Default | NECB_Default | NECB_Default | NECB_Default | NECB_Default | NECB_Default | NECB_Default | NECB_Default | NECB_Default | NECB_Default | NECB_Default | NECB_Default | NECB_Default | NECB_Default | NECB_Default | NECB_Default | NECB_Default | NECB_Default | NECB_Default | NECB_Default | NECB_Default | aws_batch | 834599497928 | btap_private_cli |  | TRUE | TRUE |  |  | 59.6943 | 9.9093 | 40.926 | 79.287 | 46320.38 | 15152.6411 | 40 | LargeOffice |  |  | 0 | LargeOffice | 12 |  | 13 | BTAP1980TO2010 | 0.085057 | 178146.0371 | 0.79018 | 25.9372 | 62.5989 | 3.4995 | 206.9361 | 114.1103 | MONTREAL | QUEBEC | 0.19416 | 0 | 0 | 0.19416 | 12.3658 | 0 | 0 | 12.3658 | 0 | 0.022105 | 0 | 0 | 0.49963 | 0.066448 | 0 | 0.14733 | 0.094755 | 0.11764 | 0 | 0.01036 | 0.49963 | 0.039186 | 80.0455 | 0 | 40 | 0.678 |  | 0.459 |  |  |  | 0.267 | 0.426 | 2.95 |  | 0 | Montreal-Trudeau Intl AP | CAN | 323 | 4090 | 45.471 | -73.741 | 6 | 4400 | QC | CAN_QC_Montreal-Trudeau.Intl.AP.716270_CWEC2016.epw | 0.49963 | 9.9093 | 59.6943 | 21.7465 | 21.3687 | TRUE | TRUE | FALSE | FALSE | 14.357 | 14.1637 | 0 | 4.9662 | 0.0022646 | 1815.13 | 0 | 2192.9915 | 25.7352 | 0.011735 | 9406.2 | 0.0017981 | 0.49963 | 1863.5 | 1803 | 1.33 | 1.17 |  | https://s3.console.aws.amazon.com/s3/buckets/834599497928?region=ca-central-1&prefix=phylroy.lopez/reference/reference/output/87d8c187-0f0a-4e06-90fd-0d006cb7847a/ | 1.0.002
304 |  | TRUE | 255 | 0 | 0 | 726.3413 |  |  |  | 0.1 | 2021-09-22 20:07:19 +0000 | 438c2ebff | 0.2.14 | :adv_dx_units: NECB_Default :airloop_economizer_type: NECB_Default :algorithm_type: parametric :analysis_id: reference :analysis_name: reference :boiler_eff: NECB_Default :btap_batch_version: 1.0.002 :building_type: LargeOffice :chiller_type: NECB_Default :compute_environment: aws_batch :datapoint_id: 273887c5-145a-4306-9bfe-0420b743775e :daylighting_type: NECB_Default :dcv_type: NECB_Default :door_construction_cond: NECB_Default :ecm_system_name: NECB_Default :electrical_loads_scale: NECB_Default :enable_costing: true :epw_file: CAN_ON_Toronto.Pearson.Intl.AP.716240_CWEC2016.epw :erv_package: NECB_Default :ext_floor_cond: NECB_Default :ext_roof_cond: NECB_Default :ext_wall_cond: NECB_Default :fdwr_set: NECB_Default :fixed_wind_solar_trans: NECB_Default :fixed_window_cond: NECB_Default :furnace_eff: NECB_Default :glass_door_cond: NECB_Default :glass_door_solar_trans: NECB_Default :ground_floor_cond: NECB_Default :ground_roof_cond: NECB_Default :ground_wall_cond: NECB_Default :image_name: btap_private_cli :infiltration_scale: NECB_Default :lights_scale: NECB_Default :lights_type: NECB_Default :nv_delta_temp_in_out: NECB_Default :nv_opening_fraction: NECB_Default :nv_temp_out_min: NECB_Default :nv_type: NECB_Default :oa_scale: NECB_Default :occupancy_loads_scale: NECB_Default :output_meters: [] :output_variables: [] :overhead_door_cond: NECB_Default :primary_heating_fuel: Electricity :pv_ground_azimuth_angle: NECB_Default :pv_ground_module_description: NECB_Default :pv_ground_tilt_angle: NECB_Default :pv_ground_total_area_pv_panels_m2: NECB_Default :pv_ground_type: NECB_Default :rotation_degrees: NECB_Default :run_annual_simulation: true :s3_bucket: '834599497928' :scale_x: NECB_Default :scale_y: NECB_Default :scale_z: NECB_Default :shw_eff: NECB_Default :skylight_cond: NECB_Default :skylight_solar_trans: NECB_Default :srr_set: NECB_Default :template: NECB2015 | reference | reference | 273887c5-145a-4306-9bfe-0420b743775e | NECB2015 | LargeOffice | Electricity | Electricity | CAN_ON_Toronto.Pearson.Intl.AP.716240_CWEC2016.epw | parametric |  | NECB_Default | NECB_Default | NECB_Default | NECB_Default | NECB_Default | NECB_Default | NECB_Default | NECB_Default | NECB_Default | NECB_Default | NECB_Default | NECB_Default | NECB_Default | NECB_Default | NECB_Default | NECB_Default | NECB_Default | NECB_Default | NECB_Default | NECB_Default | NECB_Default | NECB_Default | NECB_Default | NECB_Default | NECB_Default | NECB_Default | NECB_Default | NECB_Default | NECB_Default | NECB_Default | NECB_Default | NECB_Default | NECB_Default | NECB_Default | NECB_Default | NECB_Default | NECB_Default | NECB_Default | NECB_Default | NECB_Default | NECB_Default | NECB_Default | NECB_Default | NECB_Default | NECB_Default | aws_batch | 834599497928 | btap_private_cli |  | TRUE | TRUE |  |  | 38.4099 | 10.9657 | 15.7007 | 58.4906 | 46320.38 | 15152.6411 | 40 | LargeOffice |  |  | 0 | LargeOffice | 12 |  | 13 | NECB2015 | 0.085057 | 178146.0371 | 31.8247 | 30.758 | 71.3348 | 3.521 | 269.0382 | 131.5996 | TORONTO | ONTARIO | 2.2858 | 0 | 0 | 2.2858 | 18.3139 | 0 | 0 | 18.3139 | 0 | 0.03 | 0 | 0 | 0.41155 | 0.068725 | 0 | 0.056523 | 0.09479 | 0.10387 | 0 | 0.017844 | 0.41155 | 0.037474 | 58.4992 | 0 | 40 | 0.757 |  | 0.379 |  |  |  | 0.183 | 0.278 | 2.2 |  | 0 | Toronto Pearson Intl AP | CAN | 382 | 3615 | 43.677 | -79.631 | 5 | 3890 | ON | CAN_ON_Toronto.Pearson.Intl.AP.716240_CWEC2016.epw | 0.41155 | 10.9657 | 38.4099 | 22.5303 | 20.4057 | TRUE | TRUE | TRUE | FALSE | 14.384 | 8.9515 | 0 | 4.7492 | 0.0021666 | 1735.83 | 0 | 2192.0411 | 25.4096 | 0.011592 | 9287.2 | 0.0023273 | 0.41155 | 225.67 | 208.67 | 5.33 | 5.33 |  | https://s3.console.aws.amazon.com/s3/buckets/834599497928?region=ca-central-1&prefix=phylroy.lopez/reference/reference/output/273887c5-145a-4306-9bfe-0420b743775e/ | 1.0.002
305 |  | TRUE | 252 | 0 | 0 | 727.0214 |  |  |  | 0.1 | 2021-09-22 20:07:19 +0000 | 438c2ebff | 0.2.14 | :adv_dx_units: NECB_Default :airloop_economizer_type: NECB_Default :algorithm_type: parametric :analysis_id: reference :analysis_name: reference :boiler_eff: NECB_Default :btap_batch_version: 1.0.002 :building_type: LargeOffice :chiller_type: NECB_Default :compute_environment: aws_batch :datapoint_id: aa4c2703-20ae-4483-9396-c3dae3357c63 :daylighting_type: NECB_Default :dcv_type: NECB_Default :door_construction_cond: NECB_Default :ecm_system_name: NECB_Default :electrical_loads_scale: NECB_Default :enable_costing: true :epw_file: CAN_ON_Toronto.Pearson.Intl.AP.716240_CWEC2016.epw :erv_package: NECB_Default :ext_floor_cond: NECB_Default :ext_roof_cond: NECB_Default :ext_wall_cond: NECB_Default :fdwr_set: NECB_Default :fixed_wind_solar_trans: NECB_Default :fixed_window_cond: NECB_Default :furnace_eff: NECB_Default :glass_door_cond: NECB_Default :glass_door_solar_trans: NECB_Default :ground_floor_cond: NECB_Default :ground_roof_cond: NECB_Default :ground_wall_cond: NECB_Default :image_name: btap_private_cli :infiltration_scale: NECB_Default :lights_scale: NECB_Default :lights_type: NECB_Default :nv_delta_temp_in_out: NECB_Default :nv_opening_fraction: NECB_Default :nv_temp_out_min: NECB_Default :nv_type: NECB_Default :oa_scale: NECB_Default :occupancy_loads_scale: NECB_Default :output_meters: [] :output_variables: [] :overhead_door_cond: NECB_Default :primary_heating_fuel: Electricity :pv_ground_azimuth_angle: NECB_Default :pv_ground_module_description: NECB_Default :pv_ground_tilt_angle: NECB_Default :pv_ground_total_area_pv_panels_m2: NECB_Default :pv_ground_type: NECB_Default :rotation_degrees: NECB_Default :run_annual_simulation: true :s3_bucket: '834599497928' :scale_x: NECB_Default :scale_y: NECB_Default :scale_z: NECB_Default :shw_eff: NECB_Default :skylight_cond: NECB_Default :skylight_solar_trans: NECB_Default :srr_set: NECB_Default :template: NECB2011 | reference | reference | aa4c2703-20ae-4483-9396-c3dae3357c63 | NECB2011 | LargeOffice | Electricity | Electricity | CAN_ON_Toronto.Pearson.Intl.AP.716240_CWEC2016.epw | parametric |  | NECB_Default | NECB_Default | NECB_Default | NECB_Default | NECB_Default | NECB_Default | NECB_Default | NECB_Default | NECB_Default | NECB_Default | NECB_Default | NECB_Default | NECB_Default | NECB_Default | NECB_Default | NECB_Default | NECB_Default | NECB_Default | NECB_Default | NECB_Default | NECB_Default | NECB_Default | NECB_Default | NECB_Default | NECB_Default | NECB_Default | NECB_Default | NECB_Default | NECB_Default | NECB_Default | NECB_Default | NECB_Default | NECB_Default | NECB_Default | NECB_Default | NECB_Default | NECB_Default | NECB_Default | NECB_Default | NECB_Default | NECB_Default | NECB_Default | NECB_Default | NECB_Default | NECB_Default | aws_batch | 834599497928 | btap_private_cli |  | TRUE | TRUE |  |  | 37.2796 | 11.2439 | 14.9878 | 57.7403 | 46320.38 | 15152.6411 | 40 | LargeOffice |  |  | 0 | LargeOffice | 12 |  | 13 | NECB2011 | 0.085057 | 178146.0371 | 31.8247 | 31.0721 | 68.787 | 3.521 | 268.9653 | 133.7606 | TORONTO | ONTARIO | 2.3492 | 0 | 0 | 2.3492 | 18.822 | 0 | 0 | 18.822 | 0 | 0.030587 | 0 | 0 | 0.42297 | 0.071071 | 0 | 0.053956 | 0.094755 | 0.11764 | 0 | 0.014333 | 0.42297 | 0.037918 | 58.2189 | 0 | 40 | 0.757 |  | 0.379 |  |  |  | 0.183 | 0.278 | 2.2 |  | 0 | Toronto Pearson Intl AP | CAN | 382 | 3615 | 43.677 | -79.631 | 5 | 3890 | ON | CAN_ON_Toronto.Pearson.Intl.AP.716240_CWEC2016.epw | 0.42297 | 11.2439 | 37.2796 | 22.5303 | 20.4057 | TRUE | TRUE | TRUE | FALSE | 14.3856 | 8.9536 | 0 | 4.8054 | 0.0021912 | 1756.36 | 0 | 2192.9915 | 25.7352 | 0.011735 | 9406.2 | 0.0027038 | 0.42297 | 225.83 | 207.5 | 2.83 | 2.83 |  | https://s3.console.aws.amazon.com/s3/buckets/834599497928?region=ca-central-1&prefix=phylroy.lopez/reference/reference/output/aa4c2703-20ae-4483-9396-c3dae3357c63/ | 1.0.002
306 |  | TRUE | 257 | 0 | 0 | 731.5087 |  |  |  | 0.1 | 2021-09-22 20:07:16 +0000 | 438c2ebff | 0.2.14 | :adv_dx_units: NECB_Default :airloop_economizer_type: NECB_Default :algorithm_type: parametric :analysis_id: reference :analysis_name: reference :boiler_eff: NECB_Default :btap_batch_version: 1.0.002 :building_type: LargeOffice :chiller_type: NECB_Default :compute_environment: aws_batch :datapoint_id: bc8e4e91-329e-437d-86d3-a6f0f7ec6ca3 :daylighting_type: NECB_Default :dcv_type: NECB_Default :door_construction_cond: NECB_Default :ecm_system_name: NECB_Default :electrical_loads_scale: NECB_Default :enable_costing: true :epw_file: CAN_BC_Vancouver.Intl.AP.718920_CWEC2016.epw :erv_package: NECB_Default :ext_floor_cond: NECB_Default :ext_roof_cond: NECB_Default :ext_wall_cond: NECB_Default :fdwr_set: NECB_Default :fixed_wind_solar_trans: NECB_Default :fixed_window_cond: NECB_Default :furnace_eff: NECB_Default :glass_door_cond: NECB_Default :glass_door_solar_trans: NECB_Default :ground_floor_cond: NECB_Default :ground_roof_cond: NECB_Default :ground_wall_cond: NECB_Default :image_name: btap_private_cli :infiltration_scale: NECB_Default :lights_scale: NECB_Default :lights_type: NECB_Default :nv_delta_temp_in_out: NECB_Default :nv_opening_fraction: NECB_Default :nv_temp_out_min: NECB_Default :nv_type: NECB_Default :oa_scale: NECB_Default :occupancy_loads_scale: NECB_Default :output_meters: [] :output_variables: [] :overhead_door_cond: NECB_Default :primary_heating_fuel: Electricity :pv_ground_azimuth_angle: NECB_Default :pv_ground_module_description: NECB_Default :pv_ground_tilt_angle: NECB_Default :pv_ground_total_area_pv_panels_m2: NECB_Default :pv_ground_type: NECB_Default :rotation_degrees: NECB_Default :run_annual_simulation: true :s3_bucket: '834599497928' :scale_x: NECB_Default :scale_y: NECB_Default :scale_z: NECB_Default :shw_eff: NECB_Default :skylight_cond: NECB_Default :skylight_solar_trans: NECB_Default :srr_set: NECB_Default :template: BTAPPRE1980 | reference | reference | bc8e4e91-329e-437d-86d3-a6f0f7ec6ca3 | BTAPPRE1980 | LargeOffice | Electricity | Electricity | CAN_BC_Vancouver.Intl.AP.718920_CWEC2016.epw | parametric |  | NECB_Default | NECB_Default | NECB_Default | NECB_Default | NECB_Default | NECB_Default | NECB_Default | NECB_Default | NECB_Default | NECB_Default | NECB_Default | NECB_Default | NECB_Default | NECB_Default | NECB_Default | NECB_Default | NECB_Default | NECB_Default | NECB_Default | NECB_Default | NECB_Default | NECB_Default | NECB_Default | NECB_Default | NECB_Default | NECB_Default | NECB_Default | NECB_Default | NECB_Default | NECB_Default | NECB_Default | NECB_Default | NECB_Default | NECB_Default | NECB_Default | NECB_Default | NECB_Default | NECB_Default | NECB_Default | NECB_Default | NECB_Default | NECB_Default | NECB_Default | NECB_Default | NECB_Default | aws_batch | 834599497928 | btap_private_cli |  | TRUE | TRUE |  |  | 24.9366 | 7.3076 | 18.4953 | 50.8269 | 46320.38 | 15152.6411 | 40 | LargeOffice |  |  | 0 | LargeOffice | 12 |  | 13 | BTAPPRE1980 | 0.085057 | 178146.0371 | 0.86241 | 23.1158 | 61.0297 | 3.5066 | 193.0257 | 104.5111 | VANCOUVER | BRITISH COLUMBIA | 1.1224 | 0 | 0 | 1.1224 | 11.2078 | 0 | 0 | 11.2078 | 0 | 0.010623 | 0 | 0 | 0.39604 | 0.061477 | 0 | 0.066583 | 0.094755 | 0.11764 | 0 | 0.0075308 | 0.39604 | 0.036762 | 45.015 | 0 | 40 | 0.678 |  | 0.678 |  |  |  | 0.363 | 0.994 | 4.09 |  | 0 | Vancouver Intl AP | CAN | 42 | 2797 | 49.195 | -123.184 | 4 | 2800 | BC | CAN_BC_Vancouver.Intl.AP.718920_CWEC2016.epw | 0.39604 | 7.3076 | 24.9366 | 20.0637 | 23.7489 | TRUE | TRUE | TRUE | FALSE | 12.4817 | 9.2662 | 0 | 4.6589 | 0.0021245 | 1702.84 | 0 | 2192.9915 | 25.7352 | 0.011735 | 9406.2 | 0.0006604 | 0.39604 | 1632 | 1596 | 0.33 | 0.33 |  | https://s3.console.aws.amazon.com/s3/buckets/834599497928?region=ca-central-1&prefix=phylroy.lopez/reference/reference/output/bc8e4e91-329e-437d-86d3-a6f0f7ec6ca3/ | 1.0.002
307 |  | TRUE | 237 | 0 | 0 | 728.3233 |  |  |  | 0.1 | 2021-09-22 20:07:22 +0000 | 438c2ebff | 0.2.14 | :adv_dx_units: NECB_Default :airloop_economizer_type: NECB_Default :algorithm_type: parametric :analysis_id: reference :analysis_name: reference :boiler_eff: NECB_Default :btap_batch_version: 1.0.002 :building_type: LargeOffice :chiller_type: NECB_Default :compute_environment: aws_batch :datapoint_id: 8503a3c0-eb42-4bf1-810f-517dfec488f1 :daylighting_type: NECB_Default :dcv_type: NECB_Default :door_construction_cond: NECB_Default :ecm_system_name: NECB_Default :electrical_loads_scale: NECB_Default :enable_costing: true :epw_file: CAN_AB_Edmonton.Intl.AP.711230_CWEC2016.epw :erv_package: NECB_Default :ext_floor_cond: NECB_Default :ext_roof_cond: NECB_Default :ext_wall_cond: NECB_Default :fdwr_set: NECB_Default :fixed_wind_solar_trans: NECB_Default :fixed_window_cond: NECB_Default :furnace_eff: NECB_Default :glass_door_cond: NECB_Default :glass_door_solar_trans: NECB_Default :ground_floor_cond: NECB_Default :ground_roof_cond: NECB_Default :ground_wall_cond: NECB_Default :image_name: btap_private_cli :infiltration_scale: NECB_Default :lights_scale: NECB_Default :lights_type: NECB_Default :nv_delta_temp_in_out: NECB_Default :nv_opening_fraction: NECB_Default :nv_temp_out_min: NECB_Default :nv_type: NECB_Default :oa_scale: NECB_Default :occupancy_loads_scale: NECB_Default :output_meters: [] :output_variables: [] :overhead_door_cond: NECB_Default :primary_heating_fuel: NaturalGas :pv_ground_azimuth_angle: NECB_Default :pv_ground_module_description: NECB_Default :pv_ground_tilt_angle: NECB_Default :pv_ground_total_area_pv_panels_m2: NECB_Default :pv_ground_type: NECB_Default :rotation_degrees: NECB_Default :run_annual_simulation: true :s3_bucket: '834599497928' :scale_x: NECB_Default :scale_y: NECB_Default :scale_z: NECB_Default :shw_eff: NECB_Default :skylight_cond: NECB_Default :skylight_solar_trans: NECB_Default :srr_set: NECB_Default :template: NECB2011 | reference | reference | 8503a3c0-eb42-4bf1-810f-517dfec488f1 | NECB2011 | LargeOffice | NaturalGas | Natural Gas | CAN_AB_Edmonton.Intl.AP.711230_CWEC2016.epw | parametric |  | NECB_Default | NECB_Default | NECB_Default | NECB_Default | NECB_Default | NECB_Default | NECB_Default | NECB_Default | NECB_Default | NECB_Default | NECB_Default | NECB_Default | NECB_Default | NECB_Default | NECB_Default | NECB_Default | NECB_Default | NECB_Default | NECB_Default | NECB_Default | NECB_Default | NECB_Default | NECB_Default | NECB_Default | NECB_Default | NECB_Default | NECB_Default | NECB_Default | NECB_Default | NECB_Default | NECB_Default | NECB_Default | NECB_Default | NECB_Default | NECB_Default | NECB_Default | NECB_Default | NECB_Default | NECB_Default | NECB_Default | NECB_Default | NECB_Default | NECB_Default | NECB_Default | NECB_Default | aws_batch | 834599497928 | btap_private_cli |  | TRUE | TRUE |  |  | 60.8331 | 8.3035 | 19.3221 | 68.5764 | 46320.38 | 15152.6411 | 32.5 | LargeOffice |  |  | 0 | LargeOffice | 12 |  | 13 | NECB2011 | 0.085057 | 178146.0371 | 29.9163 | 45.8283 | 68.1346 | 1.9684 | 280.2446 | 134.397 | EDMONTON | ALBERTA | 67.875 | 7.6218 | 0 | 75.4969 | 6.4331 | 0.54375 | 0 | 6.9769 | 0 | 0.014254 | 0 | 0 | 0.30929 | 0.071189 | 0 | 0.096333 | 0.094755 | 0.11764 | 0.15104 | 0.010391 | 0.46033 | 0.054709 | 33.3554 | 65.9836 | 32.5 | 0.757 |  | 0.284 |  |  |  | 0.162 | 0.21 | 2.2 |  | 0 | Edmonton Intl AP | CAN | 23 | 5588 | 53.31 | -113.579 | 7a | 5120 | AB | CAN_AB_Edmonton.Intl.AP.711230_CWEC2016.epw | 0.46033 | 8.3035 | 60.8331 | 20.0934 | 17.7591 | TRUE | TRUE | FALSE | FALSE | 13.0825 | 16.4796 | 0 | 0 | 0 | 0 | 2534.14 | 2192.9915 | 25.7352 | 0.011735 | 9406.2 | 0.0010533 | 0.46033 | 47 | 36.67 | 321 | 320 |  | https://s3.console.aws.amazon.com/s3/buckets/834599497928?region=ca-central-1&prefix=phylroy.lopez/reference/reference/output/8503a3c0-eb42-4bf1-810f-517dfec488f1/ | 1.0.002
308 |  | TRUE | 265 | 0 | 0 | 726.7051 |  |  |  | 0.1 | 2021-09-22 20:07:15 +0000 | 438c2ebff | 0.2.14 | :adv_dx_units: NECB_Default :airloop_economizer_type: NECB_Default :algorithm_type: parametric :analysis_id: reference :analysis_name: reference :boiler_eff: NECB_Default :btap_batch_version: 1.0.002 :building_type: LargeOffice :chiller_type: NECB_Default :compute_environment: aws_batch :datapoint_id: 96dfbcd0-7f33-48ac-8135-301747ca8b14 :daylighting_type: NECB_Default :dcv_type: NECB_Default :door_construction_cond: NECB_Default :ecm_system_name: NECB_Default :electrical_loads_scale: NECB_Default :enable_costing: true :epw_file: CAN_AB_Edmonton.Intl.AP.711230_CWEC2016.epw :erv_package: NECB_Default :ext_floor_cond: NECB_Default :ext_roof_cond: NECB_Default :ext_wall_cond: NECB_Default :fdwr_set: NECB_Default :fixed_wind_solar_trans: NECB_Default :fixed_window_cond: NECB_Default :furnace_eff: NECB_Default :glass_door_cond: NECB_Default :glass_door_solar_trans: NECB_Default :ground_floor_cond: NECB_Default :ground_roof_cond: NECB_Default :ground_wall_cond: NECB_Default :image_name: btap_private_cli :infiltration_scale: NECB_Default :lights_scale: NECB_Default :lights_type: NECB_Default :nv_delta_temp_in_out: NECB_Default :nv_opening_fraction: NECB_Default :nv_temp_out_min: NECB_Default :nv_type: NECB_Default :oa_scale: NECB_Default :occupancy_loads_scale: NECB_Default :output_meters: [] :output_variables: [] :overhead_door_cond: NECB_Default :primary_heating_fuel: Electricity :pv_ground_azimuth_angle: NECB_Default :pv_ground_module_description: NECB_Default :pv_ground_tilt_angle: NECB_Default :pv_ground_total_area_pv_panels_m2: NECB_Default :pv_ground_type: NECB_Default :rotation_degrees: NECB_Default :run_annual_simulation: true :s3_bucket: '834599497928' :scale_x: NECB_Default :scale_y: NECB_Default :scale_z: NECB_Default :shw_eff: NECB_Default :skylight_cond: NECB_Default :skylight_solar_trans: NECB_Default :srr_set: NECB_Default :template: NECB2017 | reference | reference | 96dfbcd0-7f33-48ac-8135-301747ca8b14 | NECB2017 | LargeOffice | Electricity | Electricity | CAN_AB_Edmonton.Intl.AP.711230_CWEC2016.epw | parametric |  | NECB_Default | NECB_Default | NECB_Default | NECB_Default | NECB_Default | NECB_Default | NECB_Default | NECB_Default | NECB_Default | NECB_Default | NECB_Default | NECB_Default | NECB_Default | NECB_Default | NECB_Default | NECB_Default | NECB_Default | NECB_Default | NECB_Default | NECB_Default | NECB_Default | NECB_Default | NECB_Default | NECB_Default | NECB_Default | NECB_Default | NECB_Default | NECB_Default | NECB_Default | NECB_Default | NECB_Default | NECB_Default | NECB_Default | NECB_Default | NECB_Default | NECB_Default | NECB_Default | NECB_Default | NECB_Default | NECB_Default | NECB_Default | NECB_Default | NECB_Default | NECB_Default | NECB_Default | aws_batch | 834599497928 | btap_private_cli |  | TRUE | TRUE |  |  | 37.9066 | 7.783 | 20.6175 | 56.7555 | 46320.38 | 15152.6411 | 32.5 | LargeOffice |  |  | 0 | LargeOffice | 12 |  | 13 | NECB2017 | 0.085057 | 178146.0371 | 30.522 | 28.0155 | 70.6808 | 3.5049 | 263.6446 | 130.9213 | EDMONTON | ALBERTA | 85.7946 | 0 | 0 | 85.7946 | 8.1315 | 0 | 0 | 8.1315 | 0 | 0.012583 | 0 | 0 | 0.39094 | 0.065426 | 0.005231 | 0.074223 | 0.09479 | 0.08574 | 0 | 0.0094315 | 0.39094 | 0.042656 | 61.5357 | 0 | 32.5 | 0.757 |  | 0.284 |  |  |  | 0.138 | 0.21 | 1.9 |  | 0 | Edmonton Intl AP | CAN | 23 | 5588 | 53.31 | -113.579 | 7a | 5120 | AB | CAN_AB_Edmonton.Intl.AP.711230_CWEC2016.epw | 0.39094 | 7.783 | 37.9066 | 20.0934 | 17.7591 | TRUE | TRUE | FALSE | FALSE | 13.0814 | 16.4776 | 0 | 5.4059 | 0.0024661 | 1975.84 | 0 | 2192.0411 | 25.4096 | 0.011592 | 9287.2 | 0.00085859 | 0.39094 | 51.17 | 39.83 | 6.67 | 6.67 |  | https://s3.console.aws.amazon.com/s3/buckets/834599497928?region=ca-central-1&prefix=phylroy.lopez/reference/reference/output/96dfbcd0-7f33-48ac-8135-301747ca8b14/ | 1.0.002
309 |  | TRUE | 255 | 0 | 0 | 728.2651 |  |  |  | 0.1 | 2021-09-22 20:07:03 +0000 | 438c2ebff | 0.2.14 | :adv_dx_units: NECB_Default :airloop_economizer_type: NECB_Default :algorithm_type: parametric :analysis_id: reference :analysis_name: reference :boiler_eff: NECB_Default :btap_batch_version: 1.0.002 :building_type: LargeOffice :chiller_type: NECB_Default :compute_environment: aws_batch :datapoint_id: ade1def8-a367-4f0c-8bc6-ce62569c1f65 :daylighting_type: NECB_Default :dcv_type: NECB_Default :door_construction_cond: NECB_Default :ecm_system_name: NECB_Default :electrical_loads_scale: NECB_Default :enable_costing: true :epw_file: CAN_AB_Calgary.Intl.AP.718770_CWEC2016.epw :erv_package: NECB_Default :ext_floor_cond: NECB_Default :ext_roof_cond: NECB_Default :ext_wall_cond: NECB_Default :fdwr_set: NECB_Default :fixed_wind_solar_trans: NECB_Default :fixed_window_cond: NECB_Default :furnace_eff: NECB_Default :glass_door_cond: NECB_Default :glass_door_solar_trans: NECB_Default :ground_floor_cond: NECB_Default :ground_roof_cond: NECB_Default :ground_wall_cond: NECB_Default :image_name: btap_private_cli :infiltration_scale: NECB_Default :lights_scale: NECB_Default :lights_type: NECB_Default :nv_delta_temp_in_out: NECB_Default :nv_opening_fraction: NECB_Default :nv_temp_out_min: NECB_Default :nv_type: NECB_Default :oa_scale: NECB_Default :occupancy_loads_scale: NECB_Default :output_meters: [] :output_variables: [] :overhead_door_cond: NECB_Default :primary_heating_fuel: Electricity :pv_ground_azimuth_angle: NECB_Default :pv_ground_module_description: NECB_Default :pv_ground_tilt_angle: NECB_Default :pv_ground_total_area_pv_panels_m2: NECB_Default :pv_ground_type: NECB_Default :rotation_degrees: NECB_Default :run_annual_simulation: true :s3_bucket: '834599497928' :scale_x: NECB_Default :scale_y: NECB_Default :scale_z: NECB_Default :shw_eff: NECB_Default :skylight_cond: NECB_Default :skylight_solar_trans: NECB_Default :srr_set: NECB_Default :template: NECB2015 | reference | reference | ade1def8-a367-4f0c-8bc6-ce62569c1f65 | NECB2015 | LargeOffice | Electricity | Electricity | CAN_AB_Calgary.Intl.AP.718770_CWEC2016.epw | parametric |  | NECB_Default | NECB_Default | NECB_Default | NECB_Default | NECB_Default | NECB_Default | NECB_Default | NECB_Default | NECB_Default | NECB_Default | NECB_Default | NECB_Default | NECB_Default | NECB_Default | NECB_Default | NECB_Default | NECB_Default | NECB_Default | NECB_Default | NECB_Default | NECB_Default | NECB_Default | NECB_Default | NECB_Default | NECB_Default | NECB_Default | NECB_Default | NECB_Default | NECB_Default | NECB_Default | NECB_Default | NECB_Default | NECB_Default | NECB_Default | NECB_Default | NECB_Default | NECB_Default | NECB_Default | NECB_Default | NECB_Default | NECB_Default | NECB_Default | NECB_Default | NECB_Default | NECB_Default | aws_batch | 834599497928 | btap_private_cli |  | TRUE | TRUE |  |  | 33.5115 | 7.6134 | 14.8715 | 54.8627 | 46320.38 | 15152.6411 | 33.3 | LargeOffice |  |  | 0 | LargeOffice | 12 |  | 13 | NECB2015 | 0.085057 | 178146.0371 | 30.2714 | 27.0676 | 68.0385 | 3.5101 | 257.9357 | 129.0482 | CALGARY | ALBERTA | 87.146 | 0 | 0 | 87.146 | 8.2596 | 0 | 0 | 8.2596 | 0 | 0.014815 | 0 | 0 | 0.3971 | 0.073555 | 0 | 0.053537 | 0.09479 | 0.10387 | 0 | 0.014667 | 0.3971 | 0.040931 | 54.0416 | 0 | 33.3 | 0.757 |  | 0.284 |  |  |  | 0.162 | 0.21 | 2.2 |  | 0 | Calgary Intl AP | CAN | 64 | 4781 | 51.114 | -114.02 | 7a | 5000 | AB | CAN_AB_Calgary.Intl.AP.718770_CWEC2016.epw | 0.3971 | 7.6134 | 33.5115 | 19.7713 | 20.1298 | TRUE | TRUE | TRUE | FALSE | 14.0148 | 14.8531 | 0 | 5.1873 | 0.0023664 | 1895.95 | 0 | 2192.0411 | 25.4096 | 0.011592 | 9287.2 | 0.00093587 | 0.3971 | 102.5 | 92.5 | 3.83 | 3.83 |  | https://s3.console.aws.amazon.com/s3/buckets/834599497928?region=ca-central-1&prefix=phylroy.lopez/reference/reference/output/ade1def8-a367-4f0c-8bc6-ce62569c1f65/ | 1.0.002
310 |  | TRUE | 267 | 0 | 0 | 727.0974 |  |  |  | 0.1 | 2021-09-22 20:07:16 +0000 | 438c2ebff | 0.2.14 | :adv_dx_units: NECB_Default :airloop_economizer_type: NECB_Default :algorithm_type: parametric :analysis_id: reference :analysis_name: reference :boiler_eff: NECB_Default :btap_batch_version: 1.0.002 :building_type: LargeOffice :chiller_type: NECB_Default :compute_environment: aws_batch :datapoint_id: b9e5930d-8f7d-424e-97bf-e7e16ad7ebe3 :daylighting_type: NECB_Default :dcv_type: NECB_Default :door_construction_cond: NECB_Default :ecm_system_name: NECB_Default :electrical_loads_scale: NECB_Default :enable_costing: true :epw_file: CAN_YT_Whitehorse.Intl.AP.719640_CWEC2016.epw :erv_package: NECB_Default :ext_floor_cond: NECB_Default :ext_roof_cond: NECB_Default :ext_wall_cond: NECB_Default :fdwr_set: NECB_Default :fixed_wind_solar_trans: NECB_Default :fixed_window_cond: NECB_Default :furnace_eff: NECB_Default :glass_door_cond: NECB_Default :glass_door_solar_trans: NECB_Default :ground_floor_cond: NECB_Default :ground_roof_cond: NECB_Default :ground_wall_cond: NECB_Default :image_name: btap_private_cli :infiltration_scale: NECB_Default :lights_scale: NECB_Default :lights_type: NECB_Default :nv_delta_temp_in_out: NECB_Default :nv_opening_fraction: NECB_Default :nv_temp_out_min: NECB_Default :nv_type: NECB_Default :oa_scale: NECB_Default :occupancy_loads_scale: NECB_Default :output_meters: [] :output_variables: [] :overhead_door_cond: NECB_Default :primary_heating_fuel: Electricity :pv_ground_azimuth_angle: NECB_Default :pv_ground_module_description: NECB_Default :pv_ground_tilt_angle: NECB_Default :pv_ground_total_area_pv_panels_m2: NECB_Default :pv_ground_type: NECB_Default :rotation_degrees: NECB_Default :run_annual_simulation: true :s3_bucket: '834599497928' :scale_x: NECB_Default :scale_y: NECB_Default :scale_z: NECB_Default :shw_eff: NECB_Default :skylight_cond: NECB_Default :skylight_solar_trans: NECB_Default :srr_set: NECB_Default :template: NECB2017 | reference | reference | b9e5930d-8f7d-424e-97bf-e7e16ad7ebe3 | NECB2017 | LargeOffice | Electricity | Electricity | CAN_YT_Whitehorse.Intl.AP.719640_CWEC2016.epw | parametric |  | NECB_Default | NECB_Default | NECB_Default | NECB_Default | NECB_Default | NECB_Default | NECB_Default | NECB_Default | NECB_Default | NECB_Default | NECB_Default | NECB_Default | NECB_Default | NECB_Default | NECB_Default | NECB_Default | NECB_Default | NECB_Default | NECB_Default | NECB_Default | NECB_Default | NECB_Default | NECB_Default | NECB_Default | NECB_Default | NECB_Default | NECB_Default | NECB_Default | NECB_Default | NECB_Default | NECB_Default | NECB_Default | NECB_Default | NECB_Default | NECB_Default | NECB_Default | NECB_Default | NECB_Default | NECB_Default | NECB_Default | NECB_Default | NECB_Default | NECB_Default | NECB_Default | NECB_Default | aws_batch | 834599497928 | btap_private_cli |  | TRUE | TRUE |  |  | 41.0119 | 5.8842 | 23.7289 | 56.1623 | 46320.38 | 15152.6411 | 22.8 | LargeOffice |  |  | 0 | LargeOffice | 12 |  | 13 | NECB2017 | 0.085057 | 178146.0371 | 24.6144 | 20.5073 | 63.2389 | 3.4609 | 222.5357 | 110.7142 | WHITEHORSE | YUKON | 6.0713 | 0 | 0 | 6.0713 | 13.9041 | 0 | 0 | 13.9041 | 0 | 0.0059976 | 0 | 0 | 0.39035 | 0.055935 | 0.0072884 | 0.085424 | 0.09479 | 0.08574 | 0 | 0.010436 | 0.39035 | 0.044392 | 64.0067 | 0 | 22.8 | 0.757 |  | 0.284 |  |  |  | 0.138 | 0.21 | 1.9 |  | 0 | Whitehorse Intl AP | CAN | 5 | 6491 | 60.709 | -135.069 | 7b | 6580 | YT | CAN_YT_Whitehorse.Intl.AP.719640_CWEC2016.epw | 0.39035 | 5.8842 | 41.0119 | 23.1895 | 13.8111 | TRUE | TRUE | FALSE | FALSE | 9.9246 | 17.4435 | 0 | 5.6259 | 0.0025665 | 2056.25 | 0 | 2192.0411 | 25.4096 | 0.011592 | 9287.2 | 0.00034261 | 0.39035 | 48.67 | 33.67 | 8.83 | 8.83 |  | https://s3.console.aws.amazon.com/s3/buckets/834599497928?region=ca-central-1&prefix=phylroy.lopez/reference/reference/output/b9e5930d-8f7d-424e-97bf-e7e16ad7ebe3/ | 1.0.002
311 |  | TRUE | 267 | 0 | 0 | 727.7701 |  |  |  | 0.1 | 2021-09-22 20:07:23 +0000 | 438c2ebff | 0.2.14 | :adv_dx_units: NECB_Default :airloop_economizer_type: NECB_Default :algorithm_type: parametric :analysis_id: reference :analysis_name: reference :boiler_eff: NECB_Default :btap_batch_version: 1.0.002 :building_type: LargeOffice :chiller_type: NECB_Default :compute_environment: aws_batch :datapoint_id: ab33c1a6-4cde-40e8-96a1-5202b1e2b976 :daylighting_type: NECB_Default :dcv_type: NECB_Default :door_construction_cond: NECB_Default :ecm_system_name: NECB_Default :electrical_loads_scale: NECB_Default :enable_costing: true :epw_file: CAN_ON_Toronto.Pearson.Intl.AP.716240_CWEC2016.epw :erv_package: NECB_Default :ext_floor_cond: NECB_Default :ext_roof_cond: NECB_Default :ext_wall_cond: NECB_Default :fdwr_set: NECB_Default :fixed_wind_solar_trans: NECB_Default :fixed_window_cond: NECB_Default :furnace_eff: NECB_Default :glass_door_cond: NECB_Default :glass_door_solar_trans: NECB_Default :ground_floor_cond: NECB_Default :ground_roof_cond: NECB_Default :ground_wall_cond: NECB_Default :image_name: btap_private_cli :infiltration_scale: NECB_Default :lights_scale: NECB_Default :lights_type: NECB_Default :nv_delta_temp_in_out: NECB_Default :nv_opening_fraction: NECB_Default :nv_temp_out_min: NECB_Default :nv_type: NECB_Default :oa_scale: NECB_Default :occupancy_loads_scale: NECB_Default :output_meters: [] :output_variables: [] :overhead_door_cond: NECB_Default :primary_heating_fuel: Electricity :pv_ground_azimuth_angle: NECB_Default :pv_ground_module_description: NECB_Default :pv_ground_tilt_angle: NECB_Default :pv_ground_total_area_pv_panels_m2: NECB_Default :pv_ground_type: NECB_Default :rotation_degrees: NECB_Default :run_annual_simulation: true :s3_bucket: '834599497928' :scale_x: NECB_Default :scale_y: NECB_Default :scale_z: NECB_Default :shw_eff: NECB_Default :skylight_cond: NECB_Default :skylight_solar_trans: NECB_Default :srr_set: NECB_Default :template: NECB2017 | reference | reference | ab33c1a6-4cde-40e8-96a1-5202b1e2b976 | NECB2017 | LargeOffice | Electricity | Electricity | CAN_ON_Toronto.Pearson.Intl.AP.716240_CWEC2016.epw | parametric |  | NECB_Default | NECB_Default | NECB_Default | NECB_Default | NECB_Default | NECB_Default | NECB_Default | NECB_Default | NECB_Default | NECB_Default | NECB_Default | NECB_Default | NECB_Default | NECB_Default | NECB_Default | NECB_Default | NECB_Default | NECB_Default | NECB_Default | NECB_Default | NECB_Default | NECB_Default | NECB_Default | NECB_Default | NECB_Default | NECB_Default | NECB_Default | NECB_Default | NECB_Default | NECB_Default | NECB_Default | NECB_Default | NECB_Default | NECB_Default | NECB_Default | NECB_Default | NECB_Default | NECB_Default | NECB_Default | NECB_Default | NECB_Default | NECB_Default | NECB_Default | NECB_Default | NECB_Default | aws_batch | 834599497928 | btap_private_cli |  | TRUE | TRUE |  |  | 36.903 | 10.677 | 16.9693 | 57.4153 | 46320.38 | 15152.6411 | 40 | LargeOffice |  |  | 0 | LargeOffice | 12 |  | 13 | NECB2017 | 0.085057 | 178146.0371 | 32.5405 | 29.4989 | 71.3348 | 3.521 | 269.028 | 132.1327 | TORONTO | ONTARIO | 2.2215 | 0 | 0 | 2.2215 | 17.7981 | 0 | 0 | 17.7981 | 0 | 0.027435 | 0 | 0 | 0.39996 | 0.065669 | 0.010553 | 0.06109 | 0.09479 | 0.08574 | 0 | 0.015027 | 0.39996 | 0.037475 | 59.4277 | 0 | 40 | 0.757 |  | 0.379 |  |  |  | 0.156 | 0.278 | 1.9 |  | 0 | Toronto Pearson Intl AP | CAN | 382 | 3615 | 43.677 | -79.631 | 5 | 3890 | ON | CAN_ON_Toronto.Pearson.Intl.AP.716240_CWEC2016.epw | 0.39996 | 10.677 | 36.903 | 22.5303 | 20.4057 | TRUE | TRUE | TRUE | FALSE | 14.384 | 8.9515 | 0 | 4.7492 | 0.0021666 | 1735.84 | 0 | 2192.0411 | 25.4096 | 0.011592 | 9287.2 | 0.0021798 | 0.39996 | 227 | 207.33 | 4.67 | 4.67 |  | https://s3.console.aws.amazon.com/s3/buckets/834599497928?region=ca-central-1&prefix=phylroy.lopez/reference/reference/output/ab33c1a6-4cde-40e8-96a1-5202b1e2b976/ | 1.0.002
312 |  | TRUE | 276 | 0 | 0 | 728.4472 |  |  |  | 0.1 | 2021-09-22 20:07:20 +0000 | 438c2ebff | 0.2.14 | :adv_dx_units: NECB_Default :airloop_economizer_type: NECB_Default :algorithm_type: parametric :analysis_id: reference :analysis_name: reference :boiler_eff: NECB_Default :btap_batch_version: 1.0.002 :building_type: LargeOffice :chiller_type: NECB_Default :compute_environment: aws_batch :datapoint_id: 29f0daa5-5a18-4901-9dd4-478aea0eb14e :daylighting_type: NECB_Default :dcv_type: NECB_Default :door_construction_cond: NECB_Default :ecm_system_name: NECB_Default :electrical_loads_scale: NECB_Default :enable_costing: true :epw_file: CAN_NS_Halifax.Dockyard.713280_CWEC2016.epw :erv_package: NECB_Default :ext_floor_cond: NECB_Default :ext_roof_cond: NECB_Default :ext_wall_cond: NECB_Default :fdwr_set: NECB_Default :fixed_wind_solar_trans: NECB_Default :fixed_window_cond: NECB_Default :furnace_eff: NECB_Default :glass_door_cond: NECB_Default :glass_door_solar_trans: NECB_Default :ground_floor_cond: NECB_Default :ground_roof_cond: NECB_Default :ground_wall_cond: NECB_Default :image_name: btap_private_cli :infiltration_scale: NECB_Default :lights_scale: NECB_Default :lights_type: NECB_Default :nv_delta_temp_in_out: NECB_Default :nv_opening_fraction: NECB_Default :nv_temp_out_min: NECB_Default :nv_type: NECB_Default :oa_scale: NECB_Default :occupancy_loads_scale: NECB_Default :output_meters: [] :output_variables: [] :overhead_door_cond: NECB_Default :primary_heating_fuel: Electricity :pv_ground_azimuth_angle: NECB_Default :pv_ground_module_description: NECB_Default :pv_ground_tilt_angle: NECB_Default :pv_ground_total_area_pv_panels_m2: NECB_Default :pv_ground_type: NECB_Default :rotation_degrees: NECB_Default :run_annual_simulation: true :s3_bucket: '834599497928' :scale_x: NECB_Default :scale_y: NECB_Default :scale_z: NECB_Default :shw_eff: NECB_Default :skylight_cond: NECB_Default :skylight_solar_trans: NECB_Default :srr_set: NECB_Default :template: NECB2017 | reference | reference | 29f0daa5-5a18-4901-9dd4-478aea0eb14e | NECB2017 | LargeOffice | Electricity | Electricity | CAN_NS_Halifax.Dockyard.713280_CWEC2016.epw | parametric |  | NECB_Default | NECB_Default | NECB_Default | NECB_Default | NECB_Default | NECB_Default | NECB_Default | NECB_Default | NECB_Default | NECB_Default | NECB_Default | NECB_Default | NECB_Default | NECB_Default | NECB_Default | NECB_Default | NECB_Default | NECB_Default | NECB_Default | NECB_Default | NECB_Default | NECB_Default | NECB_Default | NECB_Default | NECB_Default | NECB_Default | NECB_Default | NECB_Default | NECB_Default | NECB_Default | NECB_Default | NECB_Default | NECB_Default | NECB_Default | NECB_Default | NECB_Default | NECB_Default | NECB_Default | NECB_Default | NECB_Default | NECB_Default | NECB_Default | NECB_Default | NECB_Default | NECB_Default | aws_batch | 834599497928 | btap_private_cli |  | TRUE | TRUE |  |  | 24.092 | 8.3433 | 14.4558 | 51.4647 | 46320.38 | 15152.6411 | 40 | LargeOffice |  |  | 0 | LargeOffice | 12 |  | 13 | NECB2017 | 0.085057 | 178146.0371 | 28.3364 | 24.2777 | 68.9799 | 3.4967 | 246.0153 | 120.9246 | HALIFAX | NOVA SCOTIA | 75.6501 | 0 | 0 | 75.6501 | 14.8364 | 0 | 0 | 14.8364 | 0 | 0.018801 | 0 | 0 | 0.37306 | 0.06487 | 0.0059354 | 0.052041 | 0.09479 | 0.08574 | 0 | 0.011416 | 0.37306 | 0.038144 | 47.8138 | 0 | 40 | 0.757 |  | 0.284 |  |  |  | 0.156 | 0.247 | 1.9 |  | 0 | Halifax Dockyard | CAN | 112 | 3647 | 44.655 | -63.577 | 6 | 4000 | NS | CAN_NS_Halifax.Dockyard.713280_CWEC2016.epw | 0.37305 | 8.3433 | 24.092 | 21.2209 | 21.4838 | TRUE | TRUE | TRUE | FALSE | 9.8393 | 8.0141 | 0 | 4.834 | 0.0022053 | 1766.83 | 0 | 2192.0411 | 25.4096 | 0.011592 | 9287.2 | 0.0013163 | 0.37306 | 62.83 | 45.17 | 1.67 | 1.67 |  | https://s3.console.aws.amazon.com/s3/buckets/834599497928?region=ca-central-1&prefix=phylroy.lopez/reference/reference/output/29f0daa5-5a18-4901-9dd4-478aea0eb14e/ | 1.0.002
313 |  | TRUE | 83 | 0 | 0 | 126.3483 |  |  |  | 0.1 | 2021-09-22 20:07:22 +0000 | 438c2ebff | 0.2.14 | :adv_dx_units: NECB_Default :airloop_economizer_type: NECB_Default :algorithm_type: parametric :analysis_id: reference :analysis_name: reference :boiler_eff: NECB_Default :btap_batch_version: 1.0.002 :building_type: RetailStandalone :chiller_type: NECB_Default :compute_environment: aws_batch :datapoint_id: 57f3c767-071f-432f-a7d7-630297d35d62 :daylighting_type: NECB_Default :dcv_type: NECB_Default :door_construction_cond: NECB_Default :ecm_system_name: NECB_Default :electrical_loads_scale: NECB_Default :enable_costing: true :epw_file: CAN_YT_Whitehorse.Intl.AP.719640_CWEC2016.epw :erv_package: NECB_Default :ext_floor_cond: NECB_Default :ext_roof_cond: NECB_Default :ext_wall_cond: NECB_Default :fdwr_set: NECB_Default :fixed_wind_solar_trans: NECB_Default :fixed_window_cond: NECB_Default :furnace_eff: NECB_Default :glass_door_cond: NECB_Default :glass_door_solar_trans: NECB_Default :ground_floor_cond: NECB_Default :ground_roof_cond: NECB_Default :ground_wall_cond: NECB_Default :image_name: btap_private_cli :infiltration_scale: NECB_Default :lights_scale: NECB_Default :lights_type: NECB_Default :nv_delta_temp_in_out: NECB_Default :nv_opening_fraction: NECB_Default :nv_temp_out_min: NECB_Default :nv_type: NECB_Default :oa_scale: NECB_Default :occupancy_loads_scale: NECB_Default :output_meters: [] :output_variables: [] :overhead_door_cond: NECB_Default :primary_heating_fuel: NaturalGas :pv_ground_azimuth_angle: NECB_Default :pv_ground_module_description: NECB_Default :pv_ground_tilt_angle: NECB_Default :pv_ground_total_area_pv_panels_m2: NECB_Default :pv_ground_type: NECB_Default :rotation_degrees: NECB_Default :run_annual_simulation: true :s3_bucket: '834599497928' :scale_x: NECB_Default :scale_y: NECB_Default :scale_z: NECB_Default :shw_eff: NECB_Default :skylight_cond: NECB_Default :skylight_solar_trans: NECB_Default :srr_set: NECB_Default :template: BTAP1980TO2010 | reference | reference | 57f3c767-071f-432f-a7d7-630297d35d62 | BTAP1980TO2010 | RetailStandalone | NaturalGas | Natural Gas | CAN_YT_Whitehorse.Intl.AP.719640_CWEC2016.epw | parametric |  | NECB_Default | NECB_Default | NECB_Default | NECB_Default | NECB_Default | NECB_Default | NECB_Default | NECB_Default | NECB_Default | NECB_Default | NECB_Default | NECB_Default | NECB_Default | NECB_Default | NECB_Default | NECB_Default | NECB_Default | NECB_Default | NECB_Default | NECB_Default | NECB_Default | NECB_Default | NECB_Default | NECB_Default | NECB_Default | NECB_Default | NECB_Default | NECB_Default | NECB_Default | NECB_Default | NECB_Default | NECB_Default | NECB_Default | NECB_Default | NECB_Default | NECB_Default | NECB_Default | NECB_Default | NECB_Default | NECB_Default | NECB_Default | NECB_Default | NECB_Default | NECB_Default | NECB_Default | aws_batch | 834599497928 | btap_private_cli |  | TRUE | TRUE |  |  | 177.5608 | 15.5414 | 184.3464 | 291.6764 | 2293.99 | 3471.0086 | 7.1 | RetailStandalone |  |  | 1 | RetailStandalone | 1 |  | 1 | BTAP1980TO2010 | 0.24821 | 13984.1807 | 0.28804 | 39.9162 | 98.0372 | 4.6202 | 277.7772 | 134.9156 | WHITEHORSE | YUKON | 6.0034 | 45.7002 | 0 | 51.7035 | 13.7485 | 8.3299 | 0 | 22.0785 | 0 | 0.012415 | 0 | 0 | 0.38598 | 0.11514 | 0 | 0.89944 | 0.030964 | 0.22339 | 0.9184 | 0.0040759 | 1.3044 | 0.018963 | 38.7565 | 178.3149 | 7.1 | 0.678 | [5 empty] | 0.227 | 0.346 | 2.95 | 2.95 | 1 | Whitehorse Intl AP | CAN | 5 | 6491 | 60.709 | -135.069 | 7b | 6580 | YT | CAN_YT_Whitehorse.Intl.AP.719640_CWEC2016.epw | 1.3044 | 15.5414 | 177.5608 | 7.2462 | 13.2747 | TRUE | FALSE | FALSE | FALSE | 4.867 | 16.4116 | 0 | 0 | 0 | 0 | 43.5 | 68.4695 | 0.41833 | 0.0061097 | 152.9 | 0 | 1.3044 | 37.67 | 37.67 | 72 | 64.17 |  | https://s3.console.aws.amazon.com/s3/buckets/834599497928?region=ca-central-1&prefix=phylroy.lopez/reference/reference/output/57f3c767-071f-432f-a7d7-630297d35d62/ | 1.0.002
314 |  | TRUE | 409 | 720 | 0 | 762.6383 |  |  |  | 0.1 | 2021-09-22 20:06:57 +0000 | 438c2ebff | 0.2.14 | :adv_dx_units: NECB_Default :airloop_economizer_type: NECB_Default :algorithm_type: parametric :analysis_id: reference :analysis_name: reference :boiler_eff: NECB_Default :btap_batch_version: 1.0.002 :building_type: SecondarySchool :chiller_type: NECB_Default :compute_environment: aws_batch :datapoint_id: 6a11d781-a6d8-45c4-ba2d-8c8004597262 :daylighting_type: NECB_Default :dcv_type: NECB_Default :door_construction_cond: NECB_Default :ecm_system_name: NECB_Default :electrical_loads_scale: NECB_Default :enable_costing: true :epw_file: CAN_QC_Montreal-Trudeau.Intl.AP.716270_CWEC2016.epw :erv_package: NECB_Default :ext_floor_cond: NECB_Default :ext_roof_cond: NECB_Default :ext_wall_cond: NECB_Default :fdwr_set: NECB_Default :fixed_wind_solar_trans: NECB_Default :fixed_window_cond: NECB_Default :furnace_eff: NECB_Default :glass_door_cond: NECB_Default :glass_door_solar_trans: NECB_Default :ground_floor_cond: NECB_Default :ground_roof_cond: NECB_Default :ground_wall_cond: NECB_Default :image_name: btap_private_cli :infiltration_scale: NECB_Default :lights_scale: NECB_Default :lights_type: NECB_Default :nv_delta_temp_in_out: NECB_Default :nv_opening_fraction: NECB_Default :nv_temp_out_min: NECB_Default :nv_type: NECB_Default :oa_scale: NECB_Default :occupancy_loads_scale: NECB_Default :output_meters: [] :output_variables: [] :overhead_door_cond: NECB_Default :primary_heating_fuel: Electricity :pv_ground_azimuth_angle: NECB_Default :pv_ground_module_description: NECB_Default :pv_ground_tilt_angle: NECB_Default :pv_ground_total_area_pv_panels_m2: NECB_Default :pv_ground_type: NECB_Default :rotation_degrees: NECB_Default :run_annual_simulation: true :s3_bucket: '834599497928' :scale_x: NECB_Default :scale_y: NECB_Default :scale_z: NECB_Default :shw_eff: NECB_Default :skylight_cond: NECB_Default :skylight_solar_trans: NECB_Default :srr_set: NECB_Default :template: BTAPPRE1980 | reference | reference | 6a11d781-a6d8-45c4-ba2d-8c8004597262 | BTAPPRE1980 | SecondarySchool | Electricity | Electricity | CAN_QC_Montreal-Trudeau.Intl.AP.716270_CWEC2016.epw | parametric |  | NECB_Default | NECB_Default | NECB_Default | NECB_Default | NECB_Default | NECB_Default | NECB_Default | NECB_Default | NECB_Default | NECB_Default | NECB_Default | NECB_Default | NECB_Default | NECB_Default | NECB_Default | NECB_Default | NECB_Default | NECB_Default | NECB_Default | NECB_Default | NECB_Default | NECB_Default | NECB_Default | NECB_Default | NECB_Default | NECB_Default | NECB_Default | NECB_Default | NECB_Default | NECB_Default | NECB_Default | NECB_Default | NECB_Default | NECB_Default | NECB_Default | NECB_Default | NECB_Default | NECB_Default | NECB_Default | NECB_Default | NECB_Default | NECB_Default | NECB_Default | NECB_Default | NECB_Default | aws_batch | 834599497928 | btap_private_cli |  | TRUE | TRUE |  |  | 235.0802 | 37.6287 | 247.6887 | 322.7039 | 19592 | 17870 | 35 | SecondarySchool |  |  | 1.1 | SecondarySchool | 2 |  | 2 | BTAPPRE1980 | 0.18768 | 95216 | 0.89569 | 13.8244 | 69.797 | 8.0847 | 307.2902 | 214.6884 | MONTREAL | QUEBEC | 0.5198 | 0 | 0 | 0.5198 | 33.1056 | 0 | 0 | 33.1056 | 0 | 0.048852 | 0 | 0 | 1.3376 | 0.13585 | 0 | 0.89168 | 0.035323 | 0.14054 | 0 | 0.0031258 | 1.3376 | 0.082225 | 257.0933 | 0 | 35 | 0.678 | [5 empty] | 0.267 | 0.823 | 2.95 | 2.95 | 1.1 | Montreal-Trudeau Intl AP | CAN | 323 | 4090 | 45.471 | -73.741 | 6 | 4400 | QC | CAN_QC_Montreal-Trudeau.Intl.AP.716270_CWEC2016.epw | 1.3376 | 37.6287 | 235.0802 | 13.0892 | 18.5707 | FALSE | FALSE | FALSE | FALSE | 14.54 | 16.6482 | 0 | 4.4076 | 0.001108 | 1610.96 | 0 | 3977.9874 | 22.542 | 0.0056667 | 8239.09 | 0 | 1.3376 | 1279.17 | 1255.17 | 5.83 | 5.83 |  | https://s3.console.aws.amazon.com/s3/buckets/834599497928?region=ca-central-1&prefix=phylroy.lopez/reference/reference/output/6a11d781-a6d8-45c4-ba2d-8c8004597262/ | 1.0.002
315 |  | TRUE | 407 | 720 | 0 | 765.2588 |  |  |  | 0.1 | 2021-09-22 20:07:00 +0000 | 438c2ebff | 0.2.14 | :adv_dx_units: NECB_Default :airloop_economizer_type: NECB_Default :algorithm_type: parametric :analysis_id: reference :analysis_name: reference :boiler_eff: NECB_Default :btap_batch_version: 1.0.002 :building_type: SecondarySchool :chiller_type: NECB_Default :compute_environment: aws_batch :datapoint_id: a969bad0-71bd-4f79-b09d-c372ae15a8ec :daylighting_type: NECB_Default :dcv_type: NECB_Default :door_construction_cond: NECB_Default :ecm_system_name: NECB_Default :electrical_loads_scale: NECB_Default :enable_costing: true :epw_file: CAN_ON_Toronto.Pearson.Intl.AP.716240_CWEC2016.epw :erv_package: NECB_Default :ext_floor_cond: NECB_Default :ext_roof_cond: NECB_Default :ext_wall_cond: NECB_Default :fdwr_set: NECB_Default :fixed_wind_solar_trans: NECB_Default :fixed_window_cond: NECB_Default :furnace_eff: NECB_Default :glass_door_cond: NECB_Default :glass_door_solar_trans: NECB_Default :ground_floor_cond: NECB_Default :ground_roof_cond: NECB_Default :ground_wall_cond: NECB_Default :image_name: btap_private_cli :infiltration_scale: NECB_Default :lights_scale: NECB_Default :lights_type: NECB_Default :nv_delta_temp_in_out: NECB_Default :nv_opening_fraction: NECB_Default :nv_temp_out_min: NECB_Default :nv_type: NECB_Default :oa_scale: NECB_Default :occupancy_loads_scale: NECB_Default :output_meters: [] :output_variables: [] :overhead_door_cond: NECB_Default :primary_heating_fuel: Electricity :pv_ground_azimuth_angle: NECB_Default :pv_ground_module_description: NECB_Default :pv_ground_tilt_angle: NECB_Default :pv_ground_total_area_pv_panels_m2: NECB_Default :pv_ground_type: NECB_Default :rotation_degrees: NECB_Default :run_annual_simulation: true :s3_bucket: '834599497928' :scale_x: NECB_Default :scale_y: NECB_Default :scale_z: NECB_Default :shw_eff: NECB_Default :skylight_cond: NECB_Default :skylight_solar_trans: NECB_Default :srr_set: NECB_Default :template: BTAPPRE1980 | reference | reference | a969bad0-71bd-4f79-b09d-c372ae15a8ec | BTAPPRE1980 | SecondarySchool | Electricity | Electricity | CAN_ON_Toronto.Pearson.Intl.AP.716240_CWEC2016.epw | parametric |  | NECB_Default | NECB_Default | NECB_Default | NECB_Default | NECB_Default | NECB_Default | NECB_Default | NECB_Default | NECB_Default | NECB_Default | NECB_Default | NECB_Default | NECB_Default | NECB_Default | NECB_Default | NECB_Default | NECB_Default | NECB_Default | NECB_Default | NECB_Default | NECB_Default | NECB_Default | NECB_Default | NECB_Default | NECB_Default | NECB_Default | NECB_Default | NECB_Default | NECB_Default | NECB_Default | NECB_Default | NECB_Default | NECB_Default | NECB_Default | NECB_Default | NECB_Default | NECB_Default | NECB_Default | NECB_Default | NECB_Default | NECB_Default | NECB_Default | NECB_Default | NECB_Default | NECB_Default | aws_batch | 834599497928 | btap_private_cli |  | TRUE | TRUE |  |  | 218.5907 | 38.7424 | 217.1455 | 293.6764 | 19592 | 17870 | 35 | SecondarySchool |  |  | 1.1 | SecondarySchool | 2 |  | 2 | BTAPPRE1980 | 0.18768 | 95216 | 1.0665 | 15.8494 | 77.0975 | 8.1469 | 324.935 | 222.7748 | TORONTO | ONTARIO | 6.8489 | 0 | 0 | 6.8489 | 54.873 | 0 | 0 | 54.873 | 0 | 0.055051 | 0 | 0 | 1.2331 | 0.13768 | 0 | 0.78172 | 0.035323 | 0.14054 | 0 | 0.0031258 | 1.2331 | 0.079658 | 241.9217 | 0 | 35 | 0.678 | [5 empty] | 0.296 | 0.9 | 3.35 | 3.35 | 1.1 | Toronto Pearson Intl AP | CAN | 382 | 3615 | 43.677 | -79.631 | 5 | 3890 | ON | CAN_ON_Toronto.Pearson.Intl.AP.716240_CWEC2016.epw | 1.2331 | 38.7424 | 218.5907 | 14.0097 | 16.7378 | FALSE | FALSE | FALSE | FALSE | 14.9755 | 11.2023 | 0 | 4.2699 | 0.0010734 | 1560.65 | 0 | 3977.9874 | 22.542 | 0.0056667 | 8239.09 | 0 | 1.2331 | 1352.17 | 1329.67 | 3.17 | 3.17 |  | https://s3.console.aws.amazon.com/s3/buckets/834599497928?region=ca-central-1&prefix=phylroy.lopez/reference/reference/output/a969bad0-71bd-4f79-b09d-c372ae15a8ec/ | 1.0.002
316 |  | TRUE | 403 | 768 | 0 | 768.7554 |  |  |  | 0.1 | 2021-09-22 20:07:18 +0000 | 438c2ebff | 0.2.14 | :adv_dx_units: NECB_Default :airloop_economizer_type: NECB_Default :algorithm_type: parametric :analysis_id: reference :analysis_name: reference :boiler_eff: NECB_Default :btap_batch_version: 1.0.002 :building_type: SecondarySchool :chiller_type: NECB_Default :compute_environment: aws_batch :datapoint_id: 1c6597e0-96b9-4533-84d9-7c70c2ee790b :daylighting_type: NECB_Default :dcv_type: NECB_Default :door_construction_cond: NECB_Default :ecm_system_name: NECB_Default :electrical_loads_scale: NECB_Default :enable_costing: true :epw_file: CAN_AB_Edmonton.Intl.AP.711230_CWEC2016.epw :erv_package: NECB_Default :ext_floor_cond: NECB_Default :ext_roof_cond: NECB_Default :ext_wall_cond: NECB_Default :fdwr_set: NECB_Default :fixed_wind_solar_trans: NECB_Default :fixed_window_cond: NECB_Default :furnace_eff: NECB_Default :glass_door_cond: NECB_Default :glass_door_solar_trans: NECB_Default :ground_floor_cond: NECB_Default :ground_roof_cond: NECB_Default :ground_wall_cond: NECB_Default :image_name: btap_private_cli :infiltration_scale: NECB_Default :lights_scale: NECB_Default :lights_type: NECB_Default :nv_delta_temp_in_out: NECB_Default :nv_opening_fraction: NECB_Default :nv_temp_out_min: NECB_Default :nv_type: NECB_Default :oa_scale: NECB_Default :occupancy_loads_scale: NECB_Default :output_meters: [] :output_variables: [] :overhead_door_cond: NECB_Default :primary_heating_fuel: Electricity :pv_ground_azimuth_angle: NECB_Default :pv_ground_module_description: NECB_Default :pv_ground_tilt_angle: NECB_Default :pv_ground_total_area_pv_panels_m2: NECB_Default :pv_ground_type: NECB_Default :rotation_degrees: NECB_Default :run_annual_simulation: true :s3_bucket: '834599497928' :scale_x: NECB_Default :scale_y: NECB_Default :scale_z: NECB_Default :shw_eff: NECB_Default :skylight_cond: NECB_Default :skylight_solar_trans: NECB_Default :srr_set: NECB_Default :template: NECB2011 | reference | reference | 1c6597e0-96b9-4533-84d9-7c70c2ee790b | NECB2011 | SecondarySchool | Electricity | Electricity | CAN_AB_Edmonton.Intl.AP.711230_CWEC2016.epw | parametric |  | NECB_Default | NECB_Default | NECB_Default | NECB_Default | NECB_Default | NECB_Default | NECB_Default | NECB_Default | NECB_Default | NECB_Default | NECB_Default | NECB_Default | NECB_Default | NECB_Default | NECB_Default | NECB_Default | NECB_Default | NECB_Default | NECB_Default | NECB_Default | NECB_Default | NECB_Default | NECB_Default | NECB_Default | NECB_Default | NECB_Default | NECB_Default | NECB_Default | NECB_Default | NECB_Default | NECB_Default | NECB_Default | NECB_Default | NECB_Default | NECB_Default | NECB_Default | NECB_Default | NECB_Default | NECB_Default | NECB_Default | NECB_Default | NECB_Default | NECB_Default | NECB_Default | NECB_Default | aws_batch | 834599497928 | btap_private_cli |  | TRUE | TRUE |  |  | 172.4978 | 23.8283 | 195.826 | 259.9716 | 19592 | 17870 | 32.5 | SecondarySchool |  |  | 5 | SecondarySchool | 2 |  | 2 | NECB2011 | 0.18768 | 95216 | 138.2018 | 9.4726 | 76.0525 | 8.1071 | 459.2163 | 227.3824 | EDMONTON | ALBERTA | 243.985 | 0 | 0 | 243.985 | 23.1247 | 0 | 0 | 23.1247 | 0 | 0.021351 | 0 | 0 | 1.1118 | 0.11557 | 0 | 0.70497 | 0.035323 | 0.14054 | 0 | 0.0031258 | 1.1118 | 0.090881 | 199.4917 | 0 | 32.5 | 0.757 | [5 empty] | 0.162 | 0.21 | 2.2 | 2.2 | 5 | Edmonton Intl AP | CAN | 23 | 5588 | 53.31 | -113.579 | 7a | 5120 | AB | CAN_AB_Edmonton.Intl.AP.711230_CWEC2016.epw | 1.1118 | 23.8283 | 172.4978 | 11.2321 | 16.212 | TRUE | FALSE | FALSE | FALSE | 12.509 | 19.4032 | 0 | 4.8715 | 0.0012246 | 1780.54 | 0 | 3977.9874 | 22.542 | 0.0056667 | 8239.09 | 0 | 1.1118 | 495.83 | 482.67 | 17 | 17 |  | https://s3.console.aws.amazon.com/s3/buckets/834599497928?region=ca-central-1&prefix=phylroy.lopez/reference/reference/output/1c6597e0-96b9-4533-84d9-7c70c2ee790b/ | 1.0.002
317 |  | TRUE | 251 | 400 | 0 | 773.3096 |  |  |  | 0.1 | 2021-09-22 20:07:19 +0000 | 438c2ebff | 0.2.14 | :adv_dx_units: NECB_Default :airloop_economizer_type: NECB_Default :algorithm_type: parametric :analysis_id: reference :analysis_name: reference :boiler_eff: NECB_Default :btap_batch_version: 1.0.002 :building_type: PrimarySchool :chiller_type: NECB_Default :compute_environment: aws_batch :datapoint_id: 90c4d18f-614b-4a90-97fe-cb9bca88dd8c :daylighting_type: NECB_Default :dcv_type: NECB_Default :door_construction_cond: NECB_Default :ecm_system_name: NECB_Default :electrical_loads_scale: NECB_Default :enable_costing: true :epw_file: CAN_AB_Calgary.Intl.AP.718770_CWEC2016.epw :erv_package: NECB_Default :ext_floor_cond: NECB_Default :ext_roof_cond: NECB_Default :ext_wall_cond: NECB_Default :fdwr_set: NECB_Default :fixed_wind_solar_trans: NECB_Default :fixed_window_cond: NECB_Default :furnace_eff: NECB_Default :glass_door_cond: NECB_Default :glass_door_solar_trans: NECB_Default :ground_floor_cond: NECB_Default :ground_roof_cond: NECB_Default :ground_wall_cond: NECB_Default :image_name: btap_private_cli :infiltration_scale: NECB_Default :lights_scale: NECB_Default :lights_type: NECB_Default :nv_delta_temp_in_out: NECB_Default :nv_opening_fraction: NECB_Default :nv_temp_out_min: NECB_Default :nv_type: NECB_Default :oa_scale: NECB_Default :occupancy_loads_scale: NECB_Default :output_meters: [] :output_variables: [] :overhead_door_cond: NECB_Default :primary_heating_fuel: NaturalGas :pv_ground_azimuth_angle: NECB_Default :pv_ground_module_description: NECB_Default :pv_ground_tilt_angle: NECB_Default :pv_ground_total_area_pv_panels_m2: NECB_Default :pv_ground_type: NECB_Default :rotation_degrees: NECB_Default :run_annual_simulation: true :s3_bucket: '834599497928' :scale_x: NECB_Default :scale_y: NECB_Default :scale_z: NECB_Default :shw_eff: NECB_Default :skylight_cond: NECB_Default :skylight_solar_trans: NECB_Default :srr_set: NECB_Default :template: BTAPPRE1980 | reference | reference | 90c4d18f-614b-4a90-97fe-cb9bca88dd8c | BTAPPRE1980 | PrimarySchool | NaturalGas | Natural Gas | CAN_AB_Calgary.Intl.AP.718770_CWEC2016.epw | parametric |  | NECB_Default | NECB_Default | NECB_Default | NECB_Default | NECB_Default | NECB_Default | NECB_Default | NECB_Default | NECB_Default | NECB_Default | NECB_Default | NECB_Default | NECB_Default | NECB_Default | NECB_Default | NECB_Default | NECB_Default | NECB_Default | NECB_Default | NECB_Default | NECB_Default | NECB_Default | NECB_Default | NECB_Default | NECB_Default | NECB_Default | NECB_Default | NECB_Default | NECB_Default | NECB_Default | NECB_Default | NECB_Default | NECB_Default | NECB_Default | NECB_Default | NECB_Default | NECB_Default | NECB_Default | NECB_Default | NECB_Default | NECB_Default | NECB_Default | NECB_Default | NECB_Default | NECB_Default | aws_batch | 834599497928 | btap_private_cli |  | TRUE | TRUE |  |  | 289.5523 | 25.8478 | 227.2191 | 384.9351 | 6871 | 9383 | 35 | PrimarySchool |  |  | 0 | PrimarySchool | 1 |  | 1 | BTAPPRE1980 | 0.3414 | 27484 | 1.047 | 43.1114 | 66.5456 | 3.8937 | 293.9529 | 179.3552 | CALGARY | ALBERTA | 72.1355 | 62.14 | 0 | 134.2755 | 6.8369 | 4.4331 | 0 | 11.2701 | 0 | 0.023605 | 0 | 0 | 0.3287 | 0.13012 | 0 | 1.1372 | 0.042586 | 0.13178 | 1.2314 | 0.00061709 | 1.5601 | 0.094219 | 47.9825 | 295.0715 | 35 | 0.678 | [5 empty] | 0.227 | 0.772 | 2.95 |  | 0 | Calgary Intl AP | CAN | 64 | 4781 | 51.114 | -114.02 | 7a | 5000 | AB | CAN_AB_Calgary.Intl.AP.718770_CWEC2016.epw | 1.5601 | 25.8478 | 289.5523 | 6.7111 | 17.5379 | TRUE | FALSE | FALSE | FALSE | 12.1569 | 17.2036 | 0 | 0 | 0 | 0 | 647.38 | 1805.5007 | 6.4868 | 0.0035928 | 2370.94 | 0 | 1.5601 | 1036.83 | 1033 | 19.33 | 19.33 |  | https://s3.console.aws.amazon.com/s3/buckets/834599497928?region=ca-central-1&prefix=phylroy.lopez/reference/reference/output/90c4d18f-614b-4a90-97fe-cb9bca88dd8c/ | 1.0.002
318 |  | TRUE | 247 | 400 | 0 | 774.0786 |  |  |  | 0.1 | 2021-09-22 20:07:16 +0000 | 438c2ebff | 0.2.14 | :adv_dx_units: NECB_Default :airloop_economizer_type: NECB_Default :algorithm_type: parametric :analysis_id: reference :analysis_name: reference :boiler_eff: NECB_Default :btap_batch_version: 1.0.002 :building_type: PrimarySchool :chiller_type: NECB_Default :compute_environment: aws_batch :datapoint_id: 7e19dc37-f0e4-4a0c-b1d2-507496cd93a8 :daylighting_type: NECB_Default :dcv_type: NECB_Default :door_construction_cond: NECB_Default :ecm_system_name: NECB_Default :electrical_loads_scale: NECB_Default :enable_costing: true :epw_file: CAN_YT_Whitehorse.Intl.AP.719640_CWEC2016.epw :erv_package: NECB_Default :ext_floor_cond: NECB_Default :ext_roof_cond: NECB_Default :ext_wall_cond: NECB_Default :fdwr_set: NECB_Default :fixed_wind_solar_trans: NECB_Default :fixed_window_cond: NECB_Default :furnace_eff: NECB_Default :glass_door_cond: NECB_Default :glass_door_solar_trans: NECB_Default :ground_floor_cond: NECB_Default :ground_roof_cond: NECB_Default :ground_wall_cond: NECB_Default :image_name: btap_private_cli :infiltration_scale: NECB_Default :lights_scale: NECB_Default :lights_type: NECB_Default :nv_delta_temp_in_out: NECB_Default :nv_opening_fraction: NECB_Default :nv_temp_out_min: NECB_Default :nv_type: NECB_Default :oa_scale: NECB_Default :occupancy_loads_scale: NECB_Default :output_meters: [] :output_variables: [] :overhead_door_cond: NECB_Default :primary_heating_fuel: NaturalGas :pv_ground_azimuth_angle: NECB_Default :pv_ground_module_description: NECB_Default :pv_ground_tilt_angle: NECB_Default :pv_ground_total_area_pv_panels_m2: NECB_Default :pv_ground_type: NECB_Default :rotation_degrees: NECB_Default :run_annual_simulation: true :s3_bucket: '834599497928' :scale_x: NECB_Default :scale_y: NECB_Default :scale_z: NECB_Default :shw_eff: NECB_Default :skylight_cond: NECB_Default :skylight_solar_trans: NECB_Default :srr_set: NECB_Default :template: BTAPPRE1980 | reference | reference | 7e19dc37-f0e4-4a0c-b1d2-507496cd93a8 | BTAPPRE1980 | PrimarySchool | NaturalGas | Natural Gas | CAN_YT_Whitehorse.Intl.AP.719640_CWEC2016.epw | parametric |  | NECB_Default | NECB_Default | NECB_Default | NECB_Default | NECB_Default | NECB_Default | NECB_Default | NECB_Default | NECB_Default | NECB_Default | NECB_Default | NECB_Default | NECB_Default | NECB_Default | NECB_Default | NECB_Default | NECB_Default | NECB_Default | NECB_Default | NECB_Default | NECB_Default | NECB_Default | NECB_Default | NECB_Default | NECB_Default | NECB_Default | NECB_Default | NECB_Default | NECB_Default | NECB_Default | NECB_Default | NECB_Default | NECB_Default | NECB_Default | NECB_Default | NECB_Default | NECB_Default | NECB_Default | NECB_Default | NECB_Default | NECB_Default | NECB_Default | NECB_Default | NECB_Default | NECB_Default | aws_batch | 834599497928 | btap_private_cli |  | TRUE | TRUE |  |  | 340.0796 | 20.604 | 334.5486 | 527.0893 | 6871 | 9383 | 35 | PrimarySchool |  |  | 0 | PrimarySchool | 1 |  | 1 | BTAPPRE1980 | 0.3414 | 27484 | 0.78487 | 36.171 | 61.8068 | 3.6449 | 271.4312 | 169.0236 | WHITEHORSE | YUKON | 4.8282 | 87.6509 | 0 | 92.4791 | 11.0573 | 15.9764 | 0 | 27.0337 | 0 | 0.0065958 | 0 | 0 | 0.31042 | 0.12872 | 0 | 1.6594 | 0.042586 | 0.13178 | 1.7615 | 0.00074516 | 2.0719 | 0.10206 | 42.712 | 344.6495 | 35 | 0.678 | [5 empty] | 0.227 | 0.772 | 2.95 |  | 0 | Whitehorse Intl AP | CAN | 5 | 6491 | 60.709 | -135.069 | 7b | 6580 | YT | CAN_YT_Whitehorse.Intl.AP.719640_CWEC2016.epw | 2.0719 | 20.604 | 340.0796 | 8.45 | 12.8763 | TRUE | FALSE | FALSE | FALSE | 7.1172 | 20.7215 | 0 | 0 | 0 | 0 | 701.26 | 1805.5007 | 6.4868 | 0.0035928 | 2370.94 | 0 | 2.0719 | 666.33 | 659.67 | 70 | 67.67 |  | https://s3.console.aws.amazon.com/s3/buckets/834599497928?region=ca-central-1&prefix=phylroy.lopez/reference/reference/output/7e19dc37-f0e4-4a0c-b1d2-507496cd93a8/ | 1.0.002
319 |  | TRUE | 83 | 0 | 0 | 126.0469 |  |  |  | 0.1 | 2021-09-22 20:08:21 +0000 | 438c2ebff | 0.2.14 | :adv_dx_units: NECB_Default :airloop_economizer_type: NECB_Default :algorithm_type: parametric :analysis_id: reference :analysis_name: reference :boiler_eff: NECB_Default :btap_batch_version: 1.0.002 :building_type: RetailStandalone :chiller_type: NECB_Default :compute_environment: aws_batch :datapoint_id: 7c9f152d-3d3a-4199-b2a3-3057fd94deb8 :daylighting_type: NECB_Default :dcv_type: NECB_Default :door_construction_cond: NECB_Default :ecm_system_name: NECB_Default :electrical_loads_scale: NECB_Default :enable_costing: true :epw_file: CAN_QC_Montreal-Trudeau.Intl.AP.716270_CWEC2016.epw :erv_package: NECB_Default :ext_floor_cond: NECB_Default :ext_roof_cond: NECB_Default :ext_wall_cond: NECB_Default :fdwr_set: NECB_Default :fixed_wind_solar_trans: NECB_Default :fixed_window_cond: NECB_Default :furnace_eff: NECB_Default :glass_door_cond: NECB_Default :glass_door_solar_trans: NECB_Default :ground_floor_cond: NECB_Default :ground_roof_cond: NECB_Default :ground_wall_cond: NECB_Default :image_name: btap_private_cli :infiltration_scale: NECB_Default :lights_scale: NECB_Default :lights_type: NECB_Default :nv_delta_temp_in_out: NECB_Default :nv_opening_fraction: NECB_Default :nv_temp_out_min: NECB_Default :nv_type: NECB_Default :oa_scale: NECB_Default :occupancy_loads_scale: NECB_Default :output_meters: [] :output_variables: [] :overhead_door_cond: NECB_Default :primary_heating_fuel: Electricity :pv_ground_azimuth_angle: NECB_Default :pv_ground_module_description: NECB_Default :pv_ground_tilt_angle: NECB_Default :pv_ground_total_area_pv_panels_m2: NECB_Default :pv_ground_type: NECB_Default :rotation_degrees: NECB_Default :run_annual_simulation: true :s3_bucket: '834599497928' :scale_x: NECB_Default :scale_y: NECB_Default :scale_z: NECB_Default :shw_eff: NECB_Default :skylight_cond: NECB_Default :skylight_solar_trans: NECB_Default :srr_set: NECB_Default :template: NECB2011 | reference | reference | 7c9f152d-3d3a-4199-b2a3-3057fd94deb8 | NECB2011 | RetailStandalone | Electricity | Electricity | CAN_QC_Montreal-Trudeau.Intl.AP.716270_CWEC2016.epw | parametric |  | NECB_Default | NECB_Default | NECB_Default | NECB_Default | NECB_Default | NECB_Default | NECB_Default | NECB_Default | NECB_Default | NECB_Default | NECB_Default | NECB_Default | NECB_Default | NECB_Default | NECB_Default | NECB_Default | NECB_Default | NECB_Default | NECB_Default | NECB_Default | NECB_Default | NECB_Default | NECB_Default | NECB_Default | NECB_Default | NECB_Default | NECB_Default | NECB_Default | NECB_Default | NECB_Default | NECB_Default | NECB_Default | NECB_Default | NECB_Default | NECB_Default | NECB_Default | NECB_Default | NECB_Default | NECB_Default | NECB_Default | NECB_Default | NECB_Default | NECB_Default | NECB_Default | NECB_Default | aws_batch | 834599497928 | btap_private_cli |  | TRUE | TRUE |  |  | 100.8358 | 34.6933 | 85.3111 | 147.7617 | 2293.99 | 3471.0086 | 37.3 | RetailStandalone |  |  | 5 | RetailStandalone | 1 |  | 1 | NECB2011 | 0.24821 | 13984.1807 | 225.3645 | 11.8069 | 105.4935 | 5.2467 | 581.0159 | 233.1044 | MONTREAL | QUEBEC | 0.30555 | 0 | 0 | 0.30555 | 19.4606 | 0 | 0 | 19.4606 | 0 | 0.076578 | 0 | 0 | 0.78629 | 0.13418 | 0 | 0.30712 | 0.030964 | 0.22339 | 0 | 0 | 0.78629 | 0.014063 | 125.6401 | 0 | 37.3 | 0.757 | [5 empty] | 0.183 | 0.247 | 2.2 | 2.2 | 5 | Montreal-Trudeau Intl AP | CAN | 323 | 4090 | 45.471 | -73.741 | 6 | 4400 | QC | CAN_QC_Montreal-Trudeau.Intl.AP.716270_CWEC2016.epw | 0.78628 | 34.6933 | 100.8358 | 7.9427 | 17.6597 | FALSE | FALSE | FALSE | FALSE | 9.6746 | 11.5119 | 0 | 0.088263 | 0.0012891 | 32.26 | 0 | 68.4695 | 0.41833 | 0.0061097 | 152.9 | 0 | 0.78629 | 175 | 166.5 | 3.17 | 3.17 |  | https://s3.console.aws.amazon.com/s3/buckets/834599497928?region=ca-central-1&prefix=phylroy.lopez/reference/reference/output/7c9f152d-3d3a-4199-b2a3-3057fd94deb8/ | 1.0.002
320 |  | TRUE | 244 | 456 | 0 | 775.7709 |  |  |  | 0.1 | 2021-09-22 20:07:35 +0000 | 438c2ebff | 0.2.14 | :adv_dx_units: NECB_Default :airloop_economizer_type: NECB_Default :algorithm_type: parametric :analysis_id: reference :analysis_name: reference :boiler_eff: NECB_Default :btap_batch_version: 1.0.002 :building_type: PrimarySchool :chiller_type: NECB_Default :compute_environment: aws_batch :datapoint_id: af50c271-7af7-45e0-a4a6-287f3005c942 :daylighting_type: NECB_Default :dcv_type: NECB_Default :door_construction_cond: NECB_Default :ecm_system_name: NECB_Default :electrical_loads_scale: NECB_Default :enable_costing: true :epw_file: CAN_ON_Toronto.Pearson.Intl.AP.716240_CWEC2016.epw :erv_package: NECB_Default :ext_floor_cond: NECB_Default :ext_roof_cond: NECB_Default :ext_wall_cond: NECB_Default :fdwr_set: NECB_Default :fixed_wind_solar_trans: NECB_Default :fixed_window_cond: NECB_Default :furnace_eff: NECB_Default :glass_door_cond: NECB_Default :glass_door_solar_trans: NECB_Default :ground_floor_cond: NECB_Default :ground_roof_cond: NECB_Default :ground_wall_cond: NECB_Default :image_name: btap_private_cli :infiltration_scale: NECB_Default :lights_scale: NECB_Default :lights_type: NECB_Default :nv_delta_temp_in_out: NECB_Default :nv_opening_fraction: NECB_Default :nv_temp_out_min: NECB_Default :nv_type: NECB_Default :oa_scale: NECB_Default :occupancy_loads_scale: NECB_Default :output_meters: [] :output_variables: [] :overhead_door_cond: NECB_Default :primary_heating_fuel: NaturalGas :pv_ground_azimuth_angle: NECB_Default :pv_ground_module_description: NECB_Default :pv_ground_tilt_angle: NECB_Default :pv_ground_total_area_pv_panels_m2: NECB_Default :pv_ground_type: NECB_Default :rotation_degrees: NECB_Default :run_annual_simulation: true :s3_bucket: '834599497928' :scale_x: NECB_Default :scale_y: NECB_Default :scale_z: NECB_Default :shw_eff: NECB_Default :skylight_cond: NECB_Default :skylight_solar_trans: NECB_Default :srr_set: NECB_Default :template: NECB2011 | reference | reference | af50c271-7af7-45e0-a4a6-287f3005c942 | NECB2011 | PrimarySchool | NaturalGas | Natural Gas | CAN_ON_Toronto.Pearson.Intl.AP.716240_CWEC2016.epw | parametric |  | NECB_Default | NECB_Default | NECB_Default | NECB_Default | NECB_Default | NECB_Default | NECB_Default | NECB_Default | NECB_Default | NECB_Default | NECB_Default | NECB_Default | NECB_Default | NECB_Default | NECB_Default | NECB_Default | NECB_Default | NECB_Default | NECB_Default | NECB_Default | NECB_Default | NECB_Default | NECB_Default | NECB_Default | NECB_Default | NECB_Default | NECB_Default | NECB_Default | NECB_Default | NECB_Default | NECB_Default | NECB_Default | NECB_Default | NECB_Default | NECB_Default | NECB_Default | NECB_Default | NECB_Default | NECB_Default | NECB_Default | NECB_Default | NECB_Default | NECB_Default | NECB_Default | NECB_Default | aws_batch | 834599497928 | btap_private_cli |  | TRUE | TRUE |  |  | 205.491 | 42.3498 | 129.4814 | 252.0149 | 6871 | 9383 | 40 | PrimarySchool |  |  | 5 | PrimarySchool | 1 |  | 1 | NECB2011 | 0.3414 | 27484 | 234.8459 | 31.4883 | 69.7775 | 3.9988 | 573.1778 | 233.0673 | TORONTO | ONTARIO | 2.0888 | 34.8669 | 0 | 36.9557 | 16.7357 | 6.1523 | 0 | 22.8879 | 0 | 0.069902 | 0 | 0 | 0.37608 | 0.1293 | 0 | 0.61859 | 0.042586 | 0.13178 | 0.70553 | 0.0025149 | 1.0816 | 0.086945 | 64.2066 | 210.0336 | 40 | 0.757 | [5 empty] | 0.183 | 0.278 | 2.2 | 2.2 | 5 | Toronto Pearson Intl AP | CAN | 382 | 3615 | 43.677 | -79.631 | 5 | 3890 | ON | CAN_ON_Toronto.Pearson.Intl.AP.716240_CWEC2016.epw | 1.0816 | 42.3498 | 205.491 | 9.8506 | 15.1486 | FALSE | FALSE | FALSE | FALSE | 13.5571 | 10.4325 | 0 | 0 | 0 | 0 | 597.4 | 1805.5007 | 6.4868 | 0.0035928 | 2370.94 | 0 | 1.0816 | 161.17 | 143.17 | 30.5 | 30.5 |  | https://s3.console.aws.amazon.com/s3/buckets/834599497928?region=ca-central-1&prefix=phylroy.lopez/reference/reference/output/af50c271-7af7-45e0-a4a6-287f3005c942/ | 1.0.002
321 |  | TRUE | 246 | 456 | 0 | 776.464 |  |  |  | 0.1 | 2021-09-22 20:07:23 +0000 | 438c2ebff | 0.2.14 | :adv_dx_units: NECB_Default :airloop_economizer_type: NECB_Default :algorithm_type: parametric :analysis_id: reference :analysis_name: reference :boiler_eff: NECB_Default :btap_batch_version: 1.0.002 :building_type: PrimarySchool :chiller_type: NECB_Default :compute_environment: aws_batch :datapoint_id: f7ac45e4-7f22-4cfe-9236-751171403d04 :daylighting_type: NECB_Default :dcv_type: NECB_Default :door_construction_cond: NECB_Default :ecm_system_name: NECB_Default :electrical_loads_scale: NECB_Default :enable_costing: true :epw_file: CAN_NS_Halifax.Dockyard.713280_CWEC2016.epw :erv_package: NECB_Default :ext_floor_cond: NECB_Default :ext_roof_cond: NECB_Default :ext_wall_cond: NECB_Default :fdwr_set: NECB_Default :fixed_wind_solar_trans: NECB_Default :fixed_window_cond: NECB_Default :furnace_eff: NECB_Default :glass_door_cond: NECB_Default :glass_door_solar_trans: NECB_Default :ground_floor_cond: NECB_Default :ground_roof_cond: NECB_Default :ground_wall_cond: NECB_Default :image_name: btap_private_cli :infiltration_scale: NECB_Default :lights_scale: NECB_Default :lights_type: NECB_Default :nv_delta_temp_in_out: NECB_Default :nv_opening_fraction: NECB_Default :nv_temp_out_min: NECB_Default :nv_type: NECB_Default :oa_scale: NECB_Default :occupancy_loads_scale: NECB_Default :output_meters: [] :output_variables: [] :overhead_door_cond: NECB_Default :primary_heating_fuel: NaturalGas :pv_ground_azimuth_angle: NECB_Default :pv_ground_module_description: NECB_Default :pv_ground_tilt_angle: NECB_Default :pv_ground_total_area_pv_panels_m2: NECB_Default :pv_ground_type: NECB_Default :rotation_degrees: NECB_Default :run_annual_simulation: true :s3_bucket: '834599497928' :scale_x: NECB_Default :scale_y: NECB_Default :scale_z: NECB_Default :shw_eff: NECB_Default :skylight_cond: NECB_Default :skylight_solar_trans: NECB_Default :srr_set: NECB_Default :template: NECB2011 | reference | reference | f7ac45e4-7f22-4cfe-9236-751171403d04 | NECB2011 | PrimarySchool | NaturalGas | Natural Gas | CAN_NS_Halifax.Dockyard.713280_CWEC2016.epw | parametric |  | NECB_Default | NECB_Default | NECB_Default | NECB_Default | NECB_Default | NECB_Default | NECB_Default | NECB_Default | NECB_Default | NECB_Default | NECB_Default | NECB_Default | NECB_Default | NECB_Default | NECB_Default | NECB_Default | NECB_Default | NECB_Default | NECB_Default | NECB_Default | NECB_Default | NECB_Default | NECB_Default | NECB_Default | NECB_Default | NECB_Default | NECB_Default | NECB_Default | NECB_Default | NECB_Default | NECB_Default | NECB_Default | NECB_Default | NECB_Default | NECB_Default | NECB_Default | NECB_Default | NECB_Default | NECB_Default | NECB_Default | NECB_Default | NECB_Default | NECB_Default | NECB_Default | NECB_Default | aws_batch | 834599497928 | btap_private_cli |  | TRUE | TRUE |  |  | 172.5956 | 27.9638 | 128.9106 | 239.7763 | 6871 | 9383 | 40 | PrimarySchool |  |  | 5 | PrimarySchool | 1 |  | 1 | NECB2011 | 0.3414 | 27484 | 199.2059 | 26.9874 | 67.4596 | 3.8285 | 503.26 | 205.7785 | HALIFAX | NOVA SCOTIA | 66.7294 | 35.2549 | 0 | 101.9843 | 13.0869 | 8.8987 | 0 | 21.9855 | 0 | 0.029857 | 0 | 0 | 0.32906 | 0.12252 | 0 | 0.6201 | 0.042586 | 0.13178 | 0.70849 | 0.0023272 | 1.0376 | 0.088392 | 49.5848 | 177.1567 | 40 | 0.757 | [5 empty] | 0.183 | 0.247 | 2.2 | 2.2 | 5 | Halifax Dockyard | CAN | 112 | 3647 | 44.655 | -63.577 | 6 | 4000 | NS | CAN_NS_Halifax.Dockyard.713280_CWEC2016.epw | 1.0376 | 27.9638 | 172.5956 | 7.8251 | 16.4852 | FALSE | FALSE | FALSE | FALSE | 7.6456 | 9.1472 | 0 | 0 | 0 | 0 | 607.34 | 1805.5007 | 6.4868 | 0.0035928 | 2370.94 | 0 | 1.0376 | 70.5 | 57.83 | 40.17 | 40.17 |  | https://s3.console.aws.amazon.com/s3/buckets/834599497928?region=ca-central-1&prefix=phylroy.lopez/reference/reference/output/f7ac45e4-7f22-4cfe-9236-751171403d04/ | 1.0.002
322 |  | TRUE | 51 | 0 | 0 | 65.2507 |  |  |  | 0.1 | 2021-09-22 20:08:32 +0000 | 438c2ebff | 0.2.14 | :adv_dx_units: NECB_Default :airloop_economizer_type: NECB_Default :algorithm_type: parametric :analysis_id: reference :analysis_name: reference :boiler_eff: NECB_Default :btap_batch_version: 1.0.002 :building_type: QuickServiceRestaurant :chiller_type: NECB_Default :compute_environment: aws_batch :datapoint_id: be494dd2-1bad-411e-b23f-3db9095ee2f4 :daylighting_type: NECB_Default :dcv_type: NECB_Default :door_construction_cond: NECB_Default :ecm_system_name: NECB_Default :electrical_loads_scale: NECB_Default :enable_costing: true :epw_file: CAN_NS_Halifax.Dockyard.713280_CWEC2016.epw :erv_package: NECB_Default :ext_floor_cond: NECB_Default :ext_roof_cond: NECB_Default :ext_wall_cond: NECB_Default :fdwr_set: NECB_Default :fixed_wind_solar_trans: NECB_Default :fixed_window_cond: NECB_Default :furnace_eff: NECB_Default :glass_door_cond: NECB_Default :glass_door_solar_trans: NECB_Default :ground_floor_cond: NECB_Default :ground_roof_cond: NECB_Default :ground_wall_cond: NECB_Default :image_name: btap_private_cli :infiltration_scale: NECB_Default :lights_scale: NECB_Default :lights_type: NECB_Default :nv_delta_temp_in_out: NECB_Default :nv_opening_fraction: NECB_Default :nv_temp_out_min: NECB_Default :nv_type: NECB_Default :oa_scale: NECB_Default :occupancy_loads_scale: NECB_Default :output_meters: [] :output_variables: [] :overhead_door_cond: NECB_Default :primary_heating_fuel: Electricity :pv_ground_azimuth_angle: NECB_Default :pv_ground_module_description: NECB_Default :pv_ground_tilt_angle: NECB_Default :pv_ground_total_area_pv_panels_m2: NECB_Default :pv_ground_type: NECB_Default :rotation_degrees: NECB_Default :run_annual_simulation: true :s3_bucket: '834599497928' :scale_x: NECB_Default :scale_y: NECB_Default :scale_z: NECB_Default :shw_eff: NECB_Default :skylight_cond: NECB_Default :skylight_solar_trans: NECB_Default :srr_set: NECB_Default :template: BTAP1980TO2010 | reference | reference | be494dd2-1bad-411e-b23f-3db9095ee2f4 | BTAP1980TO2010 | QuickServiceRestaurant | Electricity | Electricity | CAN_NS_Halifax.Dockyard.713280_CWEC2016.epw | parametric |  | NECB_Default | NECB_Default | NECB_Default | NECB_Default | NECB_Default | NECB_Default | NECB_Default | NECB_Default | NECB_Default | NECB_Default | NECB_Default | NECB_Default | NECB_Default | NECB_Default | NECB_Default | NECB_Default | NECB_Default | NECB_Default | NECB_Default | NECB_Default | NECB_Default | NECB_Default | NECB_Default | NECB_Default | NECB_Default | NECB_Default | NECB_Default | NECB_Default | NECB_Default | NECB_Default | NECB_Default | NECB_Default | NECB_Default | NECB_Default | NECB_Default | NECB_Default | NECB_Default | NECB_Default | NECB_Default | NECB_Default | NECB_Default | NECB_Default | NECB_Default | NECB_Default | NECB_Default | aws_batch | 834599497928 | btap_private_cli |  | TRUE | TRUE |  |  | 390.5673 | 35.5013 | 663.0488 | 813.7021 | 232.34 | 444.7457 | 14 | QuickServiceRestaurant |  |  | 0 | QuickServiceRestaurant | 1 |  | 1 | BTAP1980TO2010 | 0.46263 | 961.3389 | 0.8921 | 19.5697 | 68.9808 | 48.576 | 650.736 | 512.7175 | HALIFAX | NOVA SCOTIA | 664.6081 | 0 | 0 | 664.6081 | 130.342 | 0 | 0 | 130.342 | 0 | 0.028837 | 0 | 0 | 3.2774 | 0.39903 | 0 | 2.387 | 0.10696 | 0.24111 | 0 | 0 | 3.2774 | 0.11449 | 429.0147 | 0 | 14 | 0.678 | [5 empty] | 0.267 | 0.426 | 2.95 |  | 0 | Halifax Dockyard | CAN | 112 | 3647 | 44.655 | -63.577 | 6 | 4000 | NS | CAN_NS_Halifax.Dockyard.713280_CWEC2016.epw | 3.2773 | 35.5013 | 390.5673 | 5.4235 | 17.2131 | FALSE | FALSE | FALSE | FALSE | 6.7475 | 9.349 | 0 | 0.072777 | 0.0041751 | 26.6 | 0 | 17.4313 | 0.34213 | 0.019628 | 125.05 | 0 | 3.2774 | 1.5 | 0.67 | 0 | 0 |  | https://s3.console.aws.amazon.com/s3/buckets/834599497928?region=ca-central-1&prefix=phylroy.lopez/reference/reference/output/be494dd2-1bad-411e-b23f-3db9095ee2f4/ | 1.0.002
323 |  | TRUE | 47 | 0 | 0 | 65.1621 |  |  |  | 0.1 | 2021-09-22 20:08:35 +0000 | 438c2ebff | 0.2.14 | :adv_dx_units: NECB_Default :airloop_economizer_type: NECB_Default :algorithm_type: parametric :analysis_id: reference :analysis_name: reference :boiler_eff: NECB_Default :btap_batch_version: 1.0.002 :building_type: QuickServiceRestaurant :chiller_type: NECB_Default :compute_environment: aws_batch :datapoint_id: a34633b9-2201-4fc0-9f33-d963b3291264 :daylighting_type: NECB_Default :dcv_type: NECB_Default :door_construction_cond: NECB_Default :ecm_system_name: NECB_Default :electrical_loads_scale: NECB_Default :enable_costing: true :epw_file: CAN_AB_Edmonton.Intl.AP.711230_CWEC2016.epw :erv_package: NECB_Default :ext_floor_cond: NECB_Default :ext_roof_cond: NECB_Default :ext_wall_cond: NECB_Default :fdwr_set: NECB_Default :fixed_wind_solar_trans: NECB_Default :fixed_window_cond: NECB_Default :furnace_eff: NECB_Default :glass_door_cond: NECB_Default :glass_door_solar_trans: NECB_Default :ground_floor_cond: NECB_Default :ground_roof_cond: NECB_Default :ground_wall_cond: NECB_Default :image_name: btap_private_cli :infiltration_scale: NECB_Default :lights_scale: NECB_Default :lights_type: NECB_Default :nv_delta_temp_in_out: NECB_Default :nv_opening_fraction: NECB_Default :nv_temp_out_min: NECB_Default :nv_type: NECB_Default :oa_scale: NECB_Default :occupancy_loads_scale: NECB_Default :output_meters: [] :output_variables: [] :overhead_door_cond: NECB_Default :primary_heating_fuel: NaturalGas :pv_ground_azimuth_angle: NECB_Default :pv_ground_module_description: NECB_Default :pv_ground_tilt_angle: NECB_Default :pv_ground_total_area_pv_panels_m2: NECB_Default :pv_ground_type: NECB_Default :rotation_degrees: NECB_Default :run_annual_simulation: true :s3_bucket: '834599497928' :scale_x: NECB_Default :scale_y: NECB_Default :scale_z: NECB_Default :shw_eff: NECB_Default :skylight_cond: NECB_Default :skylight_solar_trans: NECB_Default :srr_set: NECB_Default :template: BTAP1980TO2010 | reference | reference | a34633b9-2201-4fc0-9f33-d963b3291264 | BTAP1980TO2010 | QuickServiceRestaurant | NaturalGas | Natural Gas | CAN_AB_Edmonton.Intl.AP.711230_CWEC2016.epw | parametric |  | NECB_Default | NECB_Default | NECB_Default | NECB_Default | NECB_Default | NECB_Default | NECB_Default | NECB_Default | NECB_Default | NECB_Default | NECB_Default | NECB_Default | NECB_Default | NECB_Default | NECB_Default | NECB_Default | NECB_Default | NECB_Default | NECB_Default | NECB_Default | NECB_Default | NECB_Default | NECB_Default | NECB_Default | NECB_Default | NECB_Default | NECB_Default | NECB_Default | NECB_Default | NECB_Default | NECB_Default | NECB_Default | NECB_Default | NECB_Default | NECB_Default | NECB_Default | NECB_Default | NECB_Default | NECB_Default | NECB_Default | NECB_Default | NECB_Default | NECB_Default | NECB_Default | NECB_Default | aws_batch | 834599497928 | btap_private_cli |  | TRUE | TRUE |  |  | 637.5202 | 41.1373 | 856.7664 | 1364.7384 | 232.34 | 444.7457 | 14 | QuickServiceRestaurant |  |  | 0 | QuickServiceRestaurant | 1 |  | 1 | BTAP1980TO2010 | 0.46263 | 961.3389 | 0.91336 | 169.1078 | 70.6817 | 39.0383 | 740.7001 | 460.9589 | EDMONTON | ALBERTA | 171.2287 | 226.1094 | 0 | 397.338 | 16.2289 | 16.1309 | 0 | 32.3598 | 0 | 0.023801 | 0 | 0 | 0.78032 | 0.40634 | 0 | 4.3261 | 0.10696 | 0.24111 | 4.4808 | 0.002109 | 5.2611 | 0.15473 | 76.8221 | 644.1373 | 14 | 0.678 | [5 empty] | 0.227 | 0.346 | 2.95 |  | 0 | Edmonton Intl AP | CAN | 23 | 5588 | 53.31 | -113.579 | 7a | 5120 | AB | CAN_AB_Edmonton.Intl.AP.711230_CWEC2016.epw | 5.261 | 41.1373 | 637.5202 | 4.0979 | 18.8477 | FALSE | FALSE | FALSE | FALSE | 10.017 | 21.0083 | 0 | 0 | 0 | 0 | 35.95 | 17.4313 | 0.34213 | 0.019628 | 125.05 | 0 | 5.2611 | 1.17 | 0.5 | 0 | 0 |  | https://s3.console.aws.amazon.com/s3/buckets/834599497928?region=ca-central-1&prefix=phylroy.lopez/reference/reference/output/a34633b9-2201-4fc0-9f33-d963b3291264/ | 1.0.002
324 |  | TRUE | 248 | 456 | 0 | 777.1558 |  |  |  | 0.1 | 2021-09-22 20:07:04 +0000 | 438c2ebff | 0.2.14 | :adv_dx_units: NECB_Default :airloop_economizer_type: NECB_Default :algorithm_type: parametric :analysis_id: reference :analysis_name: reference :boiler_eff: NECB_Default :btap_batch_version: 1.0.002 :building_type: PrimarySchool :chiller_type: NECB_Default :compute_environment: aws_batch :datapoint_id: da274580-bb1d-4c1c-8cdc-62b6d3eaeda9 :daylighting_type: NECB_Default :dcv_type: NECB_Default :door_construction_cond: NECB_Default :ecm_system_name: NECB_Default :electrical_loads_scale: NECB_Default :enable_costing: true :epw_file: CAN_QC_Montreal-Trudeau.Intl.AP.716270_CWEC2016.epw :erv_package: NECB_Default :ext_floor_cond: NECB_Default :ext_roof_cond: NECB_Default :ext_wall_cond: NECB_Default :fdwr_set: NECB_Default :fixed_wind_solar_trans: NECB_Default :fixed_window_cond: NECB_Default :furnace_eff: NECB_Default :glass_door_cond: NECB_Default :glass_door_solar_trans: NECB_Default :ground_floor_cond: NECB_Default :ground_roof_cond: NECB_Default :ground_wall_cond: NECB_Default :image_name: btap_private_cli :infiltration_scale: NECB_Default :lights_scale: NECB_Default :lights_type: NECB_Default :nv_delta_temp_in_out: NECB_Default :nv_opening_fraction: NECB_Default :nv_temp_out_min: NECB_Default :nv_type: NECB_Default :oa_scale: NECB_Default :occupancy_loads_scale: NECB_Default :output_meters: [] :output_variables: [] :overhead_door_cond: NECB_Default :primary_heating_fuel: Electricity :pv_ground_azimuth_angle: NECB_Default :pv_ground_module_description: NECB_Default :pv_ground_tilt_angle: NECB_Default :pv_ground_total_area_pv_panels_m2: NECB_Default :pv_ground_type: NECB_Default :rotation_degrees: NECB_Default :run_annual_simulation: true :s3_bucket: '834599497928' :scale_x: NECB_Default :scale_y: NECB_Default :scale_z: NECB_Default :shw_eff: NECB_Default :skylight_cond: NECB_Default :skylight_solar_trans: NECB_Default :srr_set: NECB_Default :template: NECB2011 | reference | reference | da274580-bb1d-4c1c-8cdc-62b6d3eaeda9 | NECB2011 | PrimarySchool | Electricity | Electricity | CAN_QC_Montreal-Trudeau.Intl.AP.716270_CWEC2016.epw | parametric |  | NECB_Default | NECB_Default | NECB_Default | NECB_Default | NECB_Default | NECB_Default | NECB_Default | NECB_Default | NECB_Default | NECB_Default | NECB_Default | NECB_Default | NECB_Default | NECB_Default | NECB_Default | NECB_Default | NECB_Default | NECB_Default | NECB_Default | NECB_Default | NECB_Default | NECB_Default | NECB_Default | NECB_Default | NECB_Default | NECB_Default | NECB_Default | NECB_Default | NECB_Default | NECB_Default | NECB_Default | NECB_Default | NECB_Default | NECB_Default | NECB_Default | NECB_Default | NECB_Default | NECB_Default | NECB_Default | NECB_Default | NECB_Default | NECB_Default | NECB_Default | NECB_Default | NECB_Default | aws_batch | 834599497928 | btap_private_cli |  | TRUE | TRUE |  |  | 181.398 | 39.3904 | 153.8164 | 224.6293 | 6871 | 9383 | 37.3 | PrimarySchool |  |  | 5 | PrimarySchool | 1 |  | 1 | NECB2011 | 0.3414 | 27484 | 212.5298 | 10.8673 | 63.5105 | 9.0584 | 546.3404 | 250.3743 | MONTREAL | QUEBEC | 0.38201 | 0 | 0 | 0.38201 | 24.3299 | 0 | 0 | 24.3299 | 0 | 0.061445 | 0 | 0 | 0.98303 | 0.12303 | 0 | 0.55374 | 0.042586 | 0.13178 | 0 | 0.00031728 | 0.98303 | 0.070135 | 202.623 | 0 | 37.3 | 0.757 | [5 empty] | 0.183 | 0.247 | 2.2 | 2.2 | 5 | Montreal-Trudeau Intl AP | CAN | 323 | 4090 | 45.471 | -73.741 | 6 | 4400 | QC | CAN_QC_Montreal-Trudeau.Intl.AP.716270_CWEC2016.epw | 0.98303 | 39.3904 | 181.398 | 8.823 | 17.6558 | FALSE | FALSE | FALSE | FALSE | 13.1043 | 16.065 | 0 | 1.3185 | 0.00073025 | 481.9 | 0 | 1805.5007 | 6.4868 | 0.0035928 | 2370.94 | 0 | 0.98303 | 174.5 | 152 | 3.5 | 3.5 |  | https://s3.console.aws.amazon.com/s3/buckets/834599497928?region=ca-central-1&prefix=phylroy.lopez/reference/reference/output/da274580-bb1d-4c1c-8cdc-62b6d3eaeda9/ | 1.0.002
325 |  | TRUE | 278 | 456 | 0 | 776.1289 |  |  |  | 0.1 | 2021-09-22 20:07:42 +0000 | 438c2ebff | 0.2.14 | :adv_dx_units: NECB_Default :airloop_economizer_type: NECB_Default :algorithm_type: parametric :analysis_id: reference :analysis_name: reference :boiler_eff: NECB_Default :btap_batch_version: 1.0.002 :building_type: PrimarySchool :chiller_type: NECB_Default :compute_environment: aws_batch :datapoint_id: ebb04f63-7021-4a22-9c02-abc8e752f27c :daylighting_type: NECB_Default :dcv_type: NECB_Default :door_construction_cond: NECB_Default :ecm_system_name: NECB_Default :electrical_loads_scale: NECB_Default :enable_costing: true :epw_file: CAN_NS_Halifax.Dockyard.713280_CWEC2016.epw :erv_package: NECB_Default :ext_floor_cond: NECB_Default :ext_roof_cond: NECB_Default :ext_wall_cond: NECB_Default :fdwr_set: NECB_Default :fixed_wind_solar_trans: NECB_Default :fixed_window_cond: NECB_Default :furnace_eff: NECB_Default :glass_door_cond: NECB_Default :glass_door_solar_trans: NECB_Default :ground_floor_cond: NECB_Default :ground_roof_cond: NECB_Default :ground_wall_cond: NECB_Default :image_name: btap_private_cli :infiltration_scale: NECB_Default :lights_scale: NECB_Default :lights_type: NECB_Default :nv_delta_temp_in_out: NECB_Default :nv_opening_fraction: NECB_Default :nv_temp_out_min: NECB_Default :nv_type: NECB_Default :oa_scale: NECB_Default :occupancy_loads_scale: NECB_Default :output_meters: [] :output_variables: [] :overhead_door_cond: NECB_Default :primary_heating_fuel: NaturalGas :pv_ground_azimuth_angle: NECB_Default :pv_ground_module_description: NECB_Default :pv_ground_tilt_angle: NECB_Default :pv_ground_total_area_pv_panels_m2: NECB_Default :pv_ground_type: NECB_Default :rotation_degrees: NECB_Default :run_annual_simulation: true :s3_bucket: '834599497928' :scale_x: NECB_Default :scale_y: NECB_Default :scale_z: NECB_Default :shw_eff: NECB_Default :skylight_cond: NECB_Default :skylight_solar_trans: NECB_Default :srr_set: NECB_Default :template: NECB2017 | reference | reference | ebb04f63-7021-4a22-9c02-abc8e752f27c | NECB2017 | PrimarySchool | NaturalGas | Natural Gas | CAN_NS_Halifax.Dockyard.713280_CWEC2016.epw | parametric |  | NECB_Default | NECB_Default | NECB_Default | NECB_Default | NECB_Default | NECB_Default | NECB_Default | NECB_Default | NECB_Default | NECB_Default | NECB_Default | NECB_Default | NECB_Default | NECB_Default | NECB_Default | NECB_Default | NECB_Default | NECB_Default | NECB_Default | NECB_Default | NECB_Default | NECB_Default | NECB_Default | NECB_Default | NECB_Default | NECB_Default | NECB_Default | NECB_Default | NECB_Default | NECB_Default | NECB_Default | NECB_Default | NECB_Default | NECB_Default | NECB_Default | NECB_Default | NECB_Default | NECB_Default | NECB_Default | NECB_Default | NECB_Default | NECB_Default | NECB_Default | NECB_Default | NECB_Default | aws_batch | 834599497928 | btap_private_cli |  | TRUE | TRUE |  |  | 95.9013 | 22.7401 | 63.0375 | 151.1861 | 6871 | 9383 | 40 | PrimarySchool |  |  | 2 | PrimarySchool | 1 |  | 1 | NECB2017 | 0.3414 | 27484 | 204.5382 | 24.5912 | 68.9799 | 3.8285 | 509.4599 | 207.5221 | HALIFAX | NOVA SCOTIA | 60.9962 | 20.5808 | 0 | 81.577 | 11.9625 | 5.1948 | 0 | 17.1573 | 0 | 0.023807 | 0 | 0 | 0.30079 | 0.10463 | 0.022783 | 0.32585 | 0.04265 | 0.10469 | 0.4136 | 0.002234 | 0.71439 | 0.087747 | 44.0394 | 100.8315 | 40 | 0.757 | [5 empty] | 0.156 | 0.247 | 1.9 | 1.9 | 2 | Halifax Dockyard | CAN | 112 | 3647 | 44.655 | -63.577 | 6 | 4000 | NS | CAN_NS_Halifax.Dockyard.713280_CWEC2016.epw | 0.71439 | 22.7401 | 95.9013 | 7.8251 | 16.4852 | TRUE | FALSE | FALSE | FALSE | 7.6461 | 9.1481 | 0 | 0 | 0 | 0 | 602.91 | 1805.4702 | 6.4358 | 0.0035646 | 2352.28 | 0 | 0.71439 | 53.83 | 43.83 | 48.33 | 48.17 |  | https://s3.console.aws.amazon.com/s3/buckets/834599497928?region=ca-central-1&prefix=phylroy.lopez/reference/reference/output/ebb04f63-7021-4a22-9c02-abc8e752f27c/ | 1.0.002
326 |  | TRUE | 252 | 456 | 0 | 776.7596 |  |  |  | 0.1 | 2021-09-22 20:07:26 +0000 | 438c2ebff | 0.2.14 | :adv_dx_units: NECB_Default :airloop_economizer_type: NECB_Default :algorithm_type: parametric :analysis_id: reference :analysis_name: reference :boiler_eff: NECB_Default :btap_batch_version: 1.0.002 :building_type: PrimarySchool :chiller_type: NECB_Default :compute_environment: aws_batch :datapoint_id: b8e010b2-eb98-42b3-aca2-6e2c09f80421 :daylighting_type: NECB_Default :dcv_type: NECB_Default :door_construction_cond: NECB_Default :ecm_system_name: NECB_Default :electrical_loads_scale: NECB_Default :enable_costing: true :epw_file: CAN_ON_Toronto.Pearson.Intl.AP.716240_CWEC2016.epw :erv_package: NECB_Default :ext_floor_cond: NECB_Default :ext_roof_cond: NECB_Default :ext_wall_cond: NECB_Default :fdwr_set: NECB_Default :fixed_wind_solar_trans: NECB_Default :fixed_window_cond: NECB_Default :furnace_eff: NECB_Default :glass_door_cond: NECB_Default :glass_door_solar_trans: NECB_Default :ground_floor_cond: NECB_Default :ground_roof_cond: NECB_Default :ground_wall_cond: NECB_Default :image_name: btap_private_cli :infiltration_scale: NECB_Default :lights_scale: NECB_Default :lights_type: NECB_Default :nv_delta_temp_in_out: NECB_Default :nv_opening_fraction: NECB_Default :nv_temp_out_min: NECB_Default :nv_type: NECB_Default :oa_scale: NECB_Default :occupancy_loads_scale: NECB_Default :output_meters: [] :output_variables: [] :overhead_door_cond: NECB_Default :primary_heating_fuel: NaturalGas :pv_ground_azimuth_angle: NECB_Default :pv_ground_module_description: NECB_Default :pv_ground_tilt_angle: NECB_Default :pv_ground_total_area_pv_panels_m2: NECB_Default :pv_ground_type: NECB_Default :rotation_degrees: NECB_Default :run_annual_simulation: true :s3_bucket: '834599497928' :scale_x: NECB_Default :scale_y: NECB_Default :scale_z: NECB_Default :shw_eff: NECB_Default :skylight_cond: NECB_Default :skylight_solar_trans: NECB_Default :srr_set: NECB_Default :template: NECB2015 | reference | reference | b8e010b2-eb98-42b3-aca2-6e2c09f80421 | NECB2015 | PrimarySchool | NaturalGas | Natural Gas | CAN_ON_Toronto.Pearson.Intl.AP.716240_CWEC2016.epw | parametric |  | NECB_Default | NECB_Default | NECB_Default | NECB_Default | NECB_Default | NECB_Default | NECB_Default | NECB_Default | NECB_Default | NECB_Default | NECB_Default | NECB_Default | NECB_Default | NECB_Default | NECB_Default | NECB_Default | NECB_Default | NECB_Default | NECB_Default | NECB_Default | NECB_Default | NECB_Default | NECB_Default | NECB_Default | NECB_Default | NECB_Default | NECB_Default | NECB_Default | NECB_Default | NECB_Default | NECB_Default | NECB_Default | NECB_Default | NECB_Default | NECB_Default | NECB_Default | NECB_Default | NECB_Default | NECB_Default | NECB_Default | NECB_Default | NECB_Default | NECB_Default | NECB_Default | NECB_Default | aws_batch | 834599497928 | btap_private_cli |  | TRUE | TRUE |  |  | 215.1976 | 43.6779 | 130.3963 | 260.5419 | 6871 | 9383 | 40 | PrimarySchool |  |  | 5 | PrimarySchool | 1 |  | 1 | NECB2015 | 0.3414 | 27484 | 234.8459 | 31.5378 | 71.3348 | 3.9988 | 576.2639 | 234.5467 | TORONTO | ONTARIO | 2.0918 | 36.2289 | 0 | 38.3207 | 16.7592 | 6.3926 | 0 | 23.1517 | 0 | 0.071908 | 0 | 0 | 0.37661 | 0.1301 | 0 | 0.64682 | 0.04265 | 0.1291 | 0.73309 | 0.0028438 | 1.1097 | 0.086271 | 66.1843 | 219.672 | 40 | 0.757 | [5 empty] | 0.183 | 0.278 | 2.2 | 2.2 | 5 | Toronto Pearson Intl AP | CAN | 382 | 3615 | 43.677 | -79.631 | 5 | 3890 | ON | CAN_ON_Toronto.Pearson.Intl.AP.716240_CWEC2016.epw | 1.1097 | 43.6779 | 215.1976 | 9.8506 | 15.1486 | FALSE | FALSE | FALSE | FALSE | 13.5577 | 10.4334 | 0 | 0 | 0 | 0 | 592.77 | 1805.4702 | 6.4358 | 0.0035646 | 2352.28 | 0 | 1.1097 | 168 | 153.5 | 32.5 | 32.5 |  | https://s3.console.aws.amazon.com/s3/buckets/834599497928?region=ca-central-1&prefix=phylroy.lopez/reference/reference/output/b8e010b2-eb98-42b3-aca2-6e2c09f80421/ | 1.0.002
327 |  | TRUE | 234 | 456 | 0 | 778.1761 |  |  |  | 0.1 | 2021-09-22 20:07:19 +0000 | 438c2ebff | 0.2.14 | :adv_dx_units: NECB_Default :airloop_economizer_type: NECB_Default :algorithm_type: parametric :analysis_id: reference :analysis_name: reference :boiler_eff: NECB_Default :btap_batch_version: 1.0.002 :building_type: PrimarySchool :chiller_type: NECB_Default :compute_environment: aws_batch :datapoint_id: a8891fcb-e0a2-49a3-b05d-92d039a0219b :daylighting_type: NECB_Default :dcv_type: NECB_Default :door_construction_cond: NECB_Default :ecm_system_name: NECB_Default :electrical_loads_scale: NECB_Default :enable_costing: true :epw_file: CAN_BC_Vancouver.Intl.AP.718920_CWEC2016.epw :erv_package: NECB_Default :ext_floor_cond: NECB_Default :ext_roof_cond: NECB_Default :ext_wall_cond: NECB_Default :fdwr_set: NECB_Default :fixed_wind_solar_trans: NECB_Default :fixed_window_cond: NECB_Default :furnace_eff: NECB_Default :glass_door_cond: NECB_Default :glass_door_solar_trans: NECB_Default :ground_floor_cond: NECB_Default :ground_roof_cond: NECB_Default :ground_wall_cond: NECB_Default :image_name: btap_private_cli :infiltration_scale: NECB_Default :lights_scale: NECB_Default :lights_type: NECB_Default :nv_delta_temp_in_out: NECB_Default :nv_opening_fraction: NECB_Default :nv_temp_out_min: NECB_Default :nv_type: NECB_Default :oa_scale: NECB_Default :occupancy_loads_scale: NECB_Default :output_meters: [] :output_variables: [] :overhead_door_cond: NECB_Default :primary_heating_fuel: NaturalGas :pv_ground_azimuth_angle: NECB_Default :pv_ground_module_description: NECB_Default :pv_ground_tilt_angle: NECB_Default :pv_ground_total_area_pv_panels_m2: NECB_Default :pv_ground_type: NECB_Default :rotation_degrees: NECB_Default :run_annual_simulation: true :s3_bucket: '834599497928' :scale_x: NECB_Default :scale_y: NECB_Default :scale_z: NECB_Default :shw_eff: NECB_Default :skylight_cond: NECB_Default :skylight_solar_trans: NECB_Default :srr_set: NECB_Default :template: NECB2011 | reference | reference | a8891fcb-e0a2-49a3-b05d-92d039a0219b | NECB2011 | PrimarySchool | NaturalGas | Natural Gas | CAN_BC_Vancouver.Intl.AP.718920_CWEC2016.epw | parametric |  | NECB_Default | NECB_Default | NECB_Default | NECB_Default | NECB_Default | NECB_Default | NECB_Default | NECB_Default | NECB_Default | NECB_Default | NECB_Default | NECB_Default | NECB_Default | NECB_Default | NECB_Default | NECB_Default | NECB_Default | NECB_Default | NECB_Default | NECB_Default | NECB_Default | NECB_Default | NECB_Default | NECB_Default | NECB_Default | NECB_Default | NECB_Default | NECB_Default | NECB_Default | NECB_Default | NECB_Default | NECB_Default | NECB_Default | NECB_Default | NECB_Default | NECB_Default | NECB_Default | NECB_Default | NECB_Default | NECB_Default | NECB_Default | NECB_Default | NECB_Default | NECB_Default | NECB_Default | aws_batch | 834599497928 | btap_private_cli |  | TRUE | TRUE |  |  | 116.3676 | 25.7404 | 96.3114 | 197.1709 | 6871 | 9383 | 40 | PrimarySchool |  |  | 5 | PrimarySchool | 1 |  | 1 | NECB2011 | 0.3414 | 27484 | 204.8617 | 24.8606 | 61.9218 | 3.8239 | 500.5252 | 205.0572 | VANCOUVER | BRITISH COLUMBIA | 0.93503 | 27.9417 | 0 | 28.8767 | 9.3371 | 6.2685 | 0 | 15.6056 | 0 | 0.026261 | 0 | 0 | 0.32994 | 0.12717 | 0 | 0.46968 | 0.042586 | 0.13178 | 0.55424 | 0.0021438 | 0.88418 | 0.084564 | 47.4637 | 121.0678 | 40 | 0.757 | [5 empty] | 0.227 | 0.315 | 2.4 | 2.4 | 5 | Vancouver Intl AP | CAN | 42 | 2797 | 49.195 | -123.184 | 4 | 2800 | BC | CAN_BC_Vancouver.Intl.AP.718920_CWEC2016.epw | 0.88417 | 25.7404 | 116.3676 | 6.4879 | 18.113 | FALSE | FALSE | FALSE | FALSE | 9.6045 | 9.7597 | 0 | 0 | 0 | 0 | 581.04 | 1805.5007 | 6.4868 | 0.0035928 | 2370.94 | 0 | 0.88418 | 58.83 | 49.67 | 57.83 | 57.83 |  | https://s3.console.aws.amazon.com/s3/buckets/834599497928?region=ca-central-1&prefix=phylroy.lopez/reference/reference/output/a8891fcb-e0a2-49a3-b05d-92d039a0219b/ | 1.0.002
328 |  | TRUE | 282 | 456 | 0 | 776.6012 |  |  |  | 0.1 | 2021-09-22 20:08:10 +0000 | 438c2ebff | 0.2.14 | :adv_dx_units: NECB_Default :airloop_economizer_type: NECB_Default :algorithm_type: parametric :analysis_id: reference :analysis_name: reference :boiler_eff: NECB_Default :btap_batch_version: 1.0.002 :building_type: PrimarySchool :chiller_type: NECB_Default :compute_environment: aws_batch :datapoint_id: 19f32b1c-144e-4a18-be1e-9fd9afc56bd9 :daylighting_type: NECB_Default :dcv_type: NECB_Default :door_construction_cond: NECB_Default :ecm_system_name: NECB_Default :electrical_loads_scale: NECB_Default :enable_costing: true :epw_file: CAN_AB_Edmonton.Intl.AP.711230_CWEC2016.epw :erv_package: NECB_Default :ext_floor_cond: NECB_Default :ext_roof_cond: NECB_Default :ext_wall_cond: NECB_Default :fdwr_set: NECB_Default :fixed_wind_solar_trans: NECB_Default :fixed_window_cond: NECB_Default :furnace_eff: NECB_Default :glass_door_cond: NECB_Default :glass_door_solar_trans: NECB_Default :ground_floor_cond: NECB_Default :ground_roof_cond: NECB_Default :ground_wall_cond: NECB_Default :image_name: btap_private_cli :infiltration_scale: NECB_Default :lights_scale: NECB_Default :lights_type: NECB_Default :nv_delta_temp_in_out: NECB_Default :nv_opening_fraction: NECB_Default :nv_temp_out_min: NECB_Default :nv_type: NECB_Default :oa_scale: NECB_Default :occupancy_loads_scale: NECB_Default :output_meters: [] :output_variables: [] :overhead_door_cond: NECB_Default :primary_heating_fuel: NaturalGas :pv_ground_azimuth_angle: NECB_Default :pv_ground_module_description: NECB_Default :pv_ground_tilt_angle: NECB_Default :pv_ground_total_area_pv_panels_m2: NECB_Default :pv_ground_type: NECB_Default :rotation_degrees: NECB_Default :run_annual_simulation: true :s3_bucket: '834599497928' :scale_x: NECB_Default :scale_y: NECB_Default :scale_z: NECB_Default :shw_eff: NECB_Default :skylight_cond: NECB_Default :skylight_solar_trans: NECB_Default :srr_set: NECB_Default :template: NECB2017 | reference | reference | 19f32b1c-144e-4a18-be1e-9fd9afc56bd9 | NECB2017 | PrimarySchool | NaturalGas | Natural Gas | CAN_AB_Edmonton.Intl.AP.711230_CWEC2016.epw | parametric |  | NECB_Default | NECB_Default | NECB_Default | NECB_Default | NECB_Default | NECB_Default | NECB_Default | NECB_Default | NECB_Default | NECB_Default | NECB_Default | NECB_Default | NECB_Default | NECB_Default | NECB_Default | NECB_Default | NECB_Default | NECB_Default | NECB_Default | NECB_Default | NECB_Default | NECB_Default | NECB_Default | NECB_Default | NECB_Default | NECB_Default | NECB_Default | NECB_Default | NECB_Default | NECB_Default | NECB_Default | NECB_Default | NECB_Default | NECB_Default | NECB_Default | NECB_Default | NECB_Default | NECB_Default | NECB_Default | NECB_Default | NECB_Default | NECB_Default | NECB_Default | NECB_Default | NECB_Default | aws_batch | 834599497928 | btap_private_cli |  | TRUE | TRUE |  |  | 208.8697 | 22.2687 | 93.0545 | 195.3197 | 6871 | 9383 | 32.5 | PrimarySchool |  |  | 2 | PrimarySchool | 1 |  | 1 | NECB2017 | 0.3414 | 27484 | 219.2477 | 28.5209 | 70.6808 | 3.9041 | 535.0351 | 212.6816 | EDMONTON | ALBERTA | 65.7638 | 28.9718 | 0 | 94.7356 | 6.233 | 2.0669 | 0 | 8.2999 | 0 | 0.021038 | 0 | 0 | 0.29966 | 0.105 | 0.023308 | 0.47688 | 0.04265 | 0.10469 | 0.57413 | 0.0029792 | 0.8738 | 0.097257 | 43.5299 | 213.9701 | 32.5 | 0.757 | [5 empty] | 0.138 | 0.21 | 1.9 | 1.9 | 2 | Edmonton Intl AP | CAN | 23 | 5588 | 53.31 | -113.579 | 7a | 5120 | AB | CAN_AB_Edmonton.Intl.AP.711230_CWEC2016.epw | 0.8738 | 22.2687 | 208.8697 | 6.7913 | 16.2668 | TRUE | FALSE | FALSE | FALSE | 10.9921 | 19.1684 | 0 | 0 | 0 | 0 | 668.25 | 1805.4702 | 6.4358 | 0.0035646 | 2352.28 | 0 | 0.8738 | 46.5 | 36.83 | 38.83 | 38.83 |  | https://s3.console.aws.amazon.com/s3/buckets/834599497928?region=ca-central-1&prefix=phylroy.lopez/reference/reference/output/19f32b1c-144e-4a18-be1e-9fd9afc56bd9/ | 1.0.002
329 |  | TRUE | 256 | 456 | 0 | 777.837 |  |  |  | 0.1 | 2021-09-22 20:07:13 +0000 | 438c2ebff | 0.2.14 | :adv_dx_units: NECB_Default :airloop_economizer_type: NECB_Default :algorithm_type: parametric :analysis_id: reference :analysis_name: reference :boiler_eff: NECB_Default :btap_batch_version: 1.0.002 :building_type: PrimarySchool :chiller_type: NECB_Default :compute_environment: aws_batch :datapoint_id: ac3c904c-a889-4006-b080-19716e525678 :daylighting_type: NECB_Default :dcv_type: NECB_Default :door_construction_cond: NECB_Default :ecm_system_name: NECB_Default :electrical_loads_scale: NECB_Default :enable_costing: true :epw_file: CAN_AB_Calgary.Intl.AP.718770_CWEC2016.epw :erv_package: NECB_Default :ext_floor_cond: NECB_Default :ext_roof_cond: NECB_Default :ext_wall_cond: NECB_Default :fdwr_set: NECB_Default :fixed_wind_solar_trans: NECB_Default :fixed_window_cond: NECB_Default :furnace_eff: NECB_Default :glass_door_cond: NECB_Default :glass_door_solar_trans: NECB_Default :ground_floor_cond: NECB_Default :ground_roof_cond: NECB_Default :ground_wall_cond: NECB_Default :image_name: btap_private_cli :infiltration_scale: NECB_Default :lights_scale: NECB_Default :lights_type: NECB_Default :nv_delta_temp_in_out: NECB_Default :nv_opening_fraction: NECB_Default :nv_temp_out_min: NECB_Default :nv_type: NECB_Default :oa_scale: NECB_Default :occupancy_loads_scale: NECB_Default :output_meters: [] :output_variables: [] :overhead_door_cond: NECB_Default :primary_heating_fuel: Electricity :pv_ground_azimuth_angle: NECB_Default :pv_ground_module_description: NECB_Default :pv_ground_tilt_angle: NECB_Default :pv_ground_total_area_pv_panels_m2: NECB_Default :pv_ground_type: NECB_Default :rotation_degrees: NECB_Default :run_annual_simulation: true :s3_bucket: '834599497928' :scale_x: NECB_Default :scale_y: NECB_Default :scale_z: NECB_Default :shw_eff: NECB_Default :skylight_cond: NECB_Default :skylight_solar_trans: NECB_Default :srr_set: NECB_Default :template: NECB2015 | reference | reference | ac3c904c-a889-4006-b080-19716e525678 | NECB2015 | PrimarySchool | Electricity | Electricity | CAN_AB_Calgary.Intl.AP.718770_CWEC2016.epw | parametric |  | NECB_Default | NECB_Default | NECB_Default | NECB_Default | NECB_Default | NECB_Default | NECB_Default | NECB_Default | NECB_Default | NECB_Default | NECB_Default | NECB_Default | NECB_Default | NECB_Default | NECB_Default | NECB_Default | NECB_Default | NECB_Default | NECB_Default | NECB_Default | NECB_Default | NECB_Default | NECB_Default | NECB_Default | NECB_Default | NECB_Default | NECB_Default | NECB_Default | NECB_Default | NECB_Default | NECB_Default | NECB_Default | NECB_Default | NECB_Default | NECB_Default | NECB_Default | NECB_Default | NECB_Default | NECB_Default | NECB_Default | NECB_Default | NECB_Default | NECB_Default | NECB_Default | NECB_Default | aws_batch | 834599497928 | btap_private_cli |  | TRUE | TRUE |  |  | 151.5132 | 29.9439 | 142.4894 | 209.1864 | 6871 | 9383 | 33.3 | PrimarySchool |  |  | 5 | PrimarySchool | 1 |  | 1 | NECB2015 | 0.3414 | 27484 | 220.3807 | 11.3566 | 68.0385 | 9.1092 | 573.004 | 264.1191 | CALGARY | ALBERTA | 202.9601 | 0 | 0 | 202.9601 | 19.2364 | 0 | 0 | 19.2364 | 0 | 0.031409 | 0 | 0 | 0.92482 | 0.13505 | 0 | 0.51296 | 0.04265 | 0.1291 | 0 | 0.00030272 | 0.92482 | 0.073343 | 172.3064 | 0 | 33.3 | 0.757 | [5 empty] | 0.162 | 0.21 | 2.2 | 2.2 | 5 | Calgary Intl AP | CAN | 64 | 4781 | 51.114 | -114.02 | 7a | 5000 | AB | CAN_AB_Calgary.Intl.AP.718770_CWEC2016.epw | 0.92483 | 29.9439 | 151.5132 | 6.7111 | 17.5379 | FALSE | FALSE | FALSE | FALSE | 12.1574 | 17.2045 | 0 | 1.3788 | 0.00076366 | 503.94 | 0 | 1805.4702 | 6.4358 | 0.0035646 | 2352.28 | 0 | 0.92482 | 89.83 | 79 | 2.5 | 2.5 |  | https://s3.console.aws.amazon.com/s3/buckets/834599497928?region=ca-central-1&prefix=phylroy.lopez/reference/reference/output/ac3c904c-a889-4006-b080-19716e525678/ | 1.0.002
330 |  | TRUE | 242 | 456 | 0 | 777.8357 |  |  |  | 0.1 | 2021-09-22 20:07:37 +0000 | 438c2ebff | 0.2.14 | :adv_dx_units: NECB_Default :airloop_economizer_type: NECB_Default :algorithm_type: parametric :analysis_id: reference :analysis_name: reference :boiler_eff: NECB_Default :btap_batch_version: 1.0.002 :building_type: PrimarySchool :chiller_type: NECB_Default :compute_environment: aws_batch :datapoint_id: 9260881d-42af-40a4-ba67-aac57b6e076e :daylighting_type: NECB_Default :dcv_type: NECB_Default :door_construction_cond: NECB_Default :ecm_system_name: NECB_Default :electrical_loads_scale: NECB_Default :enable_costing: true :epw_file: CAN_BC_Vancouver.Intl.AP.718920_CWEC2016.epw :erv_package: NECB_Default :ext_floor_cond: NECB_Default :ext_roof_cond: NECB_Default :ext_wall_cond: NECB_Default :fdwr_set: NECB_Default :fixed_wind_solar_trans: NECB_Default :fixed_window_cond: NECB_Default :furnace_eff: NECB_Default :glass_door_cond: NECB_Default :glass_door_solar_trans: NECB_Default :ground_floor_cond: NECB_Default :ground_roof_cond: NECB_Default :ground_wall_cond: NECB_Default :image_name: btap_private_cli :infiltration_scale: NECB_Default :lights_scale: NECB_Default :lights_type: NECB_Default :nv_delta_temp_in_out: NECB_Default :nv_opening_fraction: NECB_Default :nv_temp_out_min: NECB_Default :nv_type: NECB_Default :oa_scale: NECB_Default :occupancy_loads_scale: NECB_Default :output_meters: [] :output_variables: [] :overhead_door_cond: NECB_Default :primary_heating_fuel: Electricity :pv_ground_azimuth_angle: NECB_Default :pv_ground_module_description: NECB_Default :pv_ground_tilt_angle: NECB_Default :pv_ground_total_area_pv_panels_m2: NECB_Default :pv_ground_type: NECB_Default :rotation_degrees: NECB_Default :run_annual_simulation: true :s3_bucket: '834599497928' :scale_x: NECB_Default :scale_y: NECB_Default :scale_z: NECB_Default :shw_eff: NECB_Default :skylight_cond: NECB_Default :skylight_solar_trans: NECB_Default :srr_set: NECB_Default :template: NECB2015 | reference | reference | 9260881d-42af-40a4-ba67-aac57b6e076e | NECB2015 | PrimarySchool | Electricity | Electricity | CAN_BC_Vancouver.Intl.AP.718920_CWEC2016.epw | parametric |  | NECB_Default | NECB_Default | NECB_Default | NECB_Default | NECB_Default | NECB_Default | NECB_Default | NECB_Default | NECB_Default | NECB_Default | NECB_Default | NECB_Default | NECB_Default | NECB_Default | NECB_Default | NECB_Default | NECB_Default | NECB_Default | NECB_Default | NECB_Default | NECB_Default | NECB_Default | NECB_Default | NECB_Default | NECB_Default | NECB_Default | NECB_Default | NECB_Default | NECB_Default | NECB_Default | NECB_Default | NECB_Default | NECB_Default | NECB_Default | NECB_Default | NECB_Default | NECB_Default | NECB_Default | NECB_Default | NECB_Default | NECB_Default | NECB_Default | NECB_Default | NECB_Default | NECB_Default | aws_batch | 834599497928 | btap_private_cli |  | TRUE | TRUE |  |  | 91.081 | 25.8688 | 97.2525 | 158.3916 | 6871 | 9383 | 40 | PrimarySchool |  |  | 5 | PrimarySchool | 1 |  | 1 | NECB2015 | 0.3414 | 27484 | 204.8617 | 8.8589 | 63.3242 | 9.0604 | 523.5612 | 237.456 | VANCOUVER | BRITISH COLUMBIA | 2.1027 | 0 | 0 | 2.1027 | 20.9976 | 0 | 0 | 20.9976 | 0 | 0.026561 | 0 | 0 | 0.74196 | 0.1277 | 0 | 0.35011 | 0.04265 | 0.1291 | 0 | 0.00030272 | 0.74196 | 0.065533 | 110.7987 | 0 | 40 | 0.757 | [5 empty] | 0.227 | 0.315 | 2.4 | 2.4 | 5 | Vancouver Intl AP | CAN | 42 | 2797 | 49.195 | -123.184 | 4 | 2800 | BC | CAN_BC_Vancouver.Intl.AP.718920_CWEC2016.epw | 0.74196 | 25.8688 | 91.081 | 6.4879 | 18.113 | FALSE | FALSE | FALSE | FALSE | 9.6048 | 9.7605 | 0 | 1.232 | 0.00068235 | 450.28 | 0 | 1805.4702 | 6.4358 | 0.0035646 | 2352.28 | 0 | 0.74196 | 64 | 56.33 | 14.33 | 14.17 |  | https://s3.console.aws.amazon.com/s3/buckets/834599497928?region=ca-central-1&prefix=phylroy.lopez/reference/reference/output/9260881d-42af-40a4-ba67-aac57b6e076e/ | 1.0.002
331 |  | TRUE | 252 | 456 | 0 | 778.2912 |  |  |  | 0.1 | 2021-09-22 20:07:58 +0000 | 438c2ebff | 0.2.14 | :adv_dx_units: NECB_Default :airloop_economizer_type: NECB_Default :algorithm_type: parametric :analysis_id: reference :analysis_name: reference :boiler_eff: NECB_Default :btap_batch_version: 1.0.002 :building_type: PrimarySchool :chiller_type: NECB_Default :compute_environment: aws_batch :datapoint_id: bd27e298-e2f4-44b4-8715-6346a6df1ac8 :daylighting_type: NECB_Default :dcv_type: NECB_Default :door_construction_cond: NECB_Default :ecm_system_name: NECB_Default :electrical_loads_scale: NECB_Default :enable_costing: true :epw_file: CAN_AB_Calgary.Intl.AP.718770_CWEC2016.epw :erv_package: NECB_Default :ext_floor_cond: NECB_Default :ext_roof_cond: NECB_Default :ext_wall_cond: NECB_Default :fdwr_set: NECB_Default :fixed_wind_solar_trans: NECB_Default :fixed_window_cond: NECB_Default :furnace_eff: NECB_Default :glass_door_cond: NECB_Default :glass_door_solar_trans: NECB_Default :ground_floor_cond: NECB_Default :ground_roof_cond: NECB_Default :ground_wall_cond: NECB_Default :image_name: btap_private_cli :infiltration_scale: NECB_Default :lights_scale: NECB_Default :lights_type: NECB_Default :nv_delta_temp_in_out: NECB_Default :nv_opening_fraction: NECB_Default :nv_temp_out_min: NECB_Default :nv_type: NECB_Default :oa_scale: NECB_Default :occupancy_loads_scale: NECB_Default :output_meters: [] :output_variables: [] :overhead_door_cond: NECB_Default :primary_heating_fuel: NaturalGas :pv_ground_azimuth_angle: NECB_Default :pv_ground_module_description: NECB_Default :pv_ground_tilt_angle: NECB_Default :pv_ground_total_area_pv_panels_m2: NECB_Default :pv_ground_type: NECB_Default :rotation_degrees: NECB_Default :run_annual_simulation: true :s3_bucket: '834599497928' :scale_x: NECB_Default :scale_y: NECB_Default :scale_z: NECB_Default :shw_eff: NECB_Default :skylight_cond: NECB_Default :skylight_solar_trans: NECB_Default :srr_set: NECB_Default :template: NECB2015 | reference | reference | bd27e298-e2f4-44b4-8715-6346a6df1ac8 | NECB2015 | PrimarySchool | NaturalGas | Natural Gas | CAN_AB_Calgary.Intl.AP.718770_CWEC2016.epw | parametric |  | NECB_Default | NECB_Default | NECB_Default | NECB_Default | NECB_Default | NECB_Default | NECB_Default | NECB_Default | NECB_Default | NECB_Default | NECB_Default | NECB_Default | NECB_Default | NECB_Default | NECB_Default | NECB_Default | NECB_Default | NECB_Default | NECB_Default | NECB_Default | NECB_Default | NECB_Default | NECB_Default | NECB_Default | NECB_Default | NECB_Default | NECB_Default | NECB_Default | NECB_Default | NECB_Default | NECB_Default | NECB_Default | NECB_Default | NECB_Default | NECB_Default | NECB_Default | NECB_Default | NECB_Default | NECB_Default | NECB_Default | NECB_Default | NECB_Default | NECB_Default | NECB_Default | NECB_Default | aws_batch | 834599497928 | btap_private_cli |  | TRUE | TRUE |  |  | 198.585 | 30.5352 | 142.1114 | 270.3274 | 6871 | 9383 | 33.3 | PrimarySchool |  |  | 5 | PrimarySchool | 1 |  | 1 | NECB2015 | 0.3414 | 27484 | 220.3807 | 30.3209 | 68.0385 | 3.8937 | 548.5122 | 225.8786 | CALGARY | ALBERTA | 75.4393 | 40.4289 | 0 | 115.8682 | 7.1501 | 2.8842 | 0 | 10.0343 | 0 | 0.032013 | 0 | 0 | 0.34375 | 0.13666 | 0 | 0.70779 | 0.04265 | 0.1291 | 0.80118 | 0.0033328 | 1.1449 | 0.093384 | 53.5872 | 204.0315 | 33.3 | 0.757 | [5 empty] | 0.162 | 0.21 | 2.2 | 2.2 | 5 | Calgary Intl AP | CAN | 64 | 4781 | 51.114 | -114.02 | 7a | 5000 | AB | CAN_AB_Calgary.Intl.AP.718770_CWEC2016.epw | 1.1449 | 30.5352 | 198.585 | 6.7111 | 17.5379 | FALSE | FALSE | FALSE | FALSE | 12.1574 | 17.2045 | 0 | 0 | 0 | 0 | 641.64 | 1805.4702 | 6.4358 | 0.0035646 | 2352.28 | 0 | 1.1449 | 90 | 79 | 20.83 | 20.83 |  | https://s3.console.aws.amazon.com/s3/buckets/834599497928?region=ca-central-1&prefix=phylroy.lopez/reference/reference/output/bd27e298-e2f4-44b4-8715-6346a6df1ac8/ | 1.0.002
332 |  | TRUE | 256 | 456 | 0 | 779.5597 |  |  |  | 0.1 | 2021-09-22 20:07:15 +0000 | 438c2ebff | 0.2.14 | :adv_dx_units: NECB_Default :airloop_economizer_type: NECB_Default :algorithm_type: parametric :analysis_id: reference :analysis_name: reference :boiler_eff: NECB_Default :btap_batch_version: 1.0.002 :building_type: PrimarySchool :chiller_type: NECB_Default :compute_environment: aws_batch :datapoint_id: 509f9a72-b6df-42f5-b3b6-0e5109e14e3e :daylighting_type: NECB_Default :dcv_type: NECB_Default :door_construction_cond: NECB_Default :ecm_system_name: NECB_Default :electrical_loads_scale: NECB_Default :enable_costing: true :epw_file: CAN_QC_Montreal-Trudeau.Intl.AP.716270_CWEC2016.epw :erv_package: NECB_Default :ext_floor_cond: NECB_Default :ext_roof_cond: NECB_Default :ext_wall_cond: NECB_Default :fdwr_set: NECB_Default :fixed_wind_solar_trans: NECB_Default :fixed_window_cond: NECB_Default :furnace_eff: NECB_Default :glass_door_cond: NECB_Default :glass_door_solar_trans: NECB_Default :ground_floor_cond: NECB_Default :ground_roof_cond: NECB_Default :ground_wall_cond: NECB_Default :image_name: btap_private_cli :infiltration_scale: NECB_Default :lights_scale: NECB_Default :lights_type: NECB_Default :nv_delta_temp_in_out: NECB_Default :nv_opening_fraction: NECB_Default :nv_temp_out_min: NECB_Default :nv_type: NECB_Default :oa_scale: NECB_Default :occupancy_loads_scale: NECB_Default :output_meters: [] :output_variables: [] :overhead_door_cond: NECB_Default :primary_heating_fuel: Electricity :pv_ground_azimuth_angle: NECB_Default :pv_ground_module_description: NECB_Default :pv_ground_tilt_angle: NECB_Default :pv_ground_total_area_pv_panels_m2: NECB_Default :pv_ground_type: NECB_Default :rotation_degrees: NECB_Default :run_annual_simulation: true :s3_bucket: '834599497928' :scale_x: NECB_Default :scale_y: NECB_Default :scale_z: NECB_Default :shw_eff: NECB_Default :skylight_cond: NECB_Default :skylight_solar_trans: NECB_Default :srr_set: NECB_Default :template: NECB2015 | reference | reference | 509f9a72-b6df-42f5-b3b6-0e5109e14e3e | NECB2015 | PrimarySchool | Electricity | Electricity | CAN_QC_Montreal-Trudeau.Intl.AP.716270_CWEC2016.epw | parametric |  | NECB_Default | NECB_Default | NECB_Default | NECB_Default | NECB_Default | NECB_Default | NECB_Default | NECB_Default | NECB_Default | NECB_Default | NECB_Default | NECB_Default | NECB_Default | NECB_Default | NECB_Default | NECB_Default | NECB_Default | NECB_Default | NECB_Default | NECB_Default | NECB_Default | NECB_Default | NECB_Default | NECB_Default | NECB_Default | NECB_Default | NECB_Default | NECB_Default | NECB_Default | NECB_Default | NECB_Default | NECB_Default | NECB_Default | NECB_Default | NECB_Default | NECB_Default | NECB_Default | NECB_Default | NECB_Default | NECB_Default | NECB_Default | NECB_Default | NECB_Default | NECB_Default | NECB_Default | aws_batch | 834599497928 | btap_private_cli |  | TRUE | TRUE |  |  | 182.4685 | 40.4827 | 154.825 | 226.2213 | 6871 | 9383 | 37.3 | PrimarySchool |  |  | 5 | PrimarySchool | 1 |  | 1 | NECB2015 | 0.3414 | 27484 | 212.5298 | 10.914 | 64.9437 | 9.0584 | 550.3462 | 252.9003 | MONTREAL | QUEBEC | 0.38322 | 0 | 0 | 0.38322 | 24.4072 | 0 | 0 | 24.4072 | 0 | 0.062777 | 0 | 0 | 0.98615 | 0.12435 | 0 | 0.55737 | 0.04265 | 0.1291 | 0 | 0.00030272 | 0.98615 | 0.069592 | 202.3508 | 0 | 37.3 | 0.757 | [5 empty] | 0.183 | 0.247 | 2.2 | 2.2 | 5 | Montreal-Trudeau Intl AP | CAN | 323 | 4090 | 45.471 | -73.741 | 6 | 4400 | QC | CAN_QC_Montreal-Trudeau.Intl.AP.716270_CWEC2016.epw | 0.98615 | 40.4827 | 182.4685 | 8.823 | 17.6558 | FALSE | FALSE | FALSE | FALSE | 13.1049 | 16.0659 | 0 | 1.3083 | 0.00072461 | 478.17 | 0 | 1805.4702 | 6.4358 | 0.0035646 | 2352.28 | 0 | 0.98615 | 149.33 | 127.17 | 3.5 | 3.5 |  | https://s3.console.aws.amazon.com/s3/buckets/834599497928?region=ca-central-1&prefix=phylroy.lopez/reference/reference/output/509f9a72-b6df-42f5-b3b6-0e5109e14e3e/ | 1.0.002
333 |  | TRUE | 246 | 456 | 0 | 780.2336 |  |  |  | 0.1 | 2021-09-22 20:07:27 +0000 | 438c2ebff | 0.2.14 | :adv_dx_units: NECB_Default :airloop_economizer_type: NECB_Default :algorithm_type: parametric :analysis_id: reference :analysis_name: reference :boiler_eff: NECB_Default :btap_batch_version: 1.0.002 :building_type: PrimarySchool :chiller_type: NECB_Default :compute_environment: aws_batch :datapoint_id: 8a195e3b-30a5-4064-9a6d-19b4a67889d4 :daylighting_type: NECB_Default :dcv_type: NECB_Default :door_construction_cond: NECB_Default :ecm_system_name: NECB_Default :electrical_loads_scale: NECB_Default :enable_costing: true :epw_file: CAN_AB_Calgary.Intl.AP.718770_CWEC2016.epw :erv_package: NECB_Default :ext_floor_cond: NECB_Default :ext_roof_cond: NECB_Default :ext_wall_cond: NECB_Default :fdwr_set: NECB_Default :fixed_wind_solar_trans: NECB_Default :fixed_window_cond: NECB_Default :furnace_eff: NECB_Default :glass_door_cond: NECB_Default :glass_door_solar_trans: NECB_Default :ground_floor_cond: NECB_Default :ground_roof_cond: NECB_Default :ground_wall_cond: NECB_Default :image_name: btap_private_cli :infiltration_scale: NECB_Default :lights_scale: NECB_Default :lights_type: NECB_Default :nv_delta_temp_in_out: NECB_Default :nv_opening_fraction: NECB_Default :nv_temp_out_min: NECB_Default :nv_type: NECB_Default :oa_scale: NECB_Default :occupancy_loads_scale: NECB_Default :output_meters: [] :output_variables: [] :overhead_door_cond: NECB_Default :primary_heating_fuel: NaturalGas :pv_ground_azimuth_angle: NECB_Default :pv_ground_module_description: NECB_Default :pv_ground_tilt_angle: NECB_Default :pv_ground_total_area_pv_panels_m2: NECB_Default :pv_ground_type: NECB_Default :rotation_degrees: NECB_Default :run_annual_simulation: true :s3_bucket: '834599497928' :scale_x: NECB_Default :scale_y: NECB_Default :scale_z: NECB_Default :shw_eff: NECB_Default :skylight_cond: NECB_Default :skylight_solar_trans: NECB_Default :srr_set: NECB_Default :template: NECB2011 | reference | reference | 8a195e3b-30a5-4064-9a6d-19b4a67889d4 | NECB2011 | PrimarySchool | NaturalGas | Natural Gas | CAN_AB_Calgary.Intl.AP.718770_CWEC2016.epw | parametric |  | NECB_Default | NECB_Default | NECB_Default | NECB_Default | NECB_Default | NECB_Default | NECB_Default | NECB_Default | NECB_Default | NECB_Default | NECB_Default | NECB_Default | NECB_Default | NECB_Default | NECB_Default | NECB_Default | NECB_Default | NECB_Default | NECB_Default | NECB_Default | NECB_Default | NECB_Default | NECB_Default | NECB_Default | NECB_Default | NECB_Default | NECB_Default | NECB_Default | NECB_Default | NECB_Default | NECB_Default | NECB_Default | NECB_Default | NECB_Default | NECB_Default | NECB_Default | NECB_Default | NECB_Default | NECB_Default | NECB_Default | NECB_Default | NECB_Default | NECB_Default | NECB_Default | NECB_Default | aws_batch | 834599497928 | btap_private_cli |  | TRUE | TRUE |  |  | 189.5333 | 29.7266 | 141.0396 | 261.2021 | 6871 | 9383 | 33.3 | PrimarySchool |  |  | 5 | PrimarySchool | 1 |  | 1 | NECB2011 | 0.3414 | 27484 | 220.3807 | 30.2492 | 66.5456 | 3.8937 | 545.1512 | 224.0821 | CALGARY | ALBERTA | 75.4962 | 38.8897 | 0 | 114.3858 | 7.1555 | 2.7744 | 0 | 9.9299 | 0 | 0.031099 | 0 | 0 | 0.34401 | 0.13561 | 0 | 0.67655 | 0.042586 | 0.13178 | 0.77068 | 0.0029472 | 1.1147 | 0.094125 | 52.1205 | 195.0499 | 33.3 | 0.757 | [5 empty] | 0.162 | 0.21 | 2.2 | 2.2 | 5 | Calgary Intl AP | CAN | 64 | 4781 | 51.114 | -114.02 | 7a | 5000 | AB | CAN_AB_Calgary.Intl.AP.718770_CWEC2016.epw | 1.1147 | 29.7266 | 189.5333 | 6.7111 | 17.5379 | FALSE | FALSE | FALSE | FALSE | 12.1569 | 17.2036 | 0 | 0 | 0 | 0 | 646.73 | 1805.5007 | 6.4868 | 0.0035928 | 2370.94 | 0 | 1.1147 | 83.5 | 72 | 21.17 | 21.17 |  | https://s3.console.aws.amazon.com/s3/buckets/834599497928?region=ca-central-1&prefix=phylroy.lopez/reference/reference/output/8a195e3b-30a5-4064-9a6d-19b4a67889d4/ | 1.0.002
334 |  | TRUE | 252 | 456 | 0 | 779.7117 |  |  |  | 0.1 | 2021-09-22 20:07:29 +0000 | 438c2ebff | 0.2.14 | :adv_dx_units: NECB_Default :airloop_economizer_type: NECB_Default :algorithm_type: parametric :analysis_id: reference :analysis_name: reference :boiler_eff: NECB_Default :btap_batch_version: 1.0.002 :building_type: PrimarySchool :chiller_type: NECB_Default :compute_environment: aws_batch :datapoint_id: 5437b655-577a-4e61-aaf4-0e5308375a8b :daylighting_type: NECB_Default :dcv_type: NECB_Default :door_construction_cond: NECB_Default :ecm_system_name: NECB_Default :electrical_loads_scale: NECB_Default :enable_costing: true :epw_file: CAN_QC_Montreal-Trudeau.Intl.AP.716270_CWEC2016.epw :erv_package: NECB_Default :ext_floor_cond: NECB_Default :ext_roof_cond: NECB_Default :ext_wall_cond: NECB_Default :fdwr_set: NECB_Default :fixed_wind_solar_trans: NECB_Default :fixed_window_cond: NECB_Default :furnace_eff: NECB_Default :glass_door_cond: NECB_Default :glass_door_solar_trans: NECB_Default :ground_floor_cond: NECB_Default :ground_roof_cond: NECB_Default :ground_wall_cond: NECB_Default :image_name: btap_private_cli :infiltration_scale: NECB_Default :lights_scale: NECB_Default :lights_type: NECB_Default :nv_delta_temp_in_out: NECB_Default :nv_opening_fraction: NECB_Default :nv_temp_out_min: NECB_Default :nv_type: NECB_Default :oa_scale: NECB_Default :occupancy_loads_scale: NECB_Default :output_meters: [] :output_variables: [] :overhead_door_cond: NECB_Default :primary_heating_fuel: NaturalGas :pv_ground_azimuth_angle: NECB_Default :pv_ground_module_description: NECB_Default :pv_ground_tilt_angle: NECB_Default :pv_ground_total_area_pv_panels_m2: NECB_Default :pv_ground_type: NECB_Default :rotation_degrees: NECB_Default :run_annual_simulation: true :s3_bucket: '834599497928' :scale_x: NECB_Default :scale_y: NECB_Default :scale_z: NECB_Default :shw_eff: NECB_Default :skylight_cond: NECB_Default :skylight_solar_trans: NECB_Default :srr_set: NECB_Default :template: NECB2015 | reference | reference | 5437b655-577a-4e61-aaf4-0e5308375a8b | NECB2015 | PrimarySchool | NaturalGas | Natural Gas | CAN_QC_Montreal-Trudeau.Intl.AP.716270_CWEC2016.epw | parametric |  | NECB_Default | NECB_Default | NECB_Default | NECB_Default | NECB_Default | NECB_Default | NECB_Default | NECB_Default | NECB_Default | NECB_Default | NECB_Default | NECB_Default | NECB_Default | NECB_Default | NECB_Default | NECB_Default | NECB_Default | NECB_Default | NECB_Default | NECB_Default | NECB_Default | NECB_Default | NECB_Default | NECB_Default | NECB_Default | NECB_Default | NECB_Default | NECB_Default | NECB_Default | NECB_Default | NECB_Default | NECB_Default | NECB_Default | NECB_Default | NECB_Default | NECB_Default | NECB_Default | NECB_Default | NECB_Default | NECB_Default | NECB_Default | NECB_Default | NECB_Default | NECB_Default | NECB_Default | aws_batch | 834599497928 | btap_private_cli |  | TRUE | TRUE |  |  | 236.1835 | 41.2807 | 154.6767 | 290.1312 | 6871 | 9383 | 37.3 | PrimarySchool |  |  | 5 | PrimarySchool | 1 |  | 1 | NECB2015 | 0.3414 | 27484 | 212.5298 | 29.5582 | 64.9437 | 3.7928 | 524.8109 | 213.9864 | MONTREAL | QUEBEC | 0.14134 | 42.1138 | 0 | 42.2551 | 9.0021 | 11.0314 | 0 | 20.0335 | 0 | 0.063994 | 0 | 0 | 0.36372 | 0.12498 | 0 | 0.76364 | 0.04265 | 0.1291 | 0.8525 | 0.0029967 | 1.2162 | 0.088868 | 63.4601 | 240.7721 | 37.3 | 0.757 | [5 empty] | 0.183 | 0.247 | 2.2 | 2.2 | 5 | Montreal-Trudeau Intl AP | CAN | 323 | 4090 | 45.471 | -73.741 | 6 | 4400 | QC | CAN_QC_Montreal-Trudeau.Intl.AP.716270_CWEC2016.epw | 1.2162 | 41.2807 | 236.1835 | 8.823 | 17.6558 | FALSE | FALSE | FALSE | FALSE | 13.1049 | 16.0659 | 0 | 0 | 0 | 0 | 610.61 | 1805.4702 | 6.4358 | 0.0035646 | 2352.28 | 0 | 1.2162 | 149.83 | 127.67 | 21.17 | 21.17 |  | https://s3.console.aws.amazon.com/s3/buckets/834599497928?region=ca-central-1&prefix=phylroy.lopez/reference/reference/output/5437b655-577a-4e61-aaf4-0e5308375a8b/ | 1.0.002
335 |  | TRUE | 250 | 456 | 0 | 779.148 |  |  |  | 0.1 | 2021-09-22 20:07:28 +0000 | 438c2ebff | 0.2.14 | :adv_dx_units: NECB_Default :airloop_economizer_type: NECB_Default :algorithm_type: parametric :analysis_id: reference :analysis_name: reference :boiler_eff: NECB_Default :btap_batch_version: 1.0.002 :building_type: PrimarySchool :chiller_type: NECB_Default :compute_environment: aws_batch :datapoint_id: ac870490-069c-442d-9268-367fb3e12a3f :daylighting_type: NECB_Default :dcv_type: NECB_Default :door_construction_cond: NECB_Default :ecm_system_name: NECB_Default :electrical_loads_scale: NECB_Default :enable_costing: true :epw_file: CAN_YT_Whitehorse.Intl.AP.719640_CWEC2016.epw :erv_package: NECB_Default :ext_floor_cond: NECB_Default :ext_roof_cond: NECB_Default :ext_wall_cond: NECB_Default :fdwr_set: NECB_Default :fixed_wind_solar_trans: NECB_Default :fixed_window_cond: NECB_Default :furnace_eff: NECB_Default :glass_door_cond: NECB_Default :glass_door_solar_trans: NECB_Default :ground_floor_cond: NECB_Default :ground_roof_cond: NECB_Default :ground_wall_cond: NECB_Default :image_name: btap_private_cli :infiltration_scale: NECB_Default :lights_scale: NECB_Default :lights_type: NECB_Default :nv_delta_temp_in_out: NECB_Default :nv_opening_fraction: NECB_Default :nv_temp_out_min: NECB_Default :nv_type: NECB_Default :oa_scale: NECB_Default :occupancy_loads_scale: NECB_Default :output_meters: [] :output_variables: [] :overhead_door_cond: NECB_Default :primary_heating_fuel: NaturalGas :pv_ground_azimuth_angle: NECB_Default :pv_ground_module_description: NECB_Default :pv_ground_tilt_angle: NECB_Default :pv_ground_total_area_pv_panels_m2: NECB_Default :pv_ground_type: NECB_Default :rotation_degrees: NECB_Default :run_annual_simulation: true :s3_bucket: '834599497928' :scale_x: NECB_Default :scale_y: NECB_Default :scale_z: NECB_Default :shw_eff: NECB_Default :skylight_cond: NECB_Default :skylight_solar_trans: NECB_Default :srr_set: NECB_Default :template: NECB2015 | reference | reference | ac870490-069c-442d-9268-367fb3e12a3f | NECB2015 | PrimarySchool | NaturalGas | Natural Gas | CAN_YT_Whitehorse.Intl.AP.719640_CWEC2016.epw | parametric |  | NECB_Default | NECB_Default | NECB_Default | NECB_Default | NECB_Default | NECB_Default | NECB_Default | NECB_Default | NECB_Default | NECB_Default | NECB_Default | NECB_Default | NECB_Default | NECB_Default | NECB_Default | NECB_Default | NECB_Default | NECB_Default | NECB_Default | NECB_Default | NECB_Default | NECB_Default | NECB_Default | NECB_Default | NECB_Default | NECB_Default | NECB_Default | NECB_Default | NECB_Default | NECB_Default | NECB_Default | NECB_Default | NECB_Default | NECB_Default | NECB_Default | NECB_Default | NECB_Default | NECB_Default | NECB_Default | NECB_Default | NECB_Default | NECB_Default | NECB_Default | NECB_Default | NECB_Default | aws_batch | 834599497928 | btap_private_cli |  | TRUE | TRUE |  |  | 259.2586 | 21.9433 | 220.2732 | 364.9069 | 6871 | 9383 | 22.8 | PrimarySchool |  |  | 5 | PrimarySchool | 1 |  | 1 | NECB2015 | 0.3414 | 27484 | 165.1571 | 27.6659 | 63.2389 | 3.6449 | 443.1558 | 183.449 | WHITEHORSE | YUKON | 4.598 | 59.2047 | 0 | 63.8027 | 10.53 | 10.7915 | 0 | 21.3215 | 0 | 0.0082302 | 0 | 0 | 0.29562 | 0.11216 | 0 | 1.0886 | 0.04265 | 0.1291 | 1.1898 | 0.0034828 | 1.4854 | 0.10122 | 43.5143 | 263.7741 | 22.8 | 0.757 | [5 empty] | 0.162 | 0.21 | 2.2 | 2.2 | 5 | Whitehorse Intl AP | CAN | 5 | 6491 | 60.709 | -135.069 | 7b | 6580 | YT | CAN_YT_Whitehorse.Intl.AP.719640_CWEC2016.epw | 1.4854 | 21.9433 | 259.2586 | 8.45 | 12.8763 | TRUE | FALSE | FALSE | FALSE | 7.1176 | 20.7223 | 0 | 0 | 0 | 0 | 695.48 | 1805.4702 | 6.4358 | 0.0035646 | 2352.28 | 0 | 1.4854 | 23.17 | 16.83 | 32.17 | 32.17 |  | https://s3.console.aws.amazon.com/s3/buckets/834599497928?region=ca-central-1&prefix=phylroy.lopez/reference/reference/output/ac870490-069c-442d-9268-367fb3e12a3f/ | 1.0.002
336 |  | TRUE | 280 | 456 | 0 | 779.0855 |  |  |  | 0.1 | 2021-09-22 20:07:30 +0000 | 438c2ebff | 0.2.14 | :adv_dx_units: NECB_Default :airloop_economizer_type: NECB_Default :algorithm_type: parametric :analysis_id: reference :analysis_name: reference :boiler_eff: NECB_Default :btap_batch_version: 1.0.002 :building_type: PrimarySchool :chiller_type: NECB_Default :compute_environment: aws_batch :datapoint_id: 0559df0d-84e6-4d19-817f-207b7c29ece0 :daylighting_type: NECB_Default :dcv_type: NECB_Default :door_construction_cond: NECB_Default :ecm_system_name: NECB_Default :electrical_loads_scale: NECB_Default :enable_costing: true :epw_file: CAN_NS_Halifax.Dockyard.713280_CWEC2016.epw :erv_package: NECB_Default :ext_floor_cond: NECB_Default :ext_roof_cond: NECB_Default :ext_wall_cond: NECB_Default :fdwr_set: NECB_Default :fixed_wind_solar_trans: NECB_Default :fixed_window_cond: NECB_Default :furnace_eff: NECB_Default :glass_door_cond: NECB_Default :glass_door_solar_trans: NECB_Default :ground_floor_cond: NECB_Default :ground_roof_cond: NECB_Default :ground_wall_cond: NECB_Default :image_name: btap_private_cli :infiltration_scale: NECB_Default :lights_scale: NECB_Default :lights_type: NECB_Default :nv_delta_temp_in_out: NECB_Default :nv_opening_fraction: NECB_Default :nv_temp_out_min: NECB_Default :nv_type: NECB_Default :oa_scale: NECB_Default :occupancy_loads_scale: NECB_Default :output_meters: [] :output_variables: [] :overhead_door_cond: NECB_Default :primary_heating_fuel: Electricity :pv_ground_azimuth_angle: NECB_Default :pv_ground_module_description: NECB_Default :pv_ground_tilt_angle: NECB_Default :pv_ground_total_area_pv_panels_m2: NECB_Default :pv_ground_type: NECB_Default :rotation_degrees: NECB_Default :run_annual_simulation: true :s3_bucket: '834599497928' :scale_x: NECB_Default :scale_y: NECB_Default :scale_z: NECB_Default :shw_eff: NECB_Default :skylight_cond: NECB_Default :skylight_solar_trans: NECB_Default :srr_set: NECB_Default :template: NECB2017 | reference | reference | 0559df0d-84e6-4d19-817f-207b7c29ece0 | NECB2017 | PrimarySchool | Electricity | Electricity | CAN_NS_Halifax.Dockyard.713280_CWEC2016.epw | parametric |  | NECB_Default | NECB_Default | NECB_Default | NECB_Default | NECB_Default | NECB_Default | NECB_Default | NECB_Default | NECB_Default | NECB_Default | NECB_Default | NECB_Default | NECB_Default | NECB_Default | NECB_Default | NECB_Default | NECB_Default | NECB_Default | NECB_Default | NECB_Default | NECB_Default | NECB_Default | NECB_Default | NECB_Default | NECB_Default | NECB_Default | NECB_Default | NECB_Default | NECB_Default | NECB_Default | NECB_Default | NECB_Default | NECB_Default | NECB_Default | NECB_Default | NECB_Default | NECB_Default | NECB_Default | NECB_Default | NECB_Default | NECB_Default | NECB_Default | NECB_Default | NECB_Default | NECB_Default | aws_batch | 834599497928 | btap_private_cli |  | TRUE | TRUE |  |  | 69.3046 | 22.3036 | 63.0621 | 117.6321 | 6871 | 9383 | 40 | PrimarySchool |  |  | 2 | PrimarySchool | 1 |  | 1 | NECB2017 | 0.3414 | 27484 | 204.5382 | 9.153 | 68.9799 | 9.0771 | 531.2401 | 239.4918 | HALIFAX | NOVA SCOTIA | 120.3745 | 0 | 0 | 120.3745 | 23.6077 | 0 | 0 | 23.6077 | 0 | 0.023366 | 0 | 0 | 0.5936 | 0.10416 | 0.022791 | 0.22703 | 0.04265 | 0.10469 | 0 | 0.00030272 | 0.5936 | 0.068626 | 89.6035 | 0 | 40 | 0.757 | [5 empty] | 0.156 | 0.247 | 1.9 | 1.9 | 2 | Halifax Dockyard | CAN | 112 | 3647 | 44.655 | -63.577 | 6 | 4000 | NS | CAN_NS_Halifax.Dockyard.713280_CWEC2016.epw | 0.59361 | 22.3036 | 69.3046 | 7.8251 | 16.4851 | TRUE | FALSE | FALSE | FALSE | 7.6461 | 9.1481 | 0 | 1.2901 | 0.00071455 | 471.53 | 0 | 1805.4702 | 6.4358 | 0.0035646 | 2352.28 | 0 | 0.5936 | 53.5 | 43.83 | 18.17 | 18.17 |  | https://s3.console.aws.amazon.com/s3/buckets/834599497928?region=ca-central-1&prefix=phylroy.lopez/reference/reference/output/0559df0d-84e6-4d19-817f-207b7c29ece0/ | 1.0.002
337 |  | TRUE | 252 | 456 | 0 | 779.8268 |  |  |  | 0.1 | 2021-09-22 20:07:35 +0000 | 438c2ebff | 0.2.14 | :adv_dx_units: NECB_Default :airloop_economizer_type: NECB_Default :algorithm_type: parametric :analysis_id: reference :analysis_name: reference :boiler_eff: NECB_Default :btap_batch_version: 1.0.002 :building_type: PrimarySchool :chiller_type: NECB_Default :compute_environment: aws_batch :datapoint_id: 5740f756-4160-40f3-8264-7c0c757d19f7 :daylighting_type: NECB_Default :dcv_type: NECB_Default :door_construction_cond: NECB_Default :ecm_system_name: NECB_Default :electrical_loads_scale: NECB_Default :enable_costing: true :epw_file: CAN_AB_Edmonton.Intl.AP.711230_CWEC2016.epw :erv_package: NECB_Default :ext_floor_cond: NECB_Default :ext_roof_cond: NECB_Default :ext_wall_cond: NECB_Default :fdwr_set: NECB_Default :fixed_wind_solar_trans: NECB_Default :fixed_window_cond: NECB_Default :furnace_eff: NECB_Default :glass_door_cond: NECB_Default :glass_door_solar_trans: NECB_Default :ground_floor_cond: NECB_Default :ground_roof_cond: NECB_Default :ground_wall_cond: NECB_Default :image_name: btap_private_cli :infiltration_scale: NECB_Default :lights_scale: NECB_Default :lights_type: NECB_Default :nv_delta_temp_in_out: NECB_Default :nv_opening_fraction: NECB_Default :nv_temp_out_min: NECB_Default :nv_type: NECB_Default :oa_scale: NECB_Default :occupancy_loads_scale: NECB_Default :output_meters: [] :output_variables: [] :overhead_door_cond: NECB_Default :primary_heating_fuel: NaturalGas :pv_ground_azimuth_angle: NECB_Default :pv_ground_module_description: NECB_Default :pv_ground_tilt_angle: NECB_Default :pv_ground_total_area_pv_panels_m2: NECB_Default :pv_ground_type: NECB_Default :rotation_degrees: NECB_Default :run_annual_simulation: true :s3_bucket: '834599497928' :scale_x: NECB_Default :scale_y: NECB_Default :scale_z: NECB_Default :shw_eff: NECB_Default :skylight_cond: NECB_Default :skylight_solar_trans: NECB_Default :srr_set: NECB_Default :template: NECB2015 | reference | reference | 5740f756-4160-40f3-8264-7c0c757d19f7 | NECB2015 | PrimarySchool | NaturalGas | Natural Gas | CAN_AB_Edmonton.Intl.AP.711230_CWEC2016.epw | parametric |  | NECB_Default | NECB_Default | NECB_Default | NECB_Default | NECB_Default | NECB_Default | NECB_Default | NECB_Default | NECB_Default | NECB_Default | NECB_Default | NECB_Default | NECB_Default | NECB_Default | NECB_Default | NECB_Default | NECB_Default | NECB_Default | NECB_Default | NECB_Default | NECB_Default | NECB_Default | NECB_Default | NECB_Default | NECB_Default | NECB_Default | NECB_Default | NECB_Default | NECB_Default | NECB_Default | NECB_Default | NECB_Default | NECB_Default | NECB_Default | NECB_Default | NECB_Default | NECB_Default | NECB_Default | NECB_Default | NECB_Default | NECB_Default | NECB_Default | NECB_Default | NECB_Default | NECB_Default | aws_batch | 834599497928 | btap_private_cli |  | TRUE | TRUE |  |  | 212.627 | 28.7823 | 182.3328 | 322.1317 | 6871 | 9383 | 32.5 | PrimarySchool |  |  | 5 | PrimarySchool | 1 |  | 1 | NECB2015 | 0.3414 | 27484 | 214.7484 | 30.8085 | 70.6808 | 3.9041 | 542.9174 | 222.7757 | EDMONTON | ALBERTA | 72.7592 | 50.4561 | 0 | 123.2153 | 6.8961 | 3.5996 | 0 | 10.4956 | 0 | 0.027686 | 0 | 0 | 0.33154 | 0.12852 | 0 | 0.90265 | 0.04265 | 0.1291 | 0.99989 | 0.0035803 | 1.3314 | 0.097232 | 51.3201 | 217.3969 | 32.5 | 0.757 | [5 empty] | 0.162 | 0.21 | 2.2 | 2.2 | 5 | Edmonton Intl AP | CAN | 23 | 5588 | 53.31 | -113.579 | 7a | 5120 | AB | CAN_AB_Edmonton.Intl.AP.711230_CWEC2016.epw | 1.3314 | 28.7823 | 212.627 | 6.7913 | 16.2669 | FALSE | FALSE | FALSE | FALSE | 10.9921 | 19.1685 | 0 | 0 | 0 | 0 | 668.08 | 1805.4702 | 6.4358 | 0.0035646 | 2352.28 | 0 | 1.3314 | 66.17 | 56.5 | 19.33 | 19.33 |  | https://s3.console.aws.amazon.com/s3/buckets/834599497928?region=ca-central-1&prefix=phylroy.lopez/reference/reference/output/5740f756-4160-40f3-8264-7c0c757d19f7/ | 1.0.002
338 |  | TRUE | 250 | 456 | 0 | 779.8991 |  |  |  | 0.1 | 2021-09-22 20:07:24 +0000 | 438c2ebff | 0.2.14 | :adv_dx_units: NECB_Default :airloop_economizer_type: NECB_Default :algorithm_type: parametric :analysis_id: reference :analysis_name: reference :boiler_eff: NECB_Default :btap_batch_version: 1.0.002 :building_type: PrimarySchool :chiller_type: NECB_Default :compute_environment: aws_batch :datapoint_id: 9959bb0b-a752-474f-b485-45523942e1a1 :daylighting_type: NECB_Default :dcv_type: NECB_Default :door_construction_cond: NECB_Default :ecm_system_name: NECB_Default :electrical_loads_scale: NECB_Default :enable_costing: true :epw_file: CAN_NS_Halifax.Dockyard.713280_CWEC2016.epw :erv_package: NECB_Default :ext_floor_cond: NECB_Default :ext_roof_cond: NECB_Default :ext_wall_cond: NECB_Default :fdwr_set: NECB_Default :fixed_wind_solar_trans: NECB_Default :fixed_window_cond: NECB_Default :furnace_eff: NECB_Default :glass_door_cond: NECB_Default :glass_door_solar_trans: NECB_Default :ground_floor_cond: NECB_Default :ground_roof_cond: NECB_Default :ground_wall_cond: NECB_Default :image_name: btap_private_cli :infiltration_scale: NECB_Default :lights_scale: NECB_Default :lights_type: NECB_Default :nv_delta_temp_in_out: NECB_Default :nv_opening_fraction: NECB_Default :nv_temp_out_min: NECB_Default :nv_type: NECB_Default :oa_scale: NECB_Default :occupancy_loads_scale: NECB_Default :output_meters: [] :output_variables: [] :overhead_door_cond: NECB_Default :primary_heating_fuel: NaturalGas :pv_ground_azimuth_angle: NECB_Default :pv_ground_module_description: NECB_Default :pv_ground_tilt_angle: NECB_Default :pv_ground_total_area_pv_panels_m2: NECB_Default :pv_ground_type: NECB_Default :rotation_degrees: NECB_Default :run_annual_simulation: true :s3_bucket: '834599497928' :scale_x: NECB_Default :scale_y: NECB_Default :scale_z: NECB_Default :shw_eff: NECB_Default :skylight_cond: NECB_Default :skylight_solar_trans: NECB_Default :srr_set: NECB_Default :template: NECB2015 | reference | reference | 9959bb0b-a752-474f-b485-45523942e1a1 | NECB2015 | PrimarySchool | NaturalGas | Natural Gas | CAN_NS_Halifax.Dockyard.713280_CWEC2016.epw | parametric |  | NECB_Default | NECB_Default | NECB_Default | NECB_Default | NECB_Default | NECB_Default | NECB_Default | NECB_Default | NECB_Default | NECB_Default | NECB_Default | NECB_Default | NECB_Default | NECB_Default | NECB_Default | NECB_Default | NECB_Default | NECB_Default | NECB_Default | NECB_Default | NECB_Default | NECB_Default | NECB_Default | NECB_Default | NECB_Default | NECB_Default | NECB_Default | NECB_Default | NECB_Default | NECB_Default | NECB_Default | NECB_Default | NECB_Default | NECB_Default | NECB_Default | NECB_Default | NECB_Default | NECB_Default | NECB_Default | NECB_Default | NECB_Default | NECB_Default | NECB_Default | NECB_Default | NECB_Default | aws_batch | 834599497928 | btap_private_cli |  | TRUE | TRUE |  |  | 181.0216 | 28.6782 | 129.8072 | 248.1589 | 6871 | 9383 | 40 | PrimarySchool |  |  | 5 | PrimarySchool | 1 |  | 1 | NECB2015 | 0.3414 | 27484 | 199.2059 | 27.4158 | 68.9799 | 3.8285 | 506.4185 | 206.9883 | HALIFAX | NOVA SCOTIA | 66.6241 | 36.6526 | 0 | 103.2767 | 13.0662 | 9.2515 | 0 | 22.3177 | 0 | 0.030803 | 0 | 0 | 0.32854 | 0.12335 | 0 | 0.64887 | 0.04265 | 0.1291 | 0.73658 | 0.0026372 | 1.0651 | 0.087709 | 50.9457 | 185.7924 | 40 | 0.757 | [5 empty] | 0.183 | 0.247 | 2.2 | 2.2 | 5 | Halifax Dockyard | CAN | 112 | 3647 | 44.655 | -63.577 | 6 | 4000 | NS | CAN_NS_Halifax.Dockyard.713280_CWEC2016.epw | 1.0651 | 28.6782 | 181.0216 | 7.8251 | 16.4852 | FALSE | FALSE | FALSE | FALSE | 7.6461 | 9.1481 | 0 | 0 | 0 | 0 | 602.65 | 1805.4702 | 6.4358 | 0.0035646 | 2352.28 | 0 | 1.0651 | 78.5 | 66.17 | 41.33 | 41.33 |  | https://s3.console.aws.amazon.com/s3/buckets/834599497928?region=ca-central-1&prefix=phylroy.lopez/reference/reference/output/9959bb0b-a752-474f-b485-45523942e1a1/ | 1.0.002
339 |  | TRUE | 256 | 456 | 0 | 779.8192 |  |  |  | 0.1 | 2021-09-22 20:07:27 +0000 | 438c2ebff | 0.2.14 | :adv_dx_units: NECB_Default :airloop_economizer_type: NECB_Default :algorithm_type: parametric :analysis_id: reference :analysis_name: reference :boiler_eff: NECB_Default :btap_batch_version: 1.0.002 :building_type: PrimarySchool :chiller_type: NECB_Default :compute_environment: aws_batch :datapoint_id: cb23be23-caa7-442a-bca1-1cfdb78e8e1f :daylighting_type: NECB_Default :dcv_type: NECB_Default :door_construction_cond: NECB_Default :ecm_system_name: NECB_Default :electrical_loads_scale: NECB_Default :enable_costing: true :epw_file: CAN_AB_Edmonton.Intl.AP.711230_CWEC2016.epw :erv_package: NECB_Default :ext_floor_cond: NECB_Default :ext_roof_cond: NECB_Default :ext_wall_cond: NECB_Default :fdwr_set: NECB_Default :fixed_wind_solar_trans: NECB_Default :fixed_window_cond: NECB_Default :furnace_eff: NECB_Default :glass_door_cond: NECB_Default :glass_door_solar_trans: NECB_Default :ground_floor_cond: NECB_Default :ground_roof_cond: NECB_Default :ground_wall_cond: NECB_Default :image_name: btap_private_cli :infiltration_scale: NECB_Default :lights_scale: NECB_Default :lights_type: NECB_Default :nv_delta_temp_in_out: NECB_Default :nv_opening_fraction: NECB_Default :nv_temp_out_min: NECB_Default :nv_type: NECB_Default :oa_scale: NECB_Default :occupancy_loads_scale: NECB_Default :output_meters: [] :output_variables: [] :overhead_door_cond: NECB_Default :primary_heating_fuel: Electricity :pv_ground_azimuth_angle: NECB_Default :pv_ground_module_description: NECB_Default :pv_ground_tilt_angle: NECB_Default :pv_ground_total_area_pv_panels_m2: NECB_Default :pv_ground_type: NECB_Default :rotation_degrees: NECB_Default :run_annual_simulation: true :s3_bucket: '834599497928' :scale_x: NECB_Default :scale_y: NECB_Default :scale_z: NECB_Default :shw_eff: NECB_Default :skylight_cond: NECB_Default :skylight_solar_trans: NECB_Default :srr_set: NECB_Default :template: NECB2015 | reference | reference | cb23be23-caa7-442a-bca1-1cfdb78e8e1f | NECB2015 | PrimarySchool | Electricity | Electricity | CAN_AB_Edmonton.Intl.AP.711230_CWEC2016.epw | parametric |  | NECB_Default | NECB_Default | NECB_Default | NECB_Default | NECB_Default | NECB_Default | NECB_Default | NECB_Default | NECB_Default | NECB_Default | NECB_Default | NECB_Default | NECB_Default | NECB_Default | NECB_Default | NECB_Default | NECB_Default | NECB_Default | NECB_Default | NECB_Default | NECB_Default | NECB_Default | NECB_Default | NECB_Default | NECB_Default | NECB_Default | NECB_Default | NECB_Default | NECB_Default | NECB_Default | NECB_Default | NECB_Default | NECB_Default | NECB_Default | NECB_Default | NECB_Default | NECB_Default | NECB_Default | NECB_Default | NECB_Default | NECB_Default | NECB_Default | NECB_Default | NECB_Default | NECB_Default | aws_batch | 834599497928 | btap_private_cli |  | TRUE | TRUE |  |  | 162.2714 | 28.2239 | 182.6267 | 246.8608 | 6871 | 9383 | 32.5 | PrimarySchool |  |  | 5 | PrimarySchool | 1 |  | 1 | NECB2015 | 0.3414 | 27484 | 214.7484 | 11.7349 | 70.6808 | 9.1076 | 568.9576 | 262.6859 | EDMONTON | ALBERTA | 232.7244 | 0 | 0 | 232.7244 | 22.0574 | 0 | 0 | 22.0574 | 0 | 0.027169 | 0 | 0 | 1.0605 | 0.12724 | 0 | 0.65745 | 0.04265 | 0.1291 | 0 | 0.00030272 | 1.0605 | 0.076532 | 185.196 | 0 | 32.5 | 0.757 | [5 empty] | 0.162 | 0.21 | 2.2 | 2.2 | 5 | Edmonton Intl AP | CAN | 23 | 5588 | 53.31 | -113.579 | 7a | 5120 | AB | CAN_AB_Edmonton.Intl.AP.711230_CWEC2016.epw | 1.0604 | 28.2239 | 162.2714 | 6.7913 | 16.2669 | FALSE | FALSE | FALSE | FALSE | 10.9921 | 19.1685 | 0 | 1.4387 | 0.00079686 | 525.85 | 0 | 1805.4702 | 6.4358 | 0.0035646 | 2352.28 | 0 | 1.0605 | 66.17 | 56.5 | 3.5 | 3.5 |  | https://s3.console.aws.amazon.com/s3/buckets/834599497928?region=ca-central-1&prefix=phylroy.lopez/reference/reference/output/cb23be23-caa7-442a-bca1-1cfdb78e8e1f/ | 1.0.002
340 |  | TRUE | 282 | 456 | 0 | 780.1716 |  |  |  | 0.1 | 2021-09-22 20:07:39 +0000 | 438c2ebff | 0.2.14 | :adv_dx_units: NECB_Default :airloop_economizer_type: NECB_Default :algorithm_type: parametric :analysis_id: reference :analysis_name: reference :boiler_eff: NECB_Default :btap_batch_version: 1.0.002 :building_type: PrimarySchool :chiller_type: NECB_Default :compute_environment: aws_batch :datapoint_id: 2e790928-92b9-4f0c-8387-926d9310a96f :daylighting_type: NECB_Default :dcv_type: NECB_Default :door_construction_cond: NECB_Default :ecm_system_name: NECB_Default :electrical_loads_scale: NECB_Default :enable_costing: true :epw_file: CAN_QC_Montreal-Trudeau.Intl.AP.716270_CWEC2016.epw :erv_package: NECB_Default :ext_floor_cond: NECB_Default :ext_roof_cond: NECB_Default :ext_wall_cond: NECB_Default :fdwr_set: NECB_Default :fixed_wind_solar_trans: NECB_Default :fixed_window_cond: NECB_Default :furnace_eff: NECB_Default :glass_door_cond: NECB_Default :glass_door_solar_trans: NECB_Default :ground_floor_cond: NECB_Default :ground_roof_cond: NECB_Default :ground_wall_cond: NECB_Default :image_name: btap_private_cli :infiltration_scale: NECB_Default :lights_scale: NECB_Default :lights_type: NECB_Default :nv_delta_temp_in_out: NECB_Default :nv_opening_fraction: NECB_Default :nv_temp_out_min: NECB_Default :nv_type: NECB_Default :oa_scale: NECB_Default :occupancy_loads_scale: NECB_Default :output_meters: [] :output_variables: [] :overhead_door_cond: NECB_Default :primary_heating_fuel: NaturalGas :pv_ground_azimuth_angle: NECB_Default :pv_ground_module_description: NECB_Default :pv_ground_tilt_angle: NECB_Default :pv_ground_total_area_pv_panels_m2: NECB_Default :pv_ground_type: NECB_Default :rotation_degrees: NECB_Default :run_annual_simulation: true :s3_bucket: '834599497928' :scale_x: NECB_Default :scale_y: NECB_Default :scale_z: NECB_Default :shw_eff: NECB_Default :skylight_cond: NECB_Default :skylight_solar_trans: NECB_Default :srr_set: NECB_Default :template: NECB2017 | reference | reference | 2e790928-92b9-4f0c-8387-926d9310a96f | NECB2017 | PrimarySchool | NaturalGas | Natural Gas | CAN_QC_Montreal-Trudeau.Intl.AP.716270_CWEC2016.epw | parametric |  | NECB_Default | NECB_Default | NECB_Default | NECB_Default | NECB_Default | NECB_Default | NECB_Default | NECB_Default | NECB_Default | NECB_Default | NECB_Default | NECB_Default | NECB_Default | NECB_Default | NECB_Default | NECB_Default | NECB_Default | NECB_Default | NECB_Default | NECB_Default | NECB_Default | NECB_Default | NECB_Default | NECB_Default | NECB_Default | NECB_Default | NECB_Default | NECB_Default | NECB_Default | NECB_Default | NECB_Default | NECB_Default | NECB_Default | NECB_Default | NECB_Default | NECB_Default | NECB_Default | NECB_Default | NECB_Default | NECB_Default | NECB_Default | NECB_Default | NECB_Default | NECB_Default | NECB_Default | aws_batch | 834599497928 | btap_private_cli |  | TRUE | TRUE |  |  | 231.6711 | 32.2655 | 78.5617 | 178.9013 | 6871 | 9383 | 37.3 | PrimarySchool |  |  | 2 | PrimarySchool | 1 |  | 1 | NECB2017 | 0.3414 | 27484 | 217.7204 | 27.528 | 64.9437 | 3.7928 | 522.5148 | 208.5299 | MONTREAL | QUEBEC | 0.12637 | 24.2329 | 0 | 24.3593 | 8.0483 | 6.3476 | 0 | 14.3959 | 0 | 0.0483 | 0 | 0 | 0.32518 | 0.10262 | 0.024346 | 0.40165 | 0.04265 | 0.10469 | 0.49054 | 0.0025804 | 0.81573 | 0.08889 | 53.2702 | 236.2597 | 37.3 | 0.757 | [5 empty] | 0.156 | 0.247 | 1.9 | 1.9 | 2 | Montreal-Trudeau Intl AP | CAN | 323 | 4090 | 45.471 | -73.741 | 6 | 4400 | QC | CAN_QC_Montreal-Trudeau.Intl.AP.716270_CWEC2016.epw | 0.81573 | 32.2655 | 231.6711 | 8.823 | 17.6559 | FALSE | FALSE | FALSE | FALSE | 13.1049 | 16.0659 | 0 | 0 | 0 | 0 | 610.76 | 1805.4702 | 6.4358 | 0.0035646 | 2352.28 | 0 | 0.81573 | 119.67 | 96.67 | 33.67 | 33.67 |  | https://s3.console.aws.amazon.com/s3/buckets/834599497928?region=ca-central-1&prefix=phylroy.lopez/reference/reference/output/2e790928-92b9-4f0c-8387-926d9310a96f/ | 1.0.002
341 |  | TRUE | 286 | 456 | 0 | 779.9497 |  |  |  | 0.1 | 2021-09-22 20:07:20 +0000 | 438c2ebff | 0.2.14 | :adv_dx_units: NECB_Default :airloop_economizer_type: NECB_Default :algorithm_type: parametric :analysis_id: reference :analysis_name: reference :boiler_eff: NECB_Default :btap_batch_version: 1.0.002 :building_type: PrimarySchool :chiller_type: NECB_Default :compute_environment: aws_batch :datapoint_id: 084c5e48-4a57-4bb8-8e1c-ad7cb8b6bf83 :daylighting_type: NECB_Default :dcv_type: NECB_Default :door_construction_cond: NECB_Default :ecm_system_name: NECB_Default :electrical_loads_scale: NECB_Default :enable_costing: true :epw_file: CAN_AB_Edmonton.Intl.AP.711230_CWEC2016.epw :erv_package: NECB_Default :ext_floor_cond: NECB_Default :ext_roof_cond: NECB_Default :ext_wall_cond: NECB_Default :fdwr_set: NECB_Default :fixed_wind_solar_trans: NECB_Default :fixed_window_cond: NECB_Default :furnace_eff: NECB_Default :glass_door_cond: NECB_Default :glass_door_solar_trans: NECB_Default :ground_floor_cond: NECB_Default :ground_roof_cond: NECB_Default :ground_wall_cond: NECB_Default :image_name: btap_private_cli :infiltration_scale: NECB_Default :lights_scale: NECB_Default :lights_type: NECB_Default :nv_delta_temp_in_out: NECB_Default :nv_opening_fraction: NECB_Default :nv_temp_out_min: NECB_Default :nv_type: NECB_Default :oa_scale: NECB_Default :occupancy_loads_scale: NECB_Default :output_meters: [] :output_variables: [] :overhead_door_cond: NECB_Default :primary_heating_fuel: Electricity :pv_ground_azimuth_angle: NECB_Default :pv_ground_module_description: NECB_Default :pv_ground_tilt_angle: NECB_Default :pv_ground_total_area_pv_panels_m2: NECB_Default :pv_ground_type: NECB_Default :rotation_degrees: NECB_Default :run_annual_simulation: true :s3_bucket: '834599497928' :scale_x: NECB_Default :scale_y: NECB_Default :scale_z: NECB_Default :shw_eff: NECB_Default :skylight_cond: NECB_Default :skylight_solar_trans: NECB_Default :srr_set: NECB_Default :template: NECB2017 | reference | reference | 084c5e48-4a57-4bb8-8e1c-ad7cb8b6bf83 | NECB2017 | PrimarySchool | Electricity | Electricity | CAN_AB_Edmonton.Intl.AP.711230_CWEC2016.epw | parametric |  | NECB_Default | NECB_Default | NECB_Default | NECB_Default | NECB_Default | NECB_Default | NECB_Default | NECB_Default | NECB_Default | NECB_Default | NECB_Default | NECB_Default | NECB_Default | NECB_Default | NECB_Default | NECB_Default | NECB_Default | NECB_Default | NECB_Default | NECB_Default | NECB_Default | NECB_Default | NECB_Default | NECB_Default | NECB_Default | NECB_Default | NECB_Default | NECB_Default | NECB_Default | NECB_Default | NECB_Default | NECB_Default | NECB_Default | NECB_Default | NECB_Default | NECB_Default | NECB_Default | NECB_Default | NECB_Default | NECB_Default | NECB_Default | NECB_Default | NECB_Default | NECB_Default | NECB_Default | aws_batch | 834599497928 | btap_private_cli |  | TRUE | TRUE |  |  | 160.1177 | 21.8414 | 93.1823 | 149.2003 | 6871 | 9383 | 32.5 | PrimarySchool |  |  | 2 | PrimarySchool | 1 |  | 1 | NECB2017 | 0.3414 | 27484 | 219.2477 | 10.5662 | 70.6808 | 9.1076 | 561.3929 | 251.7906 | EDMONTON | ALBERTA | 155.3281 | 0 | 0 | 155.3281 | 14.7219 | 0 | 0 | 14.7219 | 0 | 0.020646 | 0 | 0 | 0.70778 | 0.10419 | 0.023323 | 0.33546 | 0.04265 | 0.10469 | 0 | 0.00030272 | 0.70778 | 0.07653 | 183.2454 | 0 | 32.5 | 0.757 | [5 empty] | 0.138 | 0.21 | 1.9 | 1.9 | 2 | Edmonton Intl AP | CAN | 23 | 5588 | 53.31 | -113.579 | 7a | 5120 | AB | CAN_AB_Edmonton.Intl.AP.711230_CWEC2016.epw | 0.70778 | 21.8414 | 160.1177 | 6.7913 | 16.2669 | TRUE | FALSE | FALSE | FALSE | 10.9921 | 19.1685 | 0 | 1.4387 | 0.00079685 | 525.84 | 0 | 1805.4702 | 6.4358 | 0.0035646 | 2352.28 | 0 | 0.70778 | 46.67 | 36.83 | 13.83 | 13.83 |  | https://s3.console.aws.amazon.com/s3/buckets/834599497928?region=ca-central-1&prefix=phylroy.lopez/reference/reference/output/084c5e48-4a57-4bb8-8e1c-ad7cb8b6bf83/ | 1.0.002
342 |  | TRUE | 286 | 456 | 0 | 780.4644 |  |  |  | 0.1 | 2021-09-22 20:07:30 +0000 | 438c2ebff | 0.2.14 | :adv_dx_units: NECB_Default :airloop_economizer_type: NECB_Default :algorithm_type: parametric :analysis_id: reference :analysis_name: reference :boiler_eff: NECB_Default :btap_batch_version: 1.0.002 :building_type: PrimarySchool :chiller_type: NECB_Default :compute_environment: aws_batch :datapoint_id: 0feee3d5-db15-4b99-aa52-63ede346af4c :daylighting_type: NECB_Default :dcv_type: NECB_Default :door_construction_cond: NECB_Default :ecm_system_name: NECB_Default :electrical_loads_scale: NECB_Default :enable_costing: true :epw_file: CAN_QC_Montreal-Trudeau.Intl.AP.716270_CWEC2016.epw :erv_package: NECB_Default :ext_floor_cond: NECB_Default :ext_roof_cond: NECB_Default :ext_wall_cond: NECB_Default :fdwr_set: NECB_Default :fixed_wind_solar_trans: NECB_Default :fixed_window_cond: NECB_Default :furnace_eff: NECB_Default :glass_door_cond: NECB_Default :glass_door_solar_trans: NECB_Default :ground_floor_cond: NECB_Default :ground_roof_cond: NECB_Default :ground_wall_cond: NECB_Default :image_name: btap_private_cli :infiltration_scale: NECB_Default :lights_scale: NECB_Default :lights_type: NECB_Default :nv_delta_temp_in_out: NECB_Default :nv_opening_fraction: NECB_Default :nv_temp_out_min: NECB_Default :nv_type: NECB_Default :oa_scale: NECB_Default :occupancy_loads_scale: NECB_Default :output_meters: [] :output_variables: [] :overhead_door_cond: NECB_Default :primary_heating_fuel: Electricity :pv_ground_azimuth_angle: NECB_Default :pv_ground_module_description: NECB_Default :pv_ground_tilt_angle: NECB_Default :pv_ground_total_area_pv_panels_m2: NECB_Default :pv_ground_type: NECB_Default :rotation_degrees: NECB_Default :run_annual_simulation: true :s3_bucket: '834599497928' :scale_x: NECB_Default :scale_y: NECB_Default :scale_z: NECB_Default :shw_eff: NECB_Default :skylight_cond: NECB_Default :skylight_solar_trans: NECB_Default :srr_set: NECB_Default :template: NECB2017 | reference | reference | 0feee3d5-db15-4b99-aa52-63ede346af4c | NECB2017 | PrimarySchool | Electricity | Electricity | CAN_QC_Montreal-Trudeau.Intl.AP.716270_CWEC2016.epw | parametric |  | NECB_Default | NECB_Default | NECB_Default | NECB_Default | NECB_Default | NECB_Default | NECB_Default | NECB_Default | NECB_Default | NECB_Default | NECB_Default | NECB_Default | NECB_Default | NECB_Default | NECB_Default | NECB_Default | NECB_Default | NECB_Default | NECB_Default | NECB_Default | NECB_Default | NECB_Default | NECB_Default | NECB_Default | NECB_Default | NECB_Default | NECB_Default | NECB_Default | NECB_Default | NECB_Default | NECB_Default | NECB_Default | NECB_Default | NECB_Default | NECB_Default | NECB_Default | NECB_Default | NECB_Default | NECB_Default | NECB_Default | NECB_Default | NECB_Default | NECB_Default | NECB_Default | NECB_Default | aws_batch | 834599497928 | btap_private_cli |  | TRUE | TRUE |  |  | 179.8059 | 31.6481 | 78.6417 | 139.5948 | 6871 | 9383 | 37.3 | PrimarySchool |  |  | 2 | PrimarySchool | 1 |  | 1 | NECB2017 | 0.3414 | 27484 | 217.7204 | 9.9359 | 64.9437 | 9.0584 | 545.5278 | 243.8694 | MONTREAL | QUEBEC | 0.26201 | 0 | 0 | 0.26201 | 16.6872 | 0 | 0 | 16.6872 | 0 | 0.04739 | 0 | 0 | 0.67423 | 0.10215 | 0.024352 | 0.28311 | 0.04265 | 0.10469 | 0 | 0.00030272 | 0.67423 | 0.069592 | 199.4545 | 0 | 37.3 | 0.757 | [5 empty] | 0.156 | 0.247 | 1.9 | 1.9 | 2 | Montreal-Trudeau Intl AP | CAN | 323 | 4090 | 45.471 | -73.741 | 6 | 4400 | QC | CAN_QC_Montreal-Trudeau.Intl.AP.716270_CWEC2016.epw | 0.67423 | 31.6481 | 179.8059 | 8.823 | 17.6558 | FALSE | FALSE | FALSE | FALSE | 13.1049 | 16.0659 | 0 | 1.3083 | 0.00072461 | 478.17 | 0 | 1805.4702 | 6.4358 | 0.0035646 | 2352.28 | 0 | 0.67423 | 119.17 | 96.17 | 10.67 | 10.67 |  | https://s3.console.aws.amazon.com/s3/buckets/834599497928?region=ca-central-1&prefix=phylroy.lopez/reference/reference/output/0feee3d5-db15-4b99-aa52-63ede346af4c/ | 1.0.002
343 |  | TRUE | 50 | 0 | 0 | 63.8068 |  |  |  | 0.1 | 2021-09-22 20:08:34 +0000 | 438c2ebff | 0.2.14 | :adv_dx_units: NECB_Default :airloop_economizer_type: NECB_Default :algorithm_type: parametric :analysis_id: reference :analysis_name: reference :boiler_eff: NECB_Default :btap_batch_version: 1.0.002 :building_type: QuickServiceRestaurant :chiller_type: NECB_Default :compute_environment: aws_batch :datapoint_id: 4bcf0822-0037-4ebd-b825-0bc90dd0b99e :daylighting_type: NECB_Default :dcv_type: NECB_Default :door_construction_cond: NECB_Default :ecm_system_name: NECB_Default :electrical_loads_scale: NECB_Default :enable_costing: true :epw_file: CAN_YT_Whitehorse.Intl.AP.719640_CWEC2016.epw :erv_package: NECB_Default :ext_floor_cond: NECB_Default :ext_roof_cond: NECB_Default :ext_wall_cond: NECB_Default :fdwr_set: NECB_Default :fixed_wind_solar_trans: NECB_Default :fixed_window_cond: NECB_Default :furnace_eff: NECB_Default :glass_door_cond: NECB_Default :glass_door_solar_trans: NECB_Default :ground_floor_cond: NECB_Default :ground_roof_cond: NECB_Default :ground_wall_cond: NECB_Default :image_name: btap_private_cli :infiltration_scale: NECB_Default :lights_scale: NECB_Default :lights_type: NECB_Default :nv_delta_temp_in_out: NECB_Default :nv_opening_fraction: NECB_Default :nv_temp_out_min: NECB_Default :nv_type: NECB_Default :oa_scale: NECB_Default :occupancy_loads_scale: NECB_Default :output_meters: [] :output_variables: [] :overhead_door_cond: NECB_Default :primary_heating_fuel: Electricity :pv_ground_azimuth_angle: NECB_Default :pv_ground_module_description: NECB_Default :pv_ground_tilt_angle: NECB_Default :pv_ground_total_area_pv_panels_m2: NECB_Default :pv_ground_type: NECB_Default :rotation_degrees: NECB_Default :run_annual_simulation: true :s3_bucket: '834599497928' :scale_x: NECB_Default :scale_y: NECB_Default :scale_z: NECB_Default :shw_eff: NECB_Default :skylight_cond: NECB_Default :skylight_solar_trans: NECB_Default :srr_set: NECB_Default :template: NECB2011 | reference | reference | 4bcf0822-0037-4ebd-b825-0bc90dd0b99e | NECB2011 | QuickServiceRestaurant | Electricity | Electricity | CAN_YT_Whitehorse.Intl.AP.719640_CWEC2016.epw | parametric |  | NECB_Default | NECB_Default | NECB_Default | NECB_Default | NECB_Default | NECB_Default | NECB_Default | NECB_Default | NECB_Default | NECB_Default | NECB_Default | NECB_Default | NECB_Default | NECB_Default | NECB_Default | NECB_Default | NECB_Default | NECB_Default | NECB_Default | NECB_Default | NECB_Default | NECB_Default | NECB_Default | NECB_Default | NECB_Default | NECB_Default | NECB_Default | NECB_Default | NECB_Default | NECB_Default | NECB_Default | NECB_Default | NECB_Default | NECB_Default | NECB_Default | NECB_Default | NECB_Default | NECB_Default | NECB_Default | NECB_Default | NECB_Default | NECB_Default | NECB_Default | NECB_Default | NECB_Default | aws_batch | 834599497928 | btap_private_cli |  | TRUE | TRUE |  |  | 598.3272 | 26.8388 | 937.2998 | 1063.1211 | 232.34 | 444.7457 | 22.8 | QuickServiceRestaurant |  |  | 0 | QuickServiceRestaurant | 1 |  | 1 | NECB2011 | 0.46263 | 961.3389 | 201.2224 | 14.8856 | 63.2397 | 47.5659 | 853.3079 | 526.3943 | WHITEHORSE | YUKON | 64.94 | 0 | 0 | 64.94 | 148.7212 | 0 | 0 | 148.7212 | 0 | 0.011664 | 0 | 0 | 4.1753 | 0.30873 | 0 | 3.3743 | 0.10696 | 0.24111 | 0 | 0 | 4.1753 | 0.13256 | 628.6869 | 0 | 22.8 | 0.757 | [5 empty] | 0.162 | 0.21 | 2.2 |  | 0 | Whitehorse Intl AP | CAN | 5 | 6491 | 60.709 | -135.069 | 7b | 6580 | YT | CAN_YT_Whitehorse.Intl.AP.719640_CWEC2016.epw | 4.1752 | 26.8388 | 598.3272 | 4.956 | 15.7512 | TRUE | FALSE | FALSE | FALSE | 6.2235 | 23.1808 | 0 | 0.084268 | 0.0048343 | 30.8 | 0 | 17.4313 | 0.34213 | 0.019628 | 125.05 | 0 | 4.1753 | 9.5 | 6.5 | 0 | 0 |  | https://s3.console.aws.amazon.com/s3/buckets/834599497928?region=ca-central-1&prefix=phylroy.lopez/reference/reference/output/4bcf0822-0037-4ebd-b825-0bc90dd0b99e/ | 1.0.002
344 |  | TRUE | 252 | 456 | 0 | 781.4429 |  |  |  | 0.1 | 2021-09-22 20:08:04 +0000 | 438c2ebff | 0.2.14 | :adv_dx_units: NECB_Default :airloop_economizer_type: NECB_Default :algorithm_type: parametric :analysis_id: reference :analysis_name: reference :boiler_eff: NECB_Default :btap_batch_version: 1.0.002 :building_type: PrimarySchool :chiller_type: NECB_Default :compute_environment: aws_batch :datapoint_id: e49bf720-a905-49d9-86d6-98a12965d8c1 :daylighting_type: NECB_Default :dcv_type: NECB_Default :door_construction_cond: NECB_Default :ecm_system_name: NECB_Default :electrical_loads_scale: NECB_Default :enable_costing: true :epw_file: CAN_BC_Vancouver.Intl.AP.718920_CWEC2016.epw :erv_package: NECB_Default :ext_floor_cond: NECB_Default :ext_roof_cond: NECB_Default :ext_wall_cond: NECB_Default :fdwr_set: NECB_Default :fixed_wind_solar_trans: NECB_Default :fixed_window_cond: NECB_Default :furnace_eff: NECB_Default :glass_door_cond: NECB_Default :glass_door_solar_trans: NECB_Default :ground_floor_cond: NECB_Default :ground_roof_cond: NECB_Default :ground_wall_cond: NECB_Default :image_name: btap_private_cli :infiltration_scale: NECB_Default :lights_scale: NECB_Default :lights_type: NECB_Default :nv_delta_temp_in_out: NECB_Default :nv_opening_fraction: NECB_Default :nv_temp_out_min: NECB_Default :nv_type: NECB_Default :oa_scale: NECB_Default :occupancy_loads_scale: NECB_Default :output_meters: [] :output_variables: [] :overhead_door_cond: NECB_Default :primary_heating_fuel: NaturalGas :pv_ground_azimuth_angle: NECB_Default :pv_ground_module_description: NECB_Default :pv_ground_tilt_angle: NECB_Default :pv_ground_total_area_pv_panels_m2: NECB_Default :pv_ground_type: NECB_Default :rotation_degrees: NECB_Default :run_annual_simulation: true :s3_bucket: '834599497928' :scale_x: NECB_Default :scale_y: NECB_Default :scale_z: NECB_Default :shw_eff: NECB_Default :skylight_cond: NECB_Default :skylight_solar_trans: NECB_Default :srr_set: NECB_Default :template: NECB2017 | reference | reference | e49bf720-a905-49d9-86d6-98a12965d8c1 | NECB2017 | PrimarySchool | NaturalGas | Natural Gas | CAN_BC_Vancouver.Intl.AP.718920_CWEC2016.epw | parametric |  | NECB_Default | NECB_Default | NECB_Default | NECB_Default | NECB_Default | NECB_Default | NECB_Default | NECB_Default | NECB_Default | NECB_Default | NECB_Default | NECB_Default | NECB_Default | NECB_Default | NECB_Default | NECB_Default | NECB_Default | NECB_Default | NECB_Default | NECB_Default | NECB_Default | NECB_Default | NECB_Default | NECB_Default | NECB_Default | NECB_Default | NECB_Default | NECB_Default | NECB_Default | NECB_Default | NECB_Default | NECB_Default | NECB_Default | NECB_Default | NECB_Default | NECB_Default | NECB_Default | NECB_Default | NECB_Default | NECB_Default | NECB_Default | NECB_Default | NECB_Default | NECB_Default | NECB_Default | aws_batch | 834599497928 | btap_private_cli |  | TRUE | TRUE |  |  | 77.0909 | 21.1541 | 56.9733 | 140.6879 | 6871 | 9383 | 40 | PrimarySchool |  |  | 2 | PrimarySchool | 1 |  | 1 | NECB2017 | 0.3414 | 27484 | 204.4317 | 23.6531 | 63.3242 | 3.8239 | 492.6734 | 197.4405 | VANCOUVER | BRITISH COLUMBIA | 0.83548 | 19.001 | 0 | 19.8365 | 8.3431 | 4.2627 | 0 | 12.6058 | 0 | 0.021028 | 0 | 0 | 0.29481 | 0.10649 | 0.017893 | 0.29295 | 0.04265 | 0.10469 | 0.3769 | 0.0020652 | 0.67171 | 0.08395 | 41.851 | 81.7316 | 40 | 0.757 | [5 empty] | 0.193 | 0.315 | 2.1 | 2.1 | 2 | Vancouver Intl AP | CAN | 42 | 2797 | 49.195 | -123.184 | 4 | 2800 | BC | CAN_BC_Vancouver.Intl.AP.718920_CWEC2016.epw | 0.67171 | 21.1541 | 77.0909 | 6.4879 | 18.113 | TRUE | FALSE | FALSE | FALSE | 9.6048 | 9.7605 | 0 | 0 | 0 | 0 | 576.82 | 1805.4702 | 6.4358 | 0.0035646 | 2352.28 | 0 | 0.67171 | 102.67 | 96.67 | 58.5 | 58.5 |  | https://s3.console.aws.amazon.com/s3/buckets/834599497928?region=ca-central-1&prefix=phylroy.lopez/reference/reference/output/e49bf720-a905-49d9-86d6-98a12965d8c1/ | 1.0.002
345 |  | TRUE | 282 | 456 | 0 | 781.7608 |  |  |  | 0.1 | 2021-09-22 20:07:48 +0000 | 438c2ebff | 0.2.14 | :adv_dx_units: NECB_Default :airloop_economizer_type: NECB_Default :algorithm_type: parametric :analysis_id: reference :analysis_name: reference :boiler_eff: NECB_Default :btap_batch_version: 1.0.002 :building_type: PrimarySchool :chiller_type: NECB_Default :compute_environment: aws_batch :datapoint_id: 90476431-b062-424f-bde7-f327b8af7358 :daylighting_type: NECB_Default :dcv_type: NECB_Default :door_construction_cond: NECB_Default :ecm_system_name: NECB_Default :electrical_loads_scale: NECB_Default :enable_costing: true :epw_file: CAN_AB_Calgary.Intl.AP.718770_CWEC2016.epw :erv_package: NECB_Default :ext_floor_cond: NECB_Default :ext_roof_cond: NECB_Default :ext_wall_cond: NECB_Default :fdwr_set: NECB_Default :fixed_wind_solar_trans: NECB_Default :fixed_window_cond: NECB_Default :furnace_eff: NECB_Default :glass_door_cond: NECB_Default :glass_door_solar_trans: NECB_Default :ground_floor_cond: NECB_Default :ground_roof_cond: NECB_Default :ground_wall_cond: NECB_Default :image_name: btap_private_cli :infiltration_scale: NECB_Default :lights_scale: NECB_Default :lights_type: NECB_Default :nv_delta_temp_in_out: NECB_Default :nv_opening_fraction: NECB_Default :nv_temp_out_min: NECB_Default :nv_type: NECB_Default :oa_scale: NECB_Default :occupancy_loads_scale: NECB_Default :output_meters: [] :output_variables: [] :overhead_door_cond: NECB_Default :primary_heating_fuel: Electricity :pv_ground_azimuth_angle: NECB_Default :pv_ground_module_description: NECB_Default :pv_ground_tilt_angle: NECB_Default :pv_ground_total_area_pv_panels_m2: NECB_Default :pv_ground_type: NECB_Default :rotation_degrees: NECB_Default :run_annual_simulation: true :s3_bucket: '834599497928' :scale_x: NECB_Default :scale_y: NECB_Default :scale_z: NECB_Default :shw_eff: NECB_Default :skylight_cond: NECB_Default :skylight_solar_trans: NECB_Default :srr_set: NECB_Default :template: NECB2017 | reference | reference | 90476431-b062-424f-bde7-f327b8af7358 | NECB2017 | PrimarySchool | Electricity | Electricity | CAN_AB_Calgary.Intl.AP.718770_CWEC2016.epw | parametric |  | NECB_Default | NECB_Default | NECB_Default | NECB_Default | NECB_Default | NECB_Default | NECB_Default | NECB_Default | NECB_Default | NECB_Default | NECB_Default | NECB_Default | NECB_Default | NECB_Default | NECB_Default | NECB_Default | NECB_Default | NECB_Default | NECB_Default | NECB_Default | NECB_Default | NECB_Default | NECB_Default | NECB_Default | NECB_Default | NECB_Default | NECB_Default | NECB_Default | NECB_Default | NECB_Default | NECB_Default | NECB_Default | NECB_Default | NECB_Default | NECB_Default | NECB_Default | NECB_Default | NECB_Default | NECB_Default | NECB_Default | NECB_Default | NECB_Default | NECB_Default | NECB_Default | NECB_Default | aws_batch | 834599497928 | btap_private_cli |  | TRUE | TRUE |  |  | 80.3821 | 22.8497 | 71.5742 | 128.8139 | 6871 | 9383 | 33.3 | PrimarySchool |  |  | 2 | PrimarySchool | 1 |  | 1 | NECB2017 | 0.3414 | 27484 | 224.6987 | 10.2447 | 68.0385 | 9.1092 | 560.3366 | 248.2456 | CALGARY | ALBERTA | 138.8782 | 0 | 0 | 138.8782 | 13.1628 | 0 | 0 | 13.1628 | 0 | 0.023815 | 0 | 0 | 0.63282 | 0.10861 | 0.021755 | 0.25767 | 0.04265 | 0.10469 | 0 | 0.00030272 | 0.63282 | 0.073342 | 100.8093 | 0 | 33.3 | 0.757 | [5 empty] | 0.138 | 0.21 | 1.9 | 1.9 | 2 | Calgary Intl AP | CAN | 64 | 4781 | 51.114 | -114.02 | 7a | 5000 | AB | CAN_AB_Calgary.Intl.AP.718770_CWEC2016.epw | 0.63282 | 22.8497 | 80.3821 | 6.7111 | 17.5379 | TRUE | FALSE | FALSE | FALSE | 12.1574 | 17.2045 | 0 | 1.3787 | 0.00076365 | 503.93 | 0 | 1805.4702 | 6.4358 | 0.0035646 | 2352.28 | 0 | 0.63282 | 94.17 | 82.33 | 7.83 | 7.83 |  | https://s3.console.aws.amazon.com/s3/buckets/834599497928?region=ca-central-1&prefix=phylroy.lopez/reference/reference/output/90476431-b062-424f-bde7-f327b8af7358/ | 1.0.002
346 |  | TRUE | 284 | 456 | 0 | 781.9988 |  |  |  | 0.1 | 2021-09-22 20:07:36 +0000 | 438c2ebff | 0.2.14 | :adv_dx_units: NECB_Default :airloop_economizer_type: NECB_Default :algorithm_type: parametric :analysis_id: reference :analysis_name: reference :boiler_eff: NECB_Default :btap_batch_version: 1.0.002 :building_type: PrimarySchool :chiller_type: NECB_Default :compute_environment: aws_batch :datapoint_id: dfec4c5b-71dc-404a-bdf8-cc3caf704c8a :daylighting_type: NECB_Default :dcv_type: NECB_Default :door_construction_cond: NECB_Default :ecm_system_name: NECB_Default :electrical_loads_scale: NECB_Default :enable_costing: true :epw_file: CAN_ON_Toronto.Pearson.Intl.AP.716240_CWEC2016.epw :erv_package: NECB_Default :ext_floor_cond: NECB_Default :ext_roof_cond: NECB_Default :ext_wall_cond: NECB_Default :fdwr_set: NECB_Default :fixed_wind_solar_trans: NECB_Default :fixed_window_cond: NECB_Default :furnace_eff: NECB_Default :glass_door_cond: NECB_Default :glass_door_solar_trans: NECB_Default :ground_floor_cond: NECB_Default :ground_roof_cond: NECB_Default :ground_wall_cond: NECB_Default :image_name: btap_private_cli :infiltration_scale: NECB_Default :lights_scale: NECB_Default :lights_type: NECB_Default :nv_delta_temp_in_out: NECB_Default :nv_opening_fraction: NECB_Default :nv_temp_out_min: NECB_Default :nv_type: NECB_Default :oa_scale: NECB_Default :occupancy_loads_scale: NECB_Default :output_meters: [] :output_variables: [] :overhead_door_cond: NECB_Default :primary_heating_fuel: Electricity :pv_ground_azimuth_angle: NECB_Default :pv_ground_module_description: NECB_Default :pv_ground_tilt_angle: NECB_Default :pv_ground_total_area_pv_panels_m2: NECB_Default :pv_ground_type: NECB_Default :rotation_degrees: NECB_Default :run_annual_simulation: true :s3_bucket: '834599497928' :scale_x: NECB_Default :scale_y: NECB_Default :scale_z: NECB_Default :shw_eff: NECB_Default :skylight_cond: NECB_Default :skylight_solar_trans: NECB_Default :srr_set: NECB_Default :template: NECB2017 | reference | reference | dfec4c5b-71dc-404a-bdf8-cc3caf704c8a | NECB2017 | PrimarySchool | Electricity | Electricity | CAN_ON_Toronto.Pearson.Intl.AP.716240_CWEC2016.epw | parametric |  | NECB_Default | NECB_Default | NECB_Default | NECB_Default | NECB_Default | NECB_Default | NECB_Default | NECB_Default | NECB_Default | NECB_Default | NECB_Default | NECB_Default | NECB_Default | NECB_Default | NECB_Default | NECB_Default | NECB_Default | NECB_Default | NECB_Default | NECB_Default | NECB_Default | NECB_Default | NECB_Default | NECB_Default | NECB_Default | NECB_Default | NECB_Default | NECB_Default | NECB_Default | NECB_Default | NECB_Default | NECB_Default | NECB_Default | NECB_Default | NECB_Default | NECB_Default | NECB_Default | NECB_Default | NECB_Default | NECB_Default | NECB_Default | NECB_Default | NECB_Default | NECB_Default | NECB_Default | aws_batch | 834599497928 | btap_private_cli |  | TRUE | TRUE |  |  | 87.9693 | 33.06 | 66.5838 | 129.1539 | 6871 | 9383 | 40 | PrimarySchool |  |  | 2 | PrimarySchool | 1 |  | 1 | NECB2017 | 0.3414 | 27484 | 240.4196 | 10.9415 | 71.3348 | 9.162 | 586.9385 | 255.0806 | TORONTO | ONTARIO | 3.53 | 0 | 0 | 3.53 | 28.2818 | 0 | 0 | 28.2818 | 0 | 0.053051 | 0 | 0 | 0.63555 | 0.10442 | 0.023256 | 0.2397 | 0.04265 | 0.10469 | 0 | 0.00030272 | 0.63555 | 0.067475 | 108.1177 | 0 | 40 | 0.757 | [5 empty] | 0.156 | 0.278 | 1.9 | 1.9 | 2 | Toronto Pearson Intl AP | CAN | 382 | 3615 | 43.677 | -79.631 | 5 | 3890 | ON | CAN_ON_Toronto.Pearson.Intl.AP.716240_CWEC2016.epw | 0.63555 | 33.06 | 87.9693 | 9.8506 | 15.1486 | FALSE | FALSE | FALSE | FALSE | 13.5577 | 10.4334 | 0 | 1.2685 | 0.00070256 | 463.62 | 0 | 1805.4702 | 6.4358 | 0.0035646 | 2352.28 | 0 | 0.63555 | 208.5 | 191.17 | 10.67 | 10.67 |  | https://s3.console.aws.amazon.com/s3/buckets/834599497928?region=ca-central-1&prefix=phylroy.lopez/reference/reference/output/dfec4c5b-71dc-404a-bdf8-cc3caf704c8a/ | 1.0.002
347 |  | TRUE | 83 | 0 | 0 | 125.6885 |  |  |  | 0.1 | 2021-09-22 20:08:26 +0000 | 438c2ebff | 0.2.14 | :adv_dx_units: NECB_Default :airloop_economizer_type: NECB_Default :algorithm_type: parametric :analysis_id: reference :analysis_name: reference :boiler_eff: NECB_Default :btap_batch_version: 1.0.002 :building_type: RetailStandalone :chiller_type: NECB_Default :compute_environment: aws_batch :datapoint_id: fc1faea3-311b-42fb-9419-285b1acd222f :daylighting_type: NECB_Default :dcv_type: NECB_Default :door_construction_cond: NECB_Default :ecm_system_name: NECB_Default :electrical_loads_scale: NECB_Default :enable_costing: true :epw_file: CAN_NS_Halifax.Dockyard.713280_CWEC2016.epw :erv_package: NECB_Default :ext_floor_cond: NECB_Default :ext_roof_cond: NECB_Default :ext_wall_cond: NECB_Default :fdwr_set: NECB_Default :fixed_wind_solar_trans: NECB_Default :fixed_window_cond: NECB_Default :furnace_eff: NECB_Default :glass_door_cond: NECB_Default :glass_door_solar_trans: NECB_Default :ground_floor_cond: NECB_Default :ground_roof_cond: NECB_Default :ground_wall_cond: NECB_Default :image_name: btap_private_cli :infiltration_scale: NECB_Default :lights_scale: NECB_Default :lights_type: NECB_Default :nv_delta_temp_in_out: NECB_Default :nv_opening_fraction: NECB_Default :nv_temp_out_min: NECB_Default :nv_type: NECB_Default :oa_scale: NECB_Default :occupancy_loads_scale: NECB_Default :output_meters: [] :output_variables: [] :overhead_door_cond: NECB_Default :primary_heating_fuel: Electricity :pv_ground_azimuth_angle: NECB_Default :pv_ground_module_description: NECB_Default :pv_ground_tilt_angle: NECB_Default :pv_ground_total_area_pv_panels_m2: NECB_Default :pv_ground_type: NECB_Default :rotation_degrees: NECB_Default :run_annual_simulation: true :s3_bucket: '834599497928' :scale_x: NECB_Default :scale_y: NECB_Default :scale_z: NECB_Default :shw_eff: NECB_Default :skylight_cond: NECB_Default :skylight_solar_trans: NECB_Default :srr_set: NECB_Default :template: NECB2011 | reference | reference | fc1faea3-311b-42fb-9419-285b1acd222f | NECB2011 | RetailStandalone | Electricity | Electricity | CAN_NS_Halifax.Dockyard.713280_CWEC2016.epw | parametric |  | NECB_Default | NECB_Default | NECB_Default | NECB_Default | NECB_Default | NECB_Default | NECB_Default | NECB_Default | NECB_Default | NECB_Default | NECB_Default | NECB_Default | NECB_Default | NECB_Default | NECB_Default | NECB_Default | NECB_Default | NECB_Default | NECB_Default | NECB_Default | NECB_Default | NECB_Default | NECB_Default | NECB_Default | NECB_Default | NECB_Default | NECB_Default | NECB_Default | NECB_Default | NECB_Default | NECB_Default | NECB_Default | NECB_Default | NECB_Default | NECB_Default | NECB_Default | NECB_Default | NECB_Default | NECB_Default | NECB_Default | NECB_Default | NECB_Default | NECB_Default | NECB_Default | NECB_Default | aws_batch | 834599497928 | btap_private_cli |  | TRUE | TRUE |  |  | 69.0332 | 25.4942 | 63.1033 | 116.9651 | 2293.99 | 3471.0086 | 40 | RetailStandalone |  |  | 5 | RetailStandalone | 1 |  | 1 | NECB2011 | 0.24821 | 13984.1807 | 211.7572 | 11.6644 | 112.2906 | 5.2773 | 571.0011 | 230.0115 | HALIFAX | NOVA SCOTIA | 136.9665 | 0 | 0 | 136.9665 | 26.8617 | 0 | 0 | 26.8617 | 0 | 0.042241 | 0 | 0 | 0.67543 | 0.1377 | 0 | 0.22717 | 0.030964 | 0.22339 | 0 | 0 | 0.67543 | 0.013958 | 88.4055 | 0 | 40 | 0.757 | [5 empty] | 0.183 | 0.247 | 2.2 | 2.2 | 5 | Halifax Dockyard | CAN | 112 | 3647 | 44.655 | -63.577 | 6 | 4000 | NS | CAN_NS_Halifax.Dockyard.713280_CWEC2016.epw | 0.67542 | 25.4942 | 69.0332 | 6.8376 | 16.3063 | FALSE | FALSE | FALSE | FALSE | 4.994 | 4.4577 | 0 | 0.087606 | 0.0012795 | 32.02 | 0 | 68.4695 | 0.41833 | 0.0061097 | 152.9 | 0 | 0.67543 | 40 | 37.5 | 0.83 | 0.83 |  | https://s3.console.aws.amazon.com/s3/buckets/834599497928?region=ca-central-1&prefix=phylroy.lopez/reference/reference/output/fc1faea3-311b-42fb-9419-285b1acd222f/ | 1.0.002
348 |  | TRUE | 82 | 0 | 0 | 125.6908 |  |  |  | 0.1 | 2021-09-22 20:08:38 +0000 | 438c2ebff | 0.2.14 | :adv_dx_units: NECB_Default :airloop_economizer_type: NECB_Default :algorithm_type: parametric :analysis_id: reference :analysis_name: reference :boiler_eff: NECB_Default :btap_batch_version: 1.0.002 :building_type: RetailStandalone :chiller_type: NECB_Default :compute_environment: aws_batch :datapoint_id: c9097ac6-6b79-494f-aedd-5a7e00df0002 :daylighting_type: NECB_Default :dcv_type: NECB_Default :door_construction_cond: NECB_Default :ecm_system_name: NECB_Default :electrical_loads_scale: NECB_Default :enable_costing: true :epw_file: CAN_AB_Edmonton.Intl.AP.711230_CWEC2016.epw :erv_package: NECB_Default :ext_floor_cond: NECB_Default :ext_roof_cond: NECB_Default :ext_wall_cond: NECB_Default :fdwr_set: NECB_Default :fixed_wind_solar_trans: NECB_Default :fixed_window_cond: NECB_Default :furnace_eff: NECB_Default :glass_door_cond: NECB_Default :glass_door_solar_trans: NECB_Default :ground_floor_cond: NECB_Default :ground_roof_cond: NECB_Default :ground_wall_cond: NECB_Default :image_name: btap_private_cli :infiltration_scale: NECB_Default :lights_scale: NECB_Default :lights_type: NECB_Default :nv_delta_temp_in_out: NECB_Default :nv_opening_fraction: NECB_Default :nv_temp_out_min: NECB_Default :nv_type: NECB_Default :oa_scale: NECB_Default :occupancy_loads_scale: NECB_Default :output_meters: [] :output_variables: [] :overhead_door_cond: NECB_Default :primary_heating_fuel: NaturalGas :pv_ground_azimuth_angle: NECB_Default :pv_ground_module_description: NECB_Default :pv_ground_tilt_angle: NECB_Default :pv_ground_total_area_pv_panels_m2: NECB_Default :pv_ground_type: NECB_Default :rotation_degrees: NECB_Default :run_annual_simulation: true :s3_bucket: '834599497928' :scale_x: NECB_Default :scale_y: NECB_Default :scale_z: NECB_Default :shw_eff: NECB_Default :skylight_cond: NECB_Default :skylight_solar_trans: NECB_Default :srr_set: NECB_Default :template: NECB2011 | reference | reference | c9097ac6-6b79-494f-aedd-5a7e00df0002 | NECB2011 | RetailStandalone | NaturalGas | Natural Gas | CAN_AB_Edmonton.Intl.AP.711230_CWEC2016.epw | parametric |  | NECB_Default | NECB_Default | NECB_Default | NECB_Default | NECB_Default | NECB_Default | NECB_Default | NECB_Default | NECB_Default | NECB_Default | NECB_Default | NECB_Default | NECB_Default | NECB_Default | NECB_Default | NECB_Default | NECB_Default | NECB_Default | NECB_Default | NECB_Default | NECB_Default | NECB_Default | NECB_Default | NECB_Default | NECB_Default | NECB_Default | NECB_Default | NECB_Default | NECB_Default | NECB_Default | NECB_Default | NECB_Default | NECB_Default | NECB_Default | NECB_Default | NECB_Default | NECB_Default | NECB_Default | NECB_Default | NECB_Default | NECB_Default | NECB_Default | NECB_Default | NECB_Default | NECB_Default | aws_batch | 834599497928 | btap_private_cli |  | TRUE | TRUE |  |  | 112.6491 | 25.4603 | 72.8583 | 152.9661 | 2293.99 | 3471.0086 | 32.5 | RetailStandalone |  |  | 5 | RetailStandalone | 1 |  | 1 | NECB2011 | 0.24821 | 13984.1807 | 229.0073 | 45.279 | 115.2609 | 4.9653 | 616.7328 | 222.2203 | EDMONTON | ALBERTA | 98.1929 | 18.3353 | 0 | 116.5281 | 9.3066 | 1.3081 | 0 | 10.6147 | 0 | 0.040222 | 0 | 0 | 0.44744 | 0.14422 | 0.0057585 | 0.34498 | 0.030964 | 0.22339 | 0.36335 | 0.0028858 | 0.81079 | 0.018374 | 51.6006 | 113.1645 | 32.5 | 0.757 | [5 empty] | 0.162 | 0.21 | 2.2 | 2.2 | 5 | Edmonton Intl AP | CAN | 23 | 5588 | 53.31 | -113.579 | 7a | 5120 | AB | CAN_AB_Edmonton.Intl.AP.711230_CWEC2016.epw | 0.81078 | 25.4603 | 112.6491 | 5.7944 | 16.5861 | FALSE | FALSE | FALSE | FALSE | 8.1594 | 14.7537 | 0 | 0 | 0 | 0 | 42.15 | 68.4695 | 0.41833 | 0.0061097 | 152.9 | 0 | 0.81079 | 23.67 | 23.33 | 20.67 | 20.67 |  | https://s3.console.aws.amazon.com/s3/buckets/834599497928?region=ca-central-1&prefix=phylroy.lopez/reference/reference/output/c9097ac6-6b79-494f-aedd-5a7e00df0002/ | 1.0.002
349 |  | TRUE | 85 | 0 | 0 | 126.0854 |  |  |  | 0.1 | 2021-09-22 20:08:24 +0000 | 438c2ebff | 0.2.14 | :adv_dx_units: NECB_Default :airloop_economizer_type: NECB_Default :algorithm_type: parametric :analysis_id: reference :analysis_name: reference :boiler_eff: NECB_Default :btap_batch_version: 1.0.002 :building_type: RetailStandalone :chiller_type: NECB_Default :compute_environment: aws_batch :datapoint_id: a6a7f1ec-4faf-461b-adba-db4259baa2f3 :daylighting_type: NECB_Default :dcv_type: NECB_Default :door_construction_cond: NECB_Default :ecm_system_name: NECB_Default :electrical_loads_scale: NECB_Default :enable_costing: true :epw_file: CAN_AB_Edmonton.Intl.AP.711230_CWEC2016.epw :erv_package: NECB_Default :ext_floor_cond: NECB_Default :ext_roof_cond: NECB_Default :ext_wall_cond: NECB_Default :fdwr_set: NECB_Default :fixed_wind_solar_trans: NECB_Default :fixed_window_cond: NECB_Default :furnace_eff: NECB_Default :glass_door_cond: NECB_Default :glass_door_solar_trans: NECB_Default :ground_floor_cond: NECB_Default :ground_roof_cond: NECB_Default :ground_wall_cond: NECB_Default :image_name: btap_private_cli :infiltration_scale: NECB_Default :lights_scale: NECB_Default :lights_type: NECB_Default :nv_delta_temp_in_out: NECB_Default :nv_opening_fraction: NECB_Default :nv_temp_out_min: NECB_Default :nv_type: NECB_Default :oa_scale: NECB_Default :occupancy_loads_scale: NECB_Default :output_meters: [] :output_variables: [] :overhead_door_cond: NECB_Default :primary_heating_fuel: Electricity :pv_ground_azimuth_angle: NECB_Default :pv_ground_module_description: NECB_Default :pv_ground_tilt_angle: NECB_Default :pv_ground_total_area_pv_panels_m2: NECB_Default :pv_ground_type: NECB_Default :rotation_degrees: NECB_Default :run_annual_simulation: true :s3_bucket: '834599497928' :scale_x: NECB_Default :scale_y: NECB_Default :scale_z: NECB_Default :shw_eff: NECB_Default :skylight_cond: NECB_Default :skylight_solar_trans: NECB_Default :srr_set: NECB_Default :template: NECB2011 | reference | reference | a6a7f1ec-4faf-461b-adba-db4259baa2f3 | NECB2011 | RetailStandalone | Electricity | Electricity | CAN_AB_Edmonton.Intl.AP.711230_CWEC2016.epw | parametric |  | NECB_Default | NECB_Default | NECB_Default | NECB_Default | NECB_Default | NECB_Default | NECB_Default | NECB_Default | NECB_Default | NECB_Default | NECB_Default | NECB_Default | NECB_Default | NECB_Default | NECB_Default | NECB_Default | NECB_Default | NECB_Default | NECB_Default | NECB_Default | NECB_Default | NECB_Default | NECB_Default | NECB_Default | NECB_Default | NECB_Default | NECB_Default | NECB_Default | NECB_Default | NECB_Default | NECB_Default | NECB_Default | NECB_Default | NECB_Default | NECB_Default | NECB_Default | NECB_Default | NECB_Default | NECB_Default | NECB_Default | NECB_Default | NECB_Default | NECB_Default | NECB_Default | NECB_Default | aws_batch | 834599497928 | btap_private_cli |  | TRUE | TRUE |  |  | 87.2236 | 25.1346 | 72.9927 | 128.1283 | 2293.99 | 3471.0086 | 32.5 | RetailStandalone |  |  | 5 | RetailStandalone | 1 |  | 1 | NECB2011 | 0.24821 | 13984.1807 | 229.0073 | 12.6604 | 115.2609 | 5.3267 | 613.5475 | 251.292 | EDMONTON | ALBERTA | 158.3144 | 0 | 0 | 158.3144 | 15.0049 | 0 | 0 | 15.0049 | 0 | 0.039673 | 0 | 0 | 0.72139 | 0.14362 | 0.005776 | 0.26277 | 0.030964 | 0.22339 | 0 | 0 | 0.72139 | 0.015196 | 113.7069 | 0 | 32.5 | 0.757 | [5 empty] | 0.162 | 0.21 | 2.2 | 2.2 | 5 | Edmonton Intl AP | CAN | 23 | 5588 | 53.31 | -113.579 | 7a | 5120 | AB | CAN_AB_Edmonton.Intl.AP.711230_CWEC2016.epw | 0.72139 | 25.1346 | 87.2236 | 5.7944 | 16.586 | FALSE | FALSE | FALSE | FALSE | 8.1594 | 14.7536 | 0 | 0.095376 | 0.001393 | 34.86 | 0 | 68.4695 | 0.41833 | 0.0061097 | 152.9 | 0 | 0.72139 | 23.67 | 23.33 | 5.83 | 5.83 |  | https://s3.console.aws.amazon.com/s3/buckets/834599497928?region=ca-central-1&prefix=phylroy.lopez/reference/reference/output/a6a7f1ec-4faf-461b-adba-db4259baa2f3/ | 1.0.002
350 |  | TRUE | 79 | 0 | 0 | 126.1499 |  |  |  | 0.1 | 2021-09-22 20:08:37 +0000 | 438c2ebff | 0.2.14 | :adv_dx_units: NECB_Default :airloop_economizer_type: NECB_Default :algorithm_type: parametric :analysis_id: reference :analysis_name: reference :boiler_eff: NECB_Default :btap_batch_version: 1.0.002 :building_type: RetailStandalone :chiller_type: NECB_Default :compute_environment: aws_batch :datapoint_id: 465f1300-dd5c-4949-ab50-9aa66ade21ab :daylighting_type: NECB_Default :dcv_type: NECB_Default :door_construction_cond: NECB_Default :ecm_system_name: NECB_Default :electrical_loads_scale: NECB_Default :enable_costing: true :epw_file: CAN_BC_Vancouver.Intl.AP.718920_CWEC2016.epw :erv_package: NECB_Default :ext_floor_cond: NECB_Default :ext_roof_cond: NECB_Default :ext_wall_cond: NECB_Default :fdwr_set: NECB_Default :fixed_wind_solar_trans: NECB_Default :fixed_window_cond: NECB_Default :furnace_eff: NECB_Default :glass_door_cond: NECB_Default :glass_door_solar_trans: NECB_Default :ground_floor_cond: NECB_Default :ground_roof_cond: NECB_Default :ground_wall_cond: NECB_Default :image_name: btap_private_cli :infiltration_scale: NECB_Default :lights_scale: NECB_Default :lights_type: NECB_Default :nv_delta_temp_in_out: NECB_Default :nv_opening_fraction: NECB_Default :nv_temp_out_min: NECB_Default :nv_type: NECB_Default :oa_scale: NECB_Default :occupancy_loads_scale: NECB_Default :output_meters: [] :output_variables: [] :overhead_door_cond: NECB_Default :primary_heating_fuel: Electricity :pv_ground_azimuth_angle: NECB_Default :pv_ground_module_description: NECB_Default :pv_ground_tilt_angle: NECB_Default :pv_ground_total_area_pv_panels_m2: NECB_Default :pv_ground_type: NECB_Default :rotation_degrees: NECB_Default :run_annual_simulation: true :s3_bucket: '834599497928' :scale_x: NECB_Default :scale_y: NECB_Default :scale_z: NECB_Default :shw_eff: NECB_Default :skylight_cond: NECB_Default :skylight_solar_trans: NECB_Default :srr_set: NECB_Default :template: NECB2011 | reference | reference | 465f1300-dd5c-4949-ab50-9aa66ade21ab | NECB2011 | RetailStandalone | Electricity | Electricity | CAN_BC_Vancouver.Intl.AP.718920_CWEC2016.epw | parametric |  | NECB_Default | NECB_Default | NECB_Default | NECB_Default | NECB_Default | NECB_Default | NECB_Default | NECB_Default | NECB_Default | NECB_Default | NECB_Default | NECB_Default | NECB_Default | NECB_Default | NECB_Default | NECB_Default | NECB_Default | NECB_Default | NECB_Default | NECB_Default | NECB_Default | NECB_Default | NECB_Default | NECB_Default | NECB_Default | NECB_Default | NECB_Default | NECB_Default | NECB_Default | NECB_Default | NECB_Default | NECB_Default | NECB_Default | NECB_Default | NECB_Default | NECB_Default | NECB_Default | NECB_Default | NECB_Default | NECB_Default | NECB_Default | NECB_Default | NECB_Default | NECB_Default | NECB_Default | aws_batch | 834599497928 | btap_private_cli |  | TRUE | TRUE |  |  | 49.0147 | 24.1211 | 48.3122 | 102.0178 | 2293.99 | 3471.0086 | 40 | RetailStandalone |  |  | 5 | RetailStandalone | 1 |  | 1 | NECB2011 | 0.24821 | 13984.1807 | 217.5985 | 10.665 | 102.2195 | 5.2579 | 568.02 | 232.2791 | VANCOUVER | BRITISH COLUMBIA | 1.7616 | 0 | 0 | 1.7616 | 17.5917 | 0 | 0 | 17.5917 | 0 | 0.040554 | 0 | 0 | 0.62162 | 0.13937 | 0 | 0.17392 | 0.030964 | 0.22339 | 0 | 0 | 0.62162 | 0.013418 | 70.3551 | 0 | 40 | 0.757 | [5 empty] | 0.227 | 0.315 | 2.4 | 2.4 | 5 | Vancouver Intl AP | CAN | 42 | 2797 | 49.195 | -123.184 | 4 | 2800 | BC | CAN_BC_Vancouver.Intl.AP.718920_CWEC2016.epw | 0.62161 | 24.1211 | 49.0147 | 5.452 | 17.8436 | FALSE | FALSE | FALSE | FALSE | 7.5399 | 4.9573 | 0 | 0.084213 | 0.0012299 | 30.78 | 0 | 68.4695 | 0.41833 | 0.0061097 | 152.9 | 0 | 0.62162 | 102.5 | 100.17 | 3.33 | 3 |  | https://s3.console.aws.amazon.com/s3/buckets/834599497928?region=ca-central-1&prefix=phylroy.lopez/reference/reference/output/465f1300-dd5c-4949-ab50-9aa66ade21ab/ | 1.0.002
351 |  | TRUE | 87 | 0 | 0 | 125.8536 |  |  |  | 0.1 | 2021-09-22 20:08:22 +0000 | 438c2ebff | 0.2.14 | :adv_dx_units: NECB_Default :airloop_economizer_type: NECB_Default :algorithm_type: parametric :analysis_id: reference :analysis_name: reference :boiler_eff: NECB_Default :btap_batch_version: 1.0.002 :building_type: RetailStandalone :chiller_type: NECB_Default :compute_environment: aws_batch :datapoint_id: 75fbac33-9953-40d0-aa8c-c2f405393b75 :daylighting_type: NECB_Default :dcv_type: NECB_Default :door_construction_cond: NECB_Default :ecm_system_name: NECB_Default :electrical_loads_scale: NECB_Default :enable_costing: true :epw_file: CAN_AB_Calgary.Intl.AP.718770_CWEC2016.epw :erv_package: NECB_Default :ext_floor_cond: NECB_Default :ext_roof_cond: NECB_Default :ext_wall_cond: NECB_Default :fdwr_set: NECB_Default :fixed_wind_solar_trans: NECB_Default :fixed_window_cond: NECB_Default :furnace_eff: NECB_Default :glass_door_cond: NECB_Default :glass_door_solar_trans: NECB_Default :ground_floor_cond: NECB_Default :ground_roof_cond: NECB_Default :ground_wall_cond: NECB_Default :image_name: btap_private_cli :infiltration_scale: NECB_Default :lights_scale: NECB_Default :lights_type: NECB_Default :nv_delta_temp_in_out: NECB_Default :nv_opening_fraction: NECB_Default :nv_temp_out_min: NECB_Default :nv_type: NECB_Default :oa_scale: NECB_Default :occupancy_loads_scale: NECB_Default :output_meters: [] :output_variables: [] :overhead_door_cond: NECB_Default :primary_heating_fuel: Electricity :pv_ground_azimuth_angle: NECB_Default :pv_ground_module_description: NECB_Default :pv_ground_tilt_angle: NECB_Default :pv_ground_total_area_pv_panels_m2: NECB_Default :pv_ground_type: NECB_Default :rotation_degrees: NECB_Default :run_annual_simulation: true :s3_bucket: '834599497928' :scale_x: NECB_Default :scale_y: NECB_Default :scale_z: NECB_Default :shw_eff: NECB_Default :skylight_cond: NECB_Default :skylight_solar_trans: NECB_Default :srr_set: NECB_Default :template: NECB2011 | reference | reference | 75fbac33-9953-40d0-aa8c-c2f405393b75 | NECB2011 | RetailStandalone | Electricity | Electricity | CAN_AB_Calgary.Intl.AP.718770_CWEC2016.epw | parametric |  | NECB_Default | NECB_Default | NECB_Default | NECB_Default | NECB_Default | NECB_Default | NECB_Default | NECB_Default | NECB_Default | NECB_Default | NECB_Default | NECB_Default | NECB_Default | NECB_Default | NECB_Default | NECB_Default | NECB_Default | NECB_Default | NECB_Default | NECB_Default | NECB_Default | NECB_Default | NECB_Default | NECB_Default | NECB_Default | NECB_Default | NECB_Default | NECB_Default | NECB_Default | NECB_Default | NECB_Default | NECB_Default | NECB_Default | NECB_Default | NECB_Default | NECB_Default | NECB_Default | NECB_Default | NECB_Default | NECB_Default | NECB_Default | NECB_Default | NECB_Default | NECB_Default | NECB_Default | aws_batch | 834599497928 | btap_private_cli |  | TRUE | TRUE |  |  | 74.0976 | 27.7516 | 58.0236 | 116.161 | 2293.99 | 3471.0086 | 33.3 | RetailStandalone |  |  | 5 | RetailStandalone | 1 |  | 1 | NECB2011 | 0.24821 | 13984.1807 | 234.1134 | 12.1039 | 111.6157 | 5.3194 | 625.0336 | 261.881 | CALGARY | ALBERTA | 148.5899 | 0 | 0 | 148.5899 | 14.0832 | 0 | 0 | 14.0832 | 0 | 0.041705 | 0 | 0 | 0.67708 | 0.15286 | 0.0045467 | 0.20888 | 0.030964 | 0.22339 | 0 | 0 | 0.67708 | 0.01473 | 94.6319 | 0 | 33.3 | 0.757 | [5 empty] | 0.162 | 0.21 | 2.2 | 2.2 | 5 | Calgary Intl AP | CAN | 64 | 4781 | 51.114 | -114.02 | 7a | 5000 | AB | CAN_AB_Calgary.Intl.AP.718770_CWEC2016.epw | 0.67708 | 27.7516 | 74.0976 | 5.7475 | 17.7009 | FALSE | FALSE | FALSE | FALSE | 9.1296 | 12.7296 | 0 | 0.092449 | 0.0013502 | 33.79 | 0 | 68.4695 | 0.41833 | 0.0061097 | 152.9 | 0 | 0.67708 | 66.17 | 64.83 | 4 | 4 |  | https://s3.console.aws.amazon.com/s3/buckets/834599497928?region=ca-central-1&prefix=phylroy.lopez/reference/reference/output/75fbac33-9953-40d0-aa8c-c2f405393b75/ | 1.0.002
352 |  | TRUE | 76 | 0 | 0 | 126.4938 |  |  |  | 0.1 | 2021-09-22 20:08:33 +0000 | 438c2ebff | 0.2.14 | :adv_dx_units: NECB_Default :airloop_economizer_type: NECB_Default :algorithm_type: parametric :analysis_id: reference :analysis_name: reference :boiler_eff: NECB_Default :btap_batch_version: 1.0.002 :building_type: RetailStandalone :chiller_type: NECB_Default :compute_environment: aws_batch :datapoint_id: d13f69aa-7a32-4931-a78a-0a70f13fb719 :daylighting_type: NECB_Default :dcv_type: NECB_Default :door_construction_cond: NECB_Default :ecm_system_name: NECB_Default :electrical_loads_scale: NECB_Default :enable_costing: true :epw_file: CAN_BC_Vancouver.Intl.AP.718920_CWEC2016.epw :erv_package: NECB_Default :ext_floor_cond: NECB_Default :ext_roof_cond: NECB_Default :ext_wall_cond: NECB_Default :fdwr_set: NECB_Default :fixed_wind_solar_trans: NECB_Default :fixed_window_cond: NECB_Default :furnace_eff: NECB_Default :glass_door_cond: NECB_Default :glass_door_solar_trans: NECB_Default :ground_floor_cond: NECB_Default :ground_roof_cond: NECB_Default :ground_wall_cond: NECB_Default :image_name: btap_private_cli :infiltration_scale: NECB_Default :lights_scale: NECB_Default :lights_type: NECB_Default :nv_delta_temp_in_out: NECB_Default :nv_opening_fraction: NECB_Default :nv_temp_out_min: NECB_Default :nv_type: NECB_Default :oa_scale: NECB_Default :occupancy_loads_scale: NECB_Default :output_meters: [] :output_variables: [] :overhead_door_cond: NECB_Default :primary_heating_fuel: NaturalGas :pv_ground_azimuth_angle: NECB_Default :pv_ground_module_description: NECB_Default :pv_ground_tilt_angle: NECB_Default :pv_ground_total_area_pv_panels_m2: NECB_Default :pv_ground_type: NECB_Default :rotation_degrees: NECB_Default :run_annual_simulation: true :s3_bucket: '834599497928' :scale_x: NECB_Default :scale_y: NECB_Default :scale_z: NECB_Default :shw_eff: NECB_Default :skylight_cond: NECB_Default :skylight_solar_trans: NECB_Default :srr_set: NECB_Default :template: NECB2011 | reference | reference | d13f69aa-7a32-4931-a78a-0a70f13fb719 | NECB2011 | RetailStandalone | NaturalGas | Natural Gas | CAN_BC_Vancouver.Intl.AP.718920_CWEC2016.epw | parametric |  | NECB_Default | NECB_Default | NECB_Default | NECB_Default | NECB_Default | NECB_Default | NECB_Default | NECB_Default | NECB_Default | NECB_Default | NECB_Default | NECB_Default | NECB_Default | NECB_Default | NECB_Default | NECB_Default | NECB_Default | NECB_Default | NECB_Default | NECB_Default | NECB_Default | NECB_Default | NECB_Default | NECB_Default | NECB_Default | NECB_Default | NECB_Default | NECB_Default | NECB_Default | NECB_Default | NECB_Default | NECB_Default | NECB_Default | NECB_Default | NECB_Default | NECB_Default | NECB_Default | NECB_Default | NECB_Default | NECB_Default | NECB_Default | NECB_Default | NECB_Default | NECB_Default | NECB_Default | aws_batch | 834599497928 | btap_private_cli |  | TRUE | TRUE |  |  | 61.672 | 24.4429 | 48.357 | 120.3459 | 2293.99 | 3471.0086 | 40 | RetailStandalone |  |  | 5 | RetailStandalone | 1 |  | 1 | NECB2011 | 0.24821 | 13984.1807 | 217.5985 | 41.0575 | 102.2195 | 4.8713 | 572.812 | 207.0652 | VANCOUVER | BRITISH COLUMBIA | 1.2389 | 12.6261 | 0 | 13.8649 | 12.3712 | 2.8325 | 0 | 15.2038 | 0 | 0.041103 | 0 | 0 | 0.43715 | 0.13953 | 0 | 0.23426 | 0.030964 | 0.22339 | 0.25045 | 0.0021665 | 0.6876 | 0.01619 | 49.457 | 62.3567 | 40 | 0.757 | [5 empty] | 0.227 | 0.315 | 2.4 | 2.4 | 5 | Vancouver Intl AP | CAN | 42 | 2797 | 49.195 | -123.184 | 4 | 2800 | BC | CAN_BC_Vancouver.Intl.AP.718920_CWEC2016.epw | 0.6876 | 24.4429 | 61.672 | 5.452 | 17.8436 | FALSE | FALSE | FALSE | FALSE | 7.5399 | 4.9574 | 0 | 0 | 0 | 0 | 37.14 | 68.4695 | 0.41833 | 0.0061097 | 152.9 | 0 | 0.6876 | 102.5 | 100.17 | 7 | 6.67 |  | https://s3.console.aws.amazon.com/s3/buckets/834599497928?region=ca-central-1&prefix=phylroy.lopez/reference/reference/output/d13f69aa-7a32-4931-a78a-0a70f13fb719/ | 1.0.002
353 |  | TRUE | 80 | 0 | 0 | 126.0487 |  |  |  | 0.1 | 2021-09-22 20:08:34 +0000 | 438c2ebff | 0.2.14 | :adv_dx_units: NECB_Default :airloop_economizer_type: NECB_Default :algorithm_type: parametric :analysis_id: reference :analysis_name: reference :boiler_eff: NECB_Default :btap_batch_version: 1.0.002 :building_type: RetailStandalone :chiller_type: NECB_Default :compute_environment: aws_batch :datapoint_id: 8a0dd549-367d-4098-813e-3bfaf6539bc9 :daylighting_type: NECB_Default :dcv_type: NECB_Default :door_construction_cond: NECB_Default :ecm_system_name: NECB_Default :electrical_loads_scale: NECB_Default :enable_costing: true :epw_file: CAN_ON_Toronto.Pearson.Intl.AP.716240_CWEC2016.epw :erv_package: NECB_Default :ext_floor_cond: NECB_Default :ext_roof_cond: NECB_Default :ext_wall_cond: NECB_Default :fdwr_set: NECB_Default :fixed_wind_solar_trans: NECB_Default :fixed_window_cond: NECB_Default :furnace_eff: NECB_Default :glass_door_cond: NECB_Default :glass_door_solar_trans: NECB_Default :ground_floor_cond: NECB_Default :ground_roof_cond: NECB_Default :ground_wall_cond: NECB_Default :image_name: btap_private_cli :infiltration_scale: NECB_Default :lights_scale: NECB_Default :lights_type: NECB_Default :nv_delta_temp_in_out: NECB_Default :nv_opening_fraction: NECB_Default :nv_temp_out_min: NECB_Default :nv_type: NECB_Default :oa_scale: NECB_Default :occupancy_loads_scale: NECB_Default :output_meters: [] :output_variables: [] :overhead_door_cond: NECB_Default :primary_heating_fuel: NaturalGas :pv_ground_azimuth_angle: NECB_Default :pv_ground_module_description: NECB_Default :pv_ground_tilt_angle: NECB_Default :pv_ground_total_area_pv_panels_m2: NECB_Default :pv_ground_type: NECB_Default :rotation_degrees: NECB_Default :run_annual_simulation: true :s3_bucket: '834599497928' :scale_x: NECB_Default :scale_y: NECB_Default :scale_z: NECB_Default :shw_eff: NECB_Default :skylight_cond: NECB_Default :skylight_solar_trans: NECB_Default :srr_set: NECB_Default :template: NECB2011 | reference | reference | 8a0dd549-367d-4098-813e-3bfaf6539bc9 | NECB2011 | RetailStandalone | NaturalGas | Natural Gas | CAN_ON_Toronto.Pearson.Intl.AP.716240_CWEC2016.epw | parametric |  | NECB_Default | NECB_Default | NECB_Default | NECB_Default | NECB_Default | NECB_Default | NECB_Default | NECB_Default | NECB_Default | NECB_Default | NECB_Default | NECB_Default | NECB_Default | NECB_Default | NECB_Default | NECB_Default | NECB_Default | NECB_Default | NECB_Default | NECB_Default | NECB_Default | NECB_Default | NECB_Default | NECB_Default | NECB_Default | NECB_Default | NECB_Default | NECB_Default | NECB_Default | NECB_Default | NECB_Default | NECB_Default | NECB_Default | NECB_Default | NECB_Default | NECB_Default | NECB_Default | NECB_Default | NECB_Default | NECB_Default | NECB_Default | NECB_Default | NECB_Default | NECB_Default | NECB_Default | aws_batch | 834599497928 | btap_private_cli |  | TRUE | TRUE |  |  | 123.9289 | 37.7674 | 70.0526 | 162.4959 | 2293.99 | 3471.0086 | 40 | RetailStandalone |  |  | 5 | RetailStandalone | 1 |  | 1 | NECB2011 | 0.24821 | 13984.1807 | 245.5607 | 45.9866 | 118.0349 | 5.0998 | 641.7698 | 227.0879 | TORONTO | ONTARIO | 2.6921 | 17.5264 | 0 | 20.2185 | 21.5686 | 3.0925 | 0 | 24.6612 | 0 | 0.086443 | 0 | 0 | 0.48469 | 0.14166 | 0 | 0.33807 | 0.030964 | 0.22339 | 0.35465 | 0.0022363 | 0.83934 | 0.016582 | 63.0189 | 124.2886 | 40 | 0.757 | [5 empty] | 0.183 | 0.278 | 2.2 | 2.2 | 5 | Toronto Pearson Intl AP | CAN | 382 | 3615 | 43.677 | -79.631 | 5 | 3890 | ON | CAN_ON_Toronto.Pearson.Intl.AP.716240_CWEC2016.epw | 0.83933 | 37.7674 | 123.9289 | 9.0088 | 14.933 | FALSE | FALSE | FALSE | FALSE | 9.7642 | 5.8046 | 0 | 0 | 0 | 0 | 38.04 | 68.4695 | 0.41833 | 0.0061097 | 152.9 | 0 | 0.83934 | 271.5 | 266.67 | 15.5 | 15.5 |  | https://s3.console.aws.amazon.com/s3/buckets/834599497928?region=ca-central-1&prefix=phylroy.lopez/reference/reference/output/8a0dd549-367d-4098-813e-3bfaf6539bc9/ | 1.0.002
354 |  | TRUE | 85 | 0 | 0 | 126.3301 |  |  |  | 0.1 | 2021-09-22 20:08:33 +0000 | 438c2ebff | 0.2.14 | :adv_dx_units: NECB_Default :airloop_economizer_type: NECB_Default :algorithm_type: parametric :analysis_id: reference :analysis_name: reference :boiler_eff: NECB_Default :btap_batch_version: 1.0.002 :building_type: RetailStandalone :chiller_type: NECB_Default :compute_environment: aws_batch :datapoint_id: a0403c99-b7dc-458c-b5e1-18e05201d4af :daylighting_type: NECB_Default :dcv_type: NECB_Default :door_construction_cond: NECB_Default :ecm_system_name: NECB_Default :electrical_loads_scale: NECB_Default :enable_costing: true :epw_file: CAN_YT_Whitehorse.Intl.AP.719640_CWEC2016.epw :erv_package: NECB_Default :ext_floor_cond: NECB_Default :ext_roof_cond: NECB_Default :ext_wall_cond: NECB_Default :fdwr_set: NECB_Default :fixed_wind_solar_trans: NECB_Default :fixed_window_cond: NECB_Default :furnace_eff: NECB_Default :glass_door_cond: NECB_Default :glass_door_solar_trans: NECB_Default :ground_floor_cond: NECB_Default :ground_roof_cond: NECB_Default :ground_wall_cond: NECB_Default :image_name: btap_private_cli :infiltration_scale: NECB_Default :lights_scale: NECB_Default :lights_type: NECB_Default :nv_delta_temp_in_out: NECB_Default :nv_opening_fraction: NECB_Default :nv_temp_out_min: NECB_Default :nv_type: NECB_Default :oa_scale: NECB_Default :occupancy_loads_scale: NECB_Default :output_meters: [] :output_variables: [] :overhead_door_cond: NECB_Default :primary_heating_fuel: Electricity :pv_ground_azimuth_angle: NECB_Default :pv_ground_module_description: NECB_Default :pv_ground_tilt_angle: NECB_Default :pv_ground_total_area_pv_panels_m2: NECB_Default :pv_ground_type: NECB_Default :rotation_degrees: NECB_Default :run_annual_simulation: true :s3_bucket: '834599497928' :scale_x: NECB_Default :scale_y: NECB_Default :scale_z: NECB_Default :shw_eff: NECB_Default :skylight_cond: NECB_Default :skylight_solar_trans: NECB_Default :srr_set: NECB_Default :template: NECB2011 | reference | reference | a0403c99-b7dc-458c-b5e1-18e05201d4af | NECB2011 | RetailStandalone | Electricity | Electricity | CAN_YT_Whitehorse.Intl.AP.719640_CWEC2016.epw | parametric |  | NECB_Default | NECB_Default | NECB_Default | NECB_Default | NECB_Default | NECB_Default | NECB_Default | NECB_Default | NECB_Default | NECB_Default | NECB_Default | NECB_Default | NECB_Default | NECB_Default | NECB_Default | NECB_Default | NECB_Default | NECB_Default | NECB_Default | NECB_Default | NECB_Default | NECB_Default | NECB_Default | NECB_Default | NECB_Default | NECB_Default | NECB_Default | NECB_Default | NECB_Default | NECB_Default | NECB_Default | NECB_Default | NECB_Default | NECB_Default | NECB_Default | NECB_Default | NECB_Default | NECB_Default | NECB_Default | NECB_Default | NECB_Default | NECB_Default | NECB_Default | NECB_Default | NECB_Default | aws_batch | 834599497928 | btap_private_cli |  | TRUE | TRUE |  |  | 113.5345 | 20.0527 | 89.7841 | 131.5297 | 2293.99 | 3471.0086 | 22.8 | RetailStandalone |  |  | 5 | RetailStandalone | 1 |  | 1 | NECB2011 | 0.24821 | 13984.1807 | 183.8923 | 10.1285 | 98.0372 | 5.1148 | 512.5724 | 215.3997 | WHITEHORSE | YUKON | 11.4138 | 0 | 0 | 11.4138 | 26.1392 | 0 | 0 | 26.1392 | 0 | 0.012341 | 0 | 0 | 0.73383 | 0.12229 | 0.0059765 | 0.32322 | 0.030964 | 0.22339 | 0 | 0 | 0.73383 | 0.01565 | 137.9508 | 0 | 22.8 | 0.757 | [5 empty] | 0.162 | 0.21 | 2.2 | 2.2 | 5 | Whitehorse Intl AP | CAN | 5 | 6491 | 60.709 | -135.069 | 7b | 6580 | YT | CAN_YT_Whitehorse.Intl.AP.719640_CWEC2016.epw | 0.73383 | 20.0527 | 113.5345 | 7.2462 | 13.2745 | TRUE | FALSE | FALSE | FALSE | 4.867 | 16.4115 | 0 | 0.098222 | 0.0014345 | 35.9 | 0 | 68.4695 | 0.41833 | 0.0061097 | 152.9 | 0 | 0.73383 | 7.5 | 6 | 10.33 | 10.33 |  | https://s3.console.aws.amazon.com/s3/buckets/834599497928?region=ca-central-1&prefix=phylroy.lopez/reference/reference/output/a0403c99-b7dc-458c-b5e1-18e05201d4af/ | 1.0.002
355 |  | TRUE | 82 | 0 | 0 | 126.2515 |  |  |  | 0.1 | 2021-09-22 20:08:40 +0000 | 438c2ebff | 0.2.14 | :adv_dx_units: NECB_Default :airloop_economizer_type: NECB_Default :algorithm_type: parametric :analysis_id: reference :analysis_name: reference :boiler_eff: NECB_Default :btap_batch_version: 1.0.002 :building_type: RetailStandalone :chiller_type: NECB_Default :compute_environment: aws_batch :datapoint_id: 311bae21-bf0a-4457-9269-ddf98df6ba9c :daylighting_type: NECB_Default :dcv_type: NECB_Default :door_construction_cond: NECB_Default :ecm_system_name: NECB_Default :electrical_loads_scale: NECB_Default :enable_costing: true :epw_file: CAN_AB_Edmonton.Intl.AP.711230_CWEC2016.epw :erv_package: NECB_Default :ext_floor_cond: NECB_Default :ext_roof_cond: NECB_Default :ext_wall_cond: NECB_Default :fdwr_set: NECB_Default :fixed_wind_solar_trans: NECB_Default :fixed_window_cond: NECB_Default :furnace_eff: NECB_Default :glass_door_cond: NECB_Default :glass_door_solar_trans: NECB_Default :ground_floor_cond: NECB_Default :ground_roof_cond: NECB_Default :ground_wall_cond: NECB_Default :image_name: btap_private_cli :infiltration_scale: NECB_Default :lights_scale: NECB_Default :lights_type: NECB_Default :nv_delta_temp_in_out: NECB_Default :nv_opening_fraction: NECB_Default :nv_temp_out_min: NECB_Default :nv_type: NECB_Default :oa_scale: NECB_Default :occupancy_loads_scale: NECB_Default :output_meters: [] :output_variables: [] :overhead_door_cond: NECB_Default :primary_heating_fuel: Electricity :pv_ground_azimuth_angle: NECB_Default :pv_ground_module_description: NECB_Default :pv_ground_tilt_angle: NECB_Default :pv_ground_total_area_pv_panels_m2: NECB_Default :pv_ground_type: NECB_Default :rotation_degrees: NECB_Default :run_annual_simulation: true :s3_bucket: '834599497928' :scale_x: NECB_Default :scale_y: NECB_Default :scale_z: NECB_Default :shw_eff: NECB_Default :skylight_cond: NECB_Default :skylight_solar_trans: NECB_Default :srr_set: NECB_Default :template: NECB2015 | reference | reference | 311bae21-bf0a-4457-9269-ddf98df6ba9c | NECB2015 | RetailStandalone | Electricity | Electricity | CAN_AB_Edmonton.Intl.AP.711230_CWEC2016.epw | parametric |  | NECB_Default | NECB_Default | NECB_Default | NECB_Default | NECB_Default | NECB_Default | NECB_Default | NECB_Default | NECB_Default | NECB_Default | NECB_Default | NECB_Default | NECB_Default | NECB_Default | NECB_Default | NECB_Default | NECB_Default | NECB_Default | NECB_Default | NECB_Default | NECB_Default | NECB_Default | NECB_Default | NECB_Default | NECB_Default | NECB_Default | NECB_Default | NECB_Default | NECB_Default | NECB_Default | NECB_Default | NECB_Default | NECB_Default | NECB_Default | NECB_Default | NECB_Default | NECB_Default | NECB_Default | NECB_Default | NECB_Default | NECB_Default | NECB_Default | NECB_Default | NECB_Default | NECB_Default | aws_batch | 834599497928 | btap_private_cli |  | TRUE | TRUE |  |  | 105.2457 | 24.7622 | 74.987 | 128.1682 | 2293.99 | 3471.0086 | 32.5 | RetailStandalone |  |  | 5 | RetailStandalone | 1 |  | 1 | NECB2015 | 0.24821 | 13984.1807 | 229.0073 | 12.7317 | 115.2609 | 5.3267 | 612.3127 | 249.986 | EDMONTON | ALBERTA | 154.9469 | 0 | 0 | 154.9469 | 14.6857 | 0 | 0 | 14.6857 | 0 | 0.038871 | 0 | 0 | 0.70604 | 0.14079 | 0.0062032 | 0.26995 | 0.032271 | 0.20616 | 0 | 0 | 0.70604 | 0.011787 | 127.2646 | 0 | 32.5 | 0.757 | [5 empty] | 0.162 | 0.21 | 2.2 | 2.2 | 5 | Edmonton Intl AP | CAN | 23 | 5588 | 53.31 | -113.579 | 7a | 5120 | AB | CAN_AB_Edmonton.Intl.AP.711230_CWEC2016.epw | 0.70604 | 24.7622 | 105.2457 | 5.7944 | 16.586 | FALSE | FALSE | FALSE | FALSE | 8.1586 | 14.7522 | 0 | 0.073981 | 0.0010812 | 27.04 | 0 | 68.4249 | 0.3214 | 0.0046971 | 117.47 | 0 | 0.70604 | 7 | 7 | 6.83 | 6.83 |  | https://s3.console.aws.amazon.com/s3/buckets/834599497928?region=ca-central-1&prefix=phylroy.lopez/reference/reference/output/311bae21-bf0a-4457-9269-ddf98df6ba9c/ | 1.0.002
356 |  | TRUE | 74 | 0 | 0 | 126.7294 |  |  |  | 0.1 | 2021-09-22 20:08:31 +0000 | 438c2ebff | 0.2.14 | :adv_dx_units: NECB_Default :airloop_economizer_type: NECB_Default :algorithm_type: parametric :analysis_id: reference :analysis_name: reference :boiler_eff: NECB_Default :btap_batch_version: 1.0.002 :building_type: RetailStandalone :chiller_type: NECB_Default :compute_environment: aws_batch :datapoint_id: d6b99cc4-5db5-4000-bd71-aff8ed06cb1f :daylighting_type: NECB_Default :dcv_type: NECB_Default :door_construction_cond: NECB_Default :ecm_system_name: NECB_Default :electrical_loads_scale: NECB_Default :enable_costing: true :epw_file: CAN_BC_Vancouver.Intl.AP.718920_CWEC2016.epw :erv_package: NECB_Default :ext_floor_cond: NECB_Default :ext_roof_cond: NECB_Default :ext_wall_cond: NECB_Default :fdwr_set: NECB_Default :fixed_wind_solar_trans: NECB_Default :fixed_window_cond: NECB_Default :furnace_eff: NECB_Default :glass_door_cond: NECB_Default :glass_door_solar_trans: NECB_Default :ground_floor_cond: NECB_Default :ground_roof_cond: NECB_Default :ground_wall_cond: NECB_Default :image_name: btap_private_cli :infiltration_scale: NECB_Default :lights_scale: NECB_Default :lights_type: NECB_Default :nv_delta_temp_in_out: NECB_Default :nv_opening_fraction: NECB_Default :nv_temp_out_min: NECB_Default :nv_type: NECB_Default :oa_scale: NECB_Default :occupancy_loads_scale: NECB_Default :output_meters: [] :output_variables: [] :overhead_door_cond: NECB_Default :primary_heating_fuel: Electricity :pv_ground_azimuth_angle: NECB_Default :pv_ground_module_description: NECB_Default :pv_ground_tilt_angle: NECB_Default :pv_ground_total_area_pv_panels_m2: NECB_Default :pv_ground_type: NECB_Default :rotation_degrees: NECB_Default :run_annual_simulation: true :s3_bucket: '834599497928' :scale_x: NECB_Default :scale_y: NECB_Default :scale_z: NECB_Default :shw_eff: NECB_Default :skylight_cond: NECB_Default :skylight_solar_trans: NECB_Default :srr_set: NECB_Default :template: NECB2015 | reference | reference | d6b99cc4-5db5-4000-bd71-aff8ed06cb1f | NECB2015 | RetailStandalone | Electricity | Electricity | CAN_BC_Vancouver.Intl.AP.718920_CWEC2016.epw | parametric |  | NECB_Default | NECB_Default | NECB_Default | NECB_Default | NECB_Default | NECB_Default | NECB_Default | NECB_Default | NECB_Default | NECB_Default | NECB_Default | NECB_Default | NECB_Default | NECB_Default | NECB_Default | NECB_Default | NECB_Default | NECB_Default | NECB_Default | NECB_Default | NECB_Default | NECB_Default | NECB_Default | NECB_Default | NECB_Default | NECB_Default | NECB_Default | NECB_Default | NECB_Default | NECB_Default | NECB_Default | NECB_Default | NECB_Default | NECB_Default | NECB_Default | NECB_Default | NECB_Default | NECB_Default | NECB_Default | NECB_Default | NECB_Default | NECB_Default | NECB_Default | NECB_Default | NECB_Default | aws_batch | 834599497928 | btap_private_cli |  | TRUE | TRUE |  |  | 57.9104 | 24.0131 | 50.9229 | 102.9308 | 2293.99 | 3471.0086 | 40 | RetailStandalone |  |  | 5 | RetailStandalone | 1 |  | 1 | NECB2015 | 0.24821 | 13984.1807 | 217.5985 | 10.7342 | 102.2195 | 5.2579 | 566.1456 | 230.3355 | VANCOUVER | BRITISH COLUMBIA | 1.7258 | 0 | 0 | 1.7258 | 17.2342 | 0 | 0 | 17.2342 | 0 | 0.0398 | 0 | 0 | 0.60898 | 0.137 | 0 | 0.18332 | 0.032271 | 0.20616 | 0 | 0 | 0.60898 | 0.010427 | 78.8152 | 0 | 40 | 0.757 | [5 empty] | 0.227 | 0.315 | 2.4 | 2.4 | 5 | Vancouver Intl AP | CAN | 42 | 2797 | 49.195 | -123.184 | 4 | 2800 | BC | CAN_BC_Vancouver.Intl.AP.718920_CWEC2016.epw | 0.60898 | 24.0131 | 57.9104 | 5.452 | 17.8436 | FALSE | FALSE | FALSE | FALSE | 7.5394 | 4.956 | 0 | 0.065445 | 0.00095644 | 23.92 | 0 | 68.4249 | 0.3214 | 0.0046971 | 117.47 | 0 | 0.60898 | 90.67 | 90.67 | 4.33 | 4 |  | https://s3.console.aws.amazon.com/s3/buckets/834599497928?region=ca-central-1&prefix=phylroy.lopez/reference/reference/output/d6b99cc4-5db5-4000-bd71-aff8ed06cb1f/ | 1.0.002
357 |  | TRUE | 84 | 0 | 0 | 126.4147 |  |  |  | 0.1 | 2021-09-22 20:08:08 +0000 | 438c2ebff | 0.2.14 | :adv_dx_units: NECB_Default :airloop_economizer_type: NECB_Default :algorithm_type: parametric :analysis_id: reference :analysis_name: reference :boiler_eff: NECB_Default :btap_batch_version: 1.0.002 :building_type: RetailStandalone :chiller_type: NECB_Default :compute_environment: aws_batch :datapoint_id: 1d2bb4fc-03ae-483d-bb5b-ac8536998a3f :daylighting_type: NECB_Default :dcv_type: NECB_Default :door_construction_cond: NECB_Default :ecm_system_name: NECB_Default :electrical_loads_scale: NECB_Default :enable_costing: true :epw_file: CAN_AB_Calgary.Intl.AP.718770_CWEC2016.epw :erv_package: NECB_Default :ext_floor_cond: NECB_Default :ext_roof_cond: NECB_Default :ext_wall_cond: NECB_Default :fdwr_set: NECB_Default :fixed_wind_solar_trans: NECB_Default :fixed_window_cond: NECB_Default :furnace_eff: NECB_Default :glass_door_cond: NECB_Default :glass_door_solar_trans: NECB_Default :ground_floor_cond: NECB_Default :ground_roof_cond: NECB_Default :ground_wall_cond: NECB_Default :image_name: btap_private_cli :infiltration_scale: NECB_Default :lights_scale: NECB_Default :lights_type: NECB_Default :nv_delta_temp_in_out: NECB_Default :nv_opening_fraction: NECB_Default :nv_temp_out_min: NECB_Default :nv_type: NECB_Default :oa_scale: NECB_Default :occupancy_loads_scale: NECB_Default :output_meters: [] :output_variables: [] :overhead_door_cond: NECB_Default :primary_heating_fuel: Electricity :pv_ground_azimuth_angle: NECB_Default :pv_ground_module_description: NECB_Default :pv_ground_tilt_angle: NECB_Default :pv_ground_total_area_pv_panels_m2: NECB_Default :pv_ground_type: NECB_Default :rotation_degrees: NECB_Default :run_annual_simulation: true :s3_bucket: '834599497928' :scale_x: NECB_Default :scale_y: NECB_Default :scale_z: NECB_Default :shw_eff: NECB_Default :skylight_cond: NECB_Default :skylight_solar_trans: NECB_Default :srr_set: NECB_Default :template: NECB2015 | reference | reference | 1d2bb4fc-03ae-483d-bb5b-ac8536998a3f | NECB2015 | RetailStandalone | Electricity | Electricity | CAN_AB_Calgary.Intl.AP.718770_CWEC2016.epw | parametric |  | NECB_Default | NECB_Default | NECB_Default | NECB_Default | NECB_Default | NECB_Default | NECB_Default | NECB_Default | NECB_Default | NECB_Default | NECB_Default | NECB_Default | NECB_Default | NECB_Default | NECB_Default | NECB_Default | NECB_Default | NECB_Default | NECB_Default | NECB_Default | NECB_Default | NECB_Default | NECB_Default | NECB_Default | NECB_Default | NECB_Default | NECB_Default | NECB_Default | NECB_Default | NECB_Default | NECB_Default | NECB_Default | NECB_Default | NECB_Default | NECB_Default | NECB_Default | NECB_Default | NECB_Default | NECB_Default | NECB_Default | NECB_Default | NECB_Default | NECB_Default | NECB_Default | NECB_Default | aws_batch | 834599497928 | btap_private_cli |  | TRUE | TRUE |  |  | 88.127 | 27.5834 | 59.496 | 115.7578 | 2293.99 | 3471.0086 | 33.3 | RetailStandalone |  |  | 5 | RetailStandalone | 1 |  | 1 | NECB2015 | 0.24821 | 13984.1807 | 234.1134 | 12.1815 | 111.6157 | 5.3194 | 620.566 | 257.3359 | CALGARY | ALBERTA | 144.8589 | 0 | 0 | 144.8589 | 13.7296 | 0 | 0 | 13.7296 | 0 | 0.040977 | 0 | 0 | 0.66008 | 0.15013 | 0.0049172 | 0.21419 | 0.032271 | 0.20616 | 0 | 0 | 0.66008 | 0.011439 | 110.5586 | 0 | 33.3 | 0.757 | [5 empty] | 0.162 | 0.21 | 2.2 | 2.2 | 5 | Calgary Intl AP | CAN | 64 | 4781 | 51.114 | -114.02 | 7a | 5000 | AB | CAN_AB_Calgary.Intl.AP.718770_CWEC2016.epw | 0.66008 | 27.5834 | 88.127 | 5.7475 | 17.7009 | FALSE | FALSE | FALSE | FALSE | 9.1288 | 12.7282 | 0 | 0.071792 | 0.0010492 | 26.24 | 0 | 68.4249 | 0.3214 | 0.0046971 | 117.47 | 0 | 0.66008 | 49.67 | 49.67 | 4.67 | 4.67 |  | https://s3.console.aws.amazon.com/s3/buckets/834599497928?region=ca-central-1&prefix=phylroy.lopez/reference/reference/output/1d2bb4fc-03ae-483d-bb5b-ac8536998a3f/ | 1.0.002
358 |  | TRUE | 81 | 0 | 0 | 126.5387 |  |  |  | 0.1 | 2021-09-22 20:08:47 +0000 | 438c2ebff | 0.2.14 | :adv_dx_units: NECB_Default :airloop_economizer_type: NECB_Default :algorithm_type: parametric :analysis_id: reference :analysis_name: reference :boiler_eff: NECB_Default :btap_batch_version: 1.0.002 :building_type: RetailStandalone :chiller_type: NECB_Default :compute_environment: aws_batch :datapoint_id: d106bd68-115b-42cc-9055-14f65f797171 :daylighting_type: NECB_Default :dcv_type: NECB_Default :door_construction_cond: NECB_Default :ecm_system_name: NECB_Default :electrical_loads_scale: NECB_Default :enable_costing: true :epw_file: CAN_AB_Calgary.Intl.AP.718770_CWEC2016.epw :erv_package: NECB_Default :ext_floor_cond: NECB_Default :ext_roof_cond: NECB_Default :ext_wall_cond: NECB_Default :fdwr_set: NECB_Default :fixed_wind_solar_trans: NECB_Default :fixed_window_cond: NECB_Default :furnace_eff: NECB_Default :glass_door_cond: NECB_Default :glass_door_solar_trans: NECB_Default :ground_floor_cond: NECB_Default :ground_roof_cond: NECB_Default :ground_wall_cond: NECB_Default :image_name: btap_private_cli :infiltration_scale: NECB_Default :lights_scale: NECB_Default :lights_type: NECB_Default :nv_delta_temp_in_out: NECB_Default :nv_opening_fraction: NECB_Default :nv_temp_out_min: NECB_Default :nv_type: NECB_Default :oa_scale: NECB_Default :occupancy_loads_scale: NECB_Default :output_meters: [] :output_variables: [] :overhead_door_cond: NECB_Default :primary_heating_fuel: NaturalGas :pv_ground_azimuth_angle: NECB_Default :pv_ground_module_description: NECB_Default :pv_ground_tilt_angle: NECB_Default :pv_ground_total_area_pv_panels_m2: NECB_Default :pv_ground_type: NECB_Default :rotation_degrees: NECB_Default :run_annual_simulation: true :s3_bucket: '834599497928' :scale_x: NECB_Default :scale_y: NECB_Default :scale_z: NECB_Default :shw_eff: NECB_Default :skylight_cond: NECB_Default :skylight_solar_trans: NECB_Default :srr_set: NECB_Default :template: NECB2015 | reference | reference | d106bd68-115b-42cc-9055-14f65f797171 | NECB2015 | RetailStandalone | NaturalGas | Natural Gas | CAN_AB_Calgary.Intl.AP.718770_CWEC2016.epw | parametric |  | NECB_Default | NECB_Default | NECB_Default | NECB_Default | NECB_Default | NECB_Default | NECB_Default | NECB_Default | NECB_Default | NECB_Default | NECB_Default | NECB_Default | NECB_Default | NECB_Default | NECB_Default | NECB_Default | NECB_Default | NECB_Default | NECB_Default | NECB_Default | NECB_Default | NECB_Default | NECB_Default | NECB_Default | NECB_Default | NECB_Default | NECB_Default | NECB_Default | NECB_Default | NECB_Default | NECB_Default | NECB_Default | NECB_Default | NECB_Default | NECB_Default | NECB_Default | NECB_Default | NECB_Default | NECB_Default | NECB_Default | NECB_Default | NECB_Default | NECB_Default | NECB_Default | NECB_Default | aws_batch | 834599497928 | btap_private_cli |  | TRUE | TRUE |  |  | 113.584 | 28.1271 | 59.1643 | 136.0269 | 2293.99 | 3471.0086 | 33.3 | RetailStandalone |  |  | 5 | RetailStandalone | 1 |  | 1 | NECB2015 | 0.24821 | 13984.1807 | 234.1134 | 44.6463 | 111.6157 | 4.9545 | 623.6624 | 228.3324 | CALGARY | ALBERTA | 96.4919 | 14.8042 | 0 | 111.2962 | 9.1454 | 1.0562 | 0 | 10.2016 | 0 | 0.041783 | 0 | 0 | 0.43968 | 0.15145 | 0.0049303 | 0.27974 | 0.032271 | 0.20616 | 0.29338 | 0.0030863 | 0.73306 | 0.01364 | 53.7237 | 114.0148 | 33.3 | 0.757 | [5 empty] | 0.162 | 0.21 | 2.2 | 2.2 | 5 | Calgary Intl AP | CAN | 64 | 4781 | 51.114 | -114.02 | 7a | 5000 | AB | CAN_AB_Calgary.Intl.AP.718770_CWEC2016.epw | 0.73306 | 28.1271 | 113.584 | 5.7475 | 17.7009 | FALSE | FALSE | FALSE | FALSE | 9.1288 | 12.7282 | 0 | 0 | 0 | 0 | 31.29 | 68.4249 | 0.3214 | 0.0046971 | 117.47 | 0 | 0.73306 | 49.33 | 49.33 | 21.33 | 21.33 |  | https://s3.console.aws.amazon.com/s3/buckets/834599497928?region=ca-central-1&prefix=phylroy.lopez/reference/reference/output/d106bd68-115b-42cc-9055-14f65f797171/ | 1.0.002
359 |  | TRUE | 83 | 0 | 0 | 127.0073 |  |  |  | 0.1 | 2021-09-22 20:08:29 +0000 | 438c2ebff | 0.2.14 | :adv_dx_units: NECB_Default :airloop_economizer_type: NECB_Default :algorithm_type: parametric :analysis_id: reference :analysis_name: reference :boiler_eff: NECB_Default :btap_batch_version: 1.0.002 :building_type: RetailStandalone :chiller_type: NECB_Default :compute_environment: aws_batch :datapoint_id: f5086859-fcb7-4ba3-87f2-fb8bd5ea2292 :daylighting_type: NECB_Default :dcv_type: NECB_Default :door_construction_cond: NECB_Default :ecm_system_name: NECB_Default :electrical_loads_scale: NECB_Default :enable_costing: true :epw_file: CAN_YT_Whitehorse.Intl.AP.719640_CWEC2016.epw :erv_package: NECB_Default :ext_floor_cond: NECB_Default :ext_roof_cond: NECB_Default :ext_wall_cond: NECB_Default :fdwr_set: NECB_Default :fixed_wind_solar_trans: NECB_Default :fixed_window_cond: NECB_Default :furnace_eff: NECB_Default :glass_door_cond: NECB_Default :glass_door_solar_trans: NECB_Default :ground_floor_cond: NECB_Default :ground_roof_cond: NECB_Default :ground_wall_cond: NECB_Default :image_name: btap_private_cli :infiltration_scale: NECB_Default :lights_scale: NECB_Default :lights_type: NECB_Default :nv_delta_temp_in_out: NECB_Default :nv_opening_fraction: NECB_Default :nv_temp_out_min: NECB_Default :nv_type: NECB_Default :oa_scale: NECB_Default :occupancy_loads_scale: NECB_Default :output_meters: [] :output_variables: [] :overhead_door_cond: NECB_Default :primary_heating_fuel: Electricity :pv_ground_azimuth_angle: NECB_Default :pv_ground_module_description: NECB_Default :pv_ground_tilt_angle: NECB_Default :pv_ground_total_area_pv_panels_m2: NECB_Default :pv_ground_type: NECB_Default :rotation_degrees: NECB_Default :run_annual_simulation: true :s3_bucket: '834599497928' :scale_x: NECB_Default :scale_y: NECB_Default :scale_z: NECB_Default :shw_eff: NECB_Default :skylight_cond: NECB_Default :skylight_solar_trans: NECB_Default :srr_set: NECB_Default :template: NECB2015 | reference | reference | f5086859-fcb7-4ba3-87f2-fb8bd5ea2292 | NECB2015 | RetailStandalone | Electricity | Electricity | CAN_YT_Whitehorse.Intl.AP.719640_CWEC2016.epw | parametric |  | NECB_Default | NECB_Default | NECB_Default | NECB_Default | NECB_Default | NECB_Default | NECB_Default | NECB_Default | NECB_Default | NECB_Default | NECB_Default | NECB_Default | NECB_Default | NECB_Default | NECB_Default | NECB_Default | NECB_Default | NECB_Default | NECB_Default | NECB_Default | NECB_Default | NECB_Default | NECB_Default | NECB_Default | NECB_Default | NECB_Default | NECB_Default | NECB_Default | NECB_Default | NECB_Default | NECB_Default | NECB_Default | NECB_Default | NECB_Default | NECB_Default | NECB_Default | NECB_Default | NECB_Default | NECB_Default | NECB_Default | NECB_Default | NECB_Default | NECB_Default | NECB_Default | NECB_Default | aws_batch | 834599497928 | btap_private_cli |  | TRUE | TRUE |  |  | 124.6905 | 19.8585 | 92.5861 | 132.5807 | 2293.99 | 3471.0086 | 22.8 | RetailStandalone |  |  | 5 | RetailStandalone | 1 |  | 1 | NECB2015 | 0.24821 | 13984.1807 | 183.8923 | 10.3065 | 98.0372 | 5.1148 | 507.9862 | 210.6355 | WHITEHORSE | YUKON | 11.2311 | 0 | 0 | 11.2311 | 25.7207 | 0 | 0 | 25.7207 | 0 | 0.012005 | 0 | 0 | 0.72208 | 0.11983 | 0.0063601 | 0.33331 | 0.032271 | 0.20616 | 0 | 0 | 0.72208 | 0.012149 | 145.7554 | 0 | 22.8 | 0.757 | [5 empty] | 0.162 | 0.21 | 2.2 | 2.2 | 5 | Whitehorse Intl AP | CAN | 5 | 6491 | 60.709 | -135.069 | 7b | 6580 | YT | CAN_YT_Whitehorse.Intl.AP.719640_CWEC2016.epw | 0.72208 | 19.8585 | 124.6905 | 7.2462 | 13.2745 | TRUE | FALSE | FALSE | FALSE | 4.8665 | 16.4101 | 0 | 0.076252 | 0.0011144 | 27.87 | 0 | 68.4249 | 0.3214 | 0.0046971 | 117.47 | 0 | 0.72208 | 1.33 | 1.33 | 10 | 10 |  | https://s3.console.aws.amazon.com/s3/buckets/834599497928?region=ca-central-1&prefix=phylroy.lopez/reference/reference/output/f5086859-fcb7-4ba3-87f2-fb8bd5ea2292/ | 1.0.002
360 |  | TRUE | 191 | 2 | 0 | 787.3389 |  |  |  | 0.1 | 2021-09-22 20:07:48 +0000 | 438c2ebff | 0.2.14 | :adv_dx_units: NECB_Default :airloop_economizer_type: NECB_Default :algorithm_type: parametric :analysis_id: reference :analysis_name: reference :boiler_eff: NECB_Default :btap_batch_version: 1.0.002 :building_type: MediumOffice :chiller_type: NECB_Default :compute_environment: aws_batch :datapoint_id: f992dd95-c092-4a07-91c5-c39c013eaa3f :daylighting_type: NECB_Default :dcv_type: NECB_Default :door_construction_cond: NECB_Default :ecm_system_name: NECB_Default :electrical_loads_scale: NECB_Default :enable_costing: true :epw_file: CAN_YT_Whitehorse.Intl.AP.719640_CWEC2016.epw :erv_package: NECB_Default :ext_floor_cond: NECB_Default :ext_roof_cond: NECB_Default :ext_wall_cond: NECB_Default :fdwr_set: NECB_Default :fixed_wind_solar_trans: NECB_Default :fixed_window_cond: NECB_Default :furnace_eff: NECB_Default :glass_door_cond: NECB_Default :glass_door_solar_trans: NECB_Default :ground_floor_cond: NECB_Default :ground_roof_cond: NECB_Default :ground_wall_cond: NECB_Default :image_name: btap_private_cli :infiltration_scale: NECB_Default :lights_scale: NECB_Default :lights_type: NECB_Default :nv_delta_temp_in_out: NECB_Default :nv_opening_fraction: NECB_Default :nv_temp_out_min: NECB_Default :nv_type: NECB_Default :oa_scale: NECB_Default :occupancy_loads_scale: NECB_Default :output_meters: [] :output_variables: [] :overhead_door_cond: NECB_Default :primary_heating_fuel: NaturalGas :pv_ground_azimuth_angle: NECB_Default :pv_ground_module_description: NECB_Default :pv_ground_tilt_angle: NECB_Default :pv_ground_total_area_pv_panels_m2: NECB_Default :pv_ground_type: NECB_Default :rotation_degrees: NECB_Default :run_annual_simulation: true :s3_bucket: '834599497928' :scale_x: NECB_Default :scale_y: NECB_Default :scale_z: NECB_Default :shw_eff: NECB_Default :skylight_cond: NECB_Default :skylight_solar_trans: NECB_Default :srr_set: NECB_Default :template: BTAPPRE1980 | reference | reference | f992dd95-c092-4a07-91c5-c39c013eaa3f | BTAPPRE1980 | MediumOffice | NaturalGas | Natural Gas | CAN_YT_Whitehorse.Intl.AP.719640_CWEC2016.epw | parametric |  | NECB_Default | NECB_Default | NECB_Default | NECB_Default | NECB_Default | NECB_Default | NECB_Default | NECB_Default | NECB_Default | NECB_Default | NECB_Default | NECB_Default | NECB_Default | NECB_Default | NECB_Default | NECB_Default | NECB_Default | NECB_Default | NECB_Default | NECB_Default | NECB_Default | NECB_Default | NECB_Default | NECB_Default | NECB_Default | NECB_Default | NECB_Default | NECB_Default | NECB_Default | NECB_Default | NECB_Default | NECB_Default | NECB_Default | NECB_Default | NECB_Default | NECB_Default | NECB_Default | NECB_Default | NECB_Default | NECB_Default | NECB_Default | NECB_Default | NECB_Default | NECB_Default | NECB_Default | aws_batch | 834599497928 | btap_private_cli |  | TRUE | TRUE |  |  | 161.1296 | 11.6922 | 70.0088 | 130.2127 | 4982.19 | 3638.3973 | 33 | MediumOffice |  |  | 0 | MediumOffice | 3 |  | 3 | BTAPPRE1980 | 0.1843 | 19741.4134 | 0.80374 | 83.2051 | 63.2389 | 3.2966 | 315.859 | 165.3146 | WHITEHORSE | YUKON | 4.3438 | 20.1928 | 0 | 24.5367 | 9.9479 | 3.6806 | 0 | 13.6285 | 0 | 0.004225 | 0 | 0 | 0.27928 | 0.055865 | 0 | 0.34208 | 0.099954 | 0.11619 | 0.4058 | 0.0028742 | 0.68508 | 0.063725 | 36.1818 | 162.989 | 33 | 0.678 | [5 empty] | 0.227 | 0.772 | 2.95 |  | 0 | Whitehorse Intl AP | CAN | 5 | 6491 | 60.709 | -135.069 | 7b | 6580 | YT | CAN_YT_Whitehorse.Intl.AP.719640_CWEC2016.epw | 0.68508 | 11.6922 | 161.1296 | 16.1384 | 12.8111 | TRUE | FALSE | FALSE | FALSE | 7.8055 | 16.8781 | 0 | 0 | 0 | 0 | 317.49 | 249.3589 | 2.9448 | 0.011809 | 1076.31 | 0.00017663 | 0.68508 | 39.67 | 33.17 | 0.83 | 0.83 |  | https://s3.console.aws.amazon.com/s3/buckets/834599497928?region=ca-central-1&prefix=phylroy.lopez/reference/reference/output/f992dd95-c092-4a07-91c5-c39c013eaa3f/ | 1.0.002
361 |  | TRUE | 94 | 0 | 0 | 131.0067 |  |  |  | 0.1 | 2021-09-22 20:08:16 +0000 | 438c2ebff | 0.2.14 | :adv_dx_units: NECB_Default :airloop_economizer_type: NECB_Default :algorithm_type: parametric :analysis_id: reference :analysis_name: reference :boiler_eff: NECB_Default :btap_batch_version: 1.0.002 :building_type: RetailStandalone :chiller_type: NECB_Default :compute_environment: aws_batch :datapoint_id: 3af577fd-aaad-423d-8fa7-0a0a6b75bd0a :daylighting_type: NECB_Default :dcv_type: NECB_Default :door_construction_cond: NECB_Default :ecm_system_name: NECB_Default :electrical_loads_scale: NECB_Default :enable_costing: true :epw_file: CAN_AB_Edmonton.Intl.AP.711230_CWEC2016.epw :erv_package: NECB_Default :ext_floor_cond: NECB_Default :ext_roof_cond: NECB_Default :ext_wall_cond: NECB_Default :fdwr_set: NECB_Default :fixed_wind_solar_trans: NECB_Default :fixed_window_cond: NECB_Default :furnace_eff: NECB_Default :glass_door_cond: NECB_Default :glass_door_solar_trans: NECB_Default :ground_floor_cond: NECB_Default :ground_roof_cond: NECB_Default :ground_wall_cond: NECB_Default :image_name: btap_private_cli :infiltration_scale: NECB_Default :lights_scale: NECB_Default :lights_type: NECB_Default :nv_delta_temp_in_out: NECB_Default :nv_opening_fraction: NECB_Default :nv_temp_out_min: NECB_Default :nv_type: NECB_Default :oa_scale: NECB_Default :occupancy_loads_scale: NECB_Default :output_meters: [] :output_variables: [] :overhead_door_cond: NECB_Default :primary_heating_fuel: Electricity :pv_ground_azimuth_angle: NECB_Default :pv_ground_module_description: NECB_Default :pv_ground_tilt_angle: NECB_Default :pv_ground_total_area_pv_panels_m2: NECB_Default :pv_ground_type: NECB_Default :rotation_degrees: NECB_Default :run_annual_simulation: true :s3_bucket: '834599497928' :scale_x: NECB_Default :scale_y: NECB_Default :scale_z: NECB_Default :shw_eff: NECB_Default :skylight_cond: NECB_Default :skylight_solar_trans: NECB_Default :srr_set: NECB_Default :template: NECB2017 | reference | reference | 3af577fd-aaad-423d-8fa7-0a0a6b75bd0a | NECB2017 | RetailStandalone | Electricity | Electricity | CAN_AB_Edmonton.Intl.AP.711230_CWEC2016.epw | parametric |  | NECB_Default | NECB_Default | NECB_Default | NECB_Default | NECB_Default | NECB_Default | NECB_Default | NECB_Default | NECB_Default | NECB_Default | NECB_Default | NECB_Default | NECB_Default | NECB_Default | NECB_Default | NECB_Default | NECB_Default | NECB_Default | NECB_Default | NECB_Default | NECB_Default | NECB_Default | NECB_Default | NECB_Default | NECB_Default | NECB_Default | NECB_Default | NECB_Default | NECB_Default | NECB_Default | NECB_Default | NECB_Default | NECB_Default | NECB_Default | NECB_Default | NECB_Default | NECB_Default | NECB_Default | NECB_Default | NECB_Default | NECB_Default | NECB_Default | NECB_Default | NECB_Default | NECB_Default | aws_batch | 834599497928 | btap_private_cli |  | TRUE | TRUE |  |  | 102.4115 | 19.9102 | 62.8587 | 106.0283 | 2293.99 | 3471.0086 | 32.5 | RetailStandalone |  |  | 2 | RetailStandalone | 1 |  | 1 | NECB2017 | 0.24821 | 13984.1807 | 233.8735 | 12.2337 | 115.2609 | 5.3267 | 589.8391 | 223.1443 | EDMONTON | ALBERTA | 130.795 | 0 | 0 | 130.795 | 12.3966 | 0 | 0 | 12.3966 | 0 | 0.031369 | 0 | 0 | 0.59599 | 0.11225 | 0.0089843 | 0.22629 | 0.032271 | 0.17303 | 0 | 0 | 0.59599 | 0.011787 | 121.3815 | 0 | 32.5 | 0.757 | [5 empty] | 0.138 | 0.21 | 1.9 | 1.9 | 2 | Edmonton Intl AP | CAN | 23 | 5588 | 53.31 | -113.579 | 7a | 5120 | AB | CAN_AB_Edmonton.Intl.AP.711230_CWEC2016.epw | 0.59599 | 19.9102 | 102.4115 | 5.7944 | 16.586 | FALSE | FALSE | FALSE | FALSE | 8.1586 | 14.7522 | 0 | 0.073981 | 0.0010812 | 27.04 | 0 | 68.4249 | 0.3214 | 0.0046971 | 117.47 | 0 | 0.59599 | 29.5 | 29.5 | 2.33 | 2.33 |  | https://s3.console.aws.amazon.com/s3/buckets/834599497928?region=ca-central-1&prefix=phylroy.lopez/reference/reference/output/3af577fd-aaad-423d-8fa7-0a0a6b75bd0a/ | 1.0.002
362 |  | TRUE | 263 | 0 | 0 | 787.9853 |  |  |  | 0.1 | 2021-09-22 20:07:45 +0000 | 438c2ebff | 0.2.14 | :adv_dx_units: NECB_Default :airloop_economizer_type: NECB_Default :algorithm_type: parametric :analysis_id: reference :analysis_name: reference :boiler_eff: NECB_Default :btap_batch_version: 1.0.002 :building_type: LargeOffice :chiller_type: NECB_Default :compute_environment: aws_batch :datapoint_id: 1b9997e9-91d3-440c-a14d-141ce7bd9e8b :daylighting_type: NECB_Default :dcv_type: NECB_Default :door_construction_cond: NECB_Default :ecm_system_name: NECB_Default :electrical_loads_scale: NECB_Default :enable_costing: true :epw_file: CAN_NS_Halifax.Dockyard.713280_CWEC2016.epw :erv_package: NECB_Default :ext_floor_cond: NECB_Default :ext_roof_cond: NECB_Default :ext_wall_cond: NECB_Default :fdwr_set: NECB_Default :fixed_wind_solar_trans: NECB_Default :fixed_window_cond: NECB_Default :furnace_eff: NECB_Default :glass_door_cond: NECB_Default :glass_door_solar_trans: NECB_Default :ground_floor_cond: NECB_Default :ground_roof_cond: NECB_Default :ground_wall_cond: NECB_Default :image_name: btap_private_cli :infiltration_scale: NECB_Default :lights_scale: NECB_Default :lights_type: NECB_Default :nv_delta_temp_in_out: NECB_Default :nv_opening_fraction: NECB_Default :nv_temp_out_min: NECB_Default :nv_type: NECB_Default :oa_scale: NECB_Default :occupancy_loads_scale: NECB_Default :output_meters: [] :output_variables: [] :overhead_door_cond: NECB_Default :primary_heating_fuel: Electricity :pv_ground_azimuth_angle: NECB_Default :pv_ground_module_description: NECB_Default :pv_ground_tilt_angle: NECB_Default :pv_ground_total_area_pv_panels_m2: NECB_Default :pv_ground_type: NECB_Default :rotation_degrees: NECB_Default :run_annual_simulation: true :s3_bucket: '834599497928' :scale_x: NECB_Default :scale_y: NECB_Default :scale_z: NECB_Default :shw_eff: NECB_Default :skylight_cond: NECB_Default :skylight_solar_trans: NECB_Default :srr_set: NECB_Default :template: BTAPPRE1980 | reference | reference | 1b9997e9-91d3-440c-a14d-141ce7bd9e8b | BTAPPRE1980 | LargeOffice | Electricity | Electricity | CAN_NS_Halifax.Dockyard.713280_CWEC2016.epw | parametric |  | NECB_Default | NECB_Default | NECB_Default | NECB_Default | NECB_Default | NECB_Default | NECB_Default | NECB_Default | NECB_Default | NECB_Default | NECB_Default | NECB_Default | NECB_Default | NECB_Default | NECB_Default | NECB_Default | NECB_Default | NECB_Default | NECB_Default | NECB_Default | NECB_Default | NECB_Default | NECB_Default | NECB_Default | NECB_Default | NECB_Default | NECB_Default | NECB_Default | NECB_Default | NECB_Default | NECB_Default | NECB_Default | NECB_Default | NECB_Default | NECB_Default | NECB_Default | NECB_Default | NECB_Default | NECB_Default | NECB_Default | NECB_Default | NECB_Default | NECB_Default | NECB_Default | NECB_Default | aws_batch | 834599497928 | btap_private_cli |  | TRUE | TRUE |  |  | 42.1717 | 7.7637 | 27.3873 | 61.4358 | 46320.38 | 15152.6411 | 40 | LargeOffice |  |  | 0 | LargeOffice | 12 |  | 13 | BTAPPRE1980 | 0.085057 | 178146.0371 | 0.7971 | 25.3372 | 66.4926 | 3.4967 | 201.3201 | 105.1965 | HALIFAX | NOVA SCOTIA | 88.1083 | 0 | 0 | 88.1083 | 17.2797 | 0 | 0 | 17.2797 | 0 | 0.013279 | 0 | 0 | 0.43449 | 0.063183 | 0 | 0.098594 | 0.094755 | 0.11764 | 0 | 0.00752 | 0.43449 | 0.038593 | 62.6246 | 0 | 40 | 0.678 |  | 0.678 |  |  |  | 0.267 | 0.823 | 2.95 |  | 0 | Halifax Dockyard | CAN | 112 | 3647 | 44.655 | -63.577 | 6 | 4000 | NS | CAN_NS_Halifax.Dockyard.713280_CWEC2016.epw | 0.43449 | 7.7637 | 42.1717 | 21.2209 | 21.4838 | TRUE | TRUE | FALSE | FALSE | 9.8403 | 8.0161 | 0 | 4.8909 | 0.0022302 | 1787.62 | 0 | 2192.9915 | 25.7352 | 0.011735 | 9406.2 | 0.00092314 | 0.43449 | 1769.5 | 1725.83 | 0.5 | 0.5 |  | https://s3.console.aws.amazon.com/s3/buckets/834599497928?region=ca-central-1&prefix=phylroy.lopez/reference/reference/output/1b9997e9-91d3-440c-a14d-141ce7bd9e8b/ | 1.0.002
363 |  | TRUE | 257 | 1 | 0 | 785.8077 |  |  |  | 0.1 | 2021-09-22 20:07:48 +0000 | 438c2ebff | 0.2.14 | :adv_dx_units: NECB_Default :airloop_economizer_type: NECB_Default :algorithm_type: parametric :analysis_id: reference :analysis_name: reference :boiler_eff: NECB_Default :btap_batch_version: 1.0.002 :building_type: LargeOffice :chiller_type: NECB_Default :compute_environment: aws_batch :datapoint_id: 55d513e1-58f5-48ba-b6d5-459cd4657765 :daylighting_type: NECB_Default :dcv_type: NECB_Default :door_construction_cond: NECB_Default :ecm_system_name: NECB_Default :electrical_loads_scale: NECB_Default :enable_costing: true :epw_file: CAN_ON_Toronto.Pearson.Intl.AP.716240_CWEC2016.epw :erv_package: NECB_Default :ext_floor_cond: NECB_Default :ext_roof_cond: NECB_Default :ext_wall_cond: NECB_Default :fdwr_set: NECB_Default :fixed_wind_solar_trans: NECB_Default :fixed_window_cond: NECB_Default :furnace_eff: NECB_Default :glass_door_cond: NECB_Default :glass_door_solar_trans: NECB_Default :ground_floor_cond: NECB_Default :ground_roof_cond: NECB_Default :ground_wall_cond: NECB_Default :image_name: btap_private_cli :infiltration_scale: NECB_Default :lights_scale: NECB_Default :lights_type: NECB_Default :nv_delta_temp_in_out: NECB_Default :nv_opening_fraction: NECB_Default :nv_temp_out_min: NECB_Default :nv_type: NECB_Default :oa_scale: NECB_Default :occupancy_loads_scale: NECB_Default :output_meters: [] :output_variables: [] :overhead_door_cond: NECB_Default :primary_heating_fuel: Electricity :pv_ground_azimuth_angle: NECB_Default :pv_ground_module_description: NECB_Default :pv_ground_tilt_angle: NECB_Default :pv_ground_total_area_pv_panels_m2: NECB_Default :pv_ground_type: NECB_Default :rotation_degrees: NECB_Default :run_annual_simulation: true :s3_bucket: '834599497928' :scale_x: NECB_Default :scale_y: NECB_Default :scale_z: NECB_Default :shw_eff: NECB_Default :skylight_cond: NECB_Default :skylight_solar_trans: NECB_Default :srr_set: NECB_Default :template: BTAP1980TO2010 | reference | reference | 55d513e1-58f5-48ba-b6d5-459cd4657765 | BTAP1980TO2010 | LargeOffice | Electricity | Electricity | CAN_ON_Toronto.Pearson.Intl.AP.716240_CWEC2016.epw | parametric |  | NECB_Default | NECB_Default | NECB_Default | NECB_Default | NECB_Default | NECB_Default | NECB_Default | NECB_Default | NECB_Default | NECB_Default | NECB_Default | NECB_Default | NECB_Default | NECB_Default | NECB_Default | NECB_Default | NECB_Default | NECB_Default | NECB_Default | NECB_Default | NECB_Default | NECB_Default | NECB_Default | NECB_Default | NECB_Default | NECB_Default | NECB_Default | NECB_Default | NECB_Default | NECB_Default | NECB_Default | NECB_Default | NECB_Default | NECB_Default | NECB_Default | NECB_Default | NECB_Default | NECB_Default | NECB_Default | NECB_Default | NECB_Default | NECB_Default | NECB_Default | NECB_Default | NECB_Default | aws_batch | 834599497928 | btap_private_cli |  | TRUE | TRUE |  |  | 44.6154 | 10.3469 | 36.566 | 75.6253 | 46320.38 | 15152.6411 | 40 | LargeOffice |  |  | 0 | LargeOffice | 12 |  | 13 | BTAP1980TO2010 | 0.085057 | 178146.0371 | 0.94082 | 28.246 | 68.787 | 3.521 | 225.3677 | 123.8728 | TORONTO | ONTARIO | 2.7024 | 0 | 0 | 2.7024 | 21.6512 | 0 | 0 | 21.6512 | 0 | 0.023137 | 0 | 0 | 0.48654 | 0.069142 | 0 | 0.13164 | 0.094755 | 0.11764 | 0 | 0.010416 | 0.48654 | 0.037918 | 66.2405 | 0 | 40 | 0.678 |  | 0.547 |  |  |  | 0.296 | 0.682 | 3.35 |  | 0 | Toronto Pearson Intl AP | CAN | 382 | 3615 | 43.677 | -79.631 | 5 | 3890 | ON | CAN_ON_Toronto.Pearson.Intl.AP.716240_CWEC2016.epw | 0.48654 | 10.3469 | 44.6154 | 22.5303 | 20.4057 | TRUE | TRUE | FALSE | FALSE | 14.3856 | 8.9536 | 0 | 4.8054 | 0.0021913 | 1756.39 | 0 | 2192.9915 | 25.7352 | 0.011735 | 9406.2 | 0.001894 | 0.48654 | 1813.5 | 1752.17 | 1.67 | 1.5 |  | https://s3.console.aws.amazon.com/s3/buckets/834599497928?region=ca-central-1&prefix=phylroy.lopez/reference/reference/output/55d513e1-58f5-48ba-b6d5-459cd4657765/ | 1.0.002
364 |  | TRUE | 256 | 2 | 0 | 788.7279 |  |  |  | 0.1 | 2021-09-22 20:08:02 +0000 | 438c2ebff | 0.2.14 | :adv_dx_units: NECB_Default :airloop_economizer_type: NECB_Default :algorithm_type: parametric :analysis_id: reference :analysis_name: reference :boiler_eff: NECB_Default :btap_batch_version: 1.0.002 :building_type: LargeOffice :chiller_type: NECB_Default :compute_environment: aws_batch :datapoint_id: 517dd3d8-63a8-4c00-ac1e-f4b33abbe2ae :daylighting_type: NECB_Default :dcv_type: NECB_Default :door_construction_cond: NECB_Default :ecm_system_name: NECB_Default :electrical_loads_scale: NECB_Default :enable_costing: true :epw_file: CAN_BC_Vancouver.Intl.AP.718920_CWEC2016.epw :erv_package: NECB_Default :ext_floor_cond: NECB_Default :ext_roof_cond: NECB_Default :ext_wall_cond: NECB_Default :fdwr_set: NECB_Default :fixed_wind_solar_trans: NECB_Default :fixed_window_cond: NECB_Default :furnace_eff: NECB_Default :glass_door_cond: NECB_Default :glass_door_solar_trans: NECB_Default :ground_floor_cond: NECB_Default :ground_roof_cond: NECB_Default :ground_wall_cond: NECB_Default :image_name: btap_private_cli :infiltration_scale: NECB_Default :lights_scale: NECB_Default :lights_type: NECB_Default :nv_delta_temp_in_out: NECB_Default :nv_opening_fraction: NECB_Default :nv_temp_out_min: NECB_Default :nv_type: NECB_Default :oa_scale: NECB_Default :occupancy_loads_scale: NECB_Default :output_meters: [] :output_variables: [] :overhead_door_cond: NECB_Default :primary_heating_fuel: NaturalGas :pv_ground_azimuth_angle: NECB_Default :pv_ground_module_description: NECB_Default :pv_ground_tilt_angle: NECB_Default :pv_ground_total_area_pv_panels_m2: NECB_Default :pv_ground_type: NECB_Default :rotation_degrees: NECB_Default :run_annual_simulation: true :s3_bucket: '834599497928' :scale_x: NECB_Default :scale_y: NECB_Default :scale_z: NECB_Default :shw_eff: NECB_Default :skylight_cond: NECB_Default :skylight_solar_trans: NECB_Default :srr_set: NECB_Default :template: BTAPPRE1980 | reference | reference | 517dd3d8-63a8-4c00-ac1e-f4b33abbe2ae | BTAPPRE1980 | LargeOffice | NaturalGas | Natural Gas | CAN_BC_Vancouver.Intl.AP.718920_CWEC2016.epw | parametric |  | NECB_Default | NECB_Default | NECB_Default | NECB_Default | NECB_Default | NECB_Default | NECB_Default | NECB_Default | NECB_Default | NECB_Default | NECB_Default | NECB_Default | NECB_Default | NECB_Default | NECB_Default | NECB_Default | NECB_Default | NECB_Default | NECB_Default | NECB_Default | NECB_Default | NECB_Default | NECB_Default | NECB_Default | NECB_Default | NECB_Default | NECB_Default | NECB_Default | NECB_Default | NECB_Default | NECB_Default | NECB_Default | NECB_Default | NECB_Default | NECB_Default | NECB_Default | NECB_Default | NECB_Default | NECB_Default | NECB_Default | NECB_Default | NECB_Default | NECB_Default | NECB_Default | NECB_Default | aws_batch | 834599497928 | btap_private_cli |  | TRUE | TRUE |  |  | 46.8013 | 7.3076 | 17.5953 | 58.6978 | 46320.38 | 15152.6411 | 40 | LargeOffice |  |  | 0 | LargeOffice | 12 |  | 13 | BTAPPRE1980 | 0.085057 | 178146.0371 | 0.86241 | 37.9303 | 61.0297 | 1.9535 | 209.5092 | 107.7333 | VANCOUVER | BRITISH COLUMBIA | 0.82928 | 6.6418 | 0 | 7.4711 | 8.2812 | 1.49 | 0 | 9.7712 | 0 | 0.010545 | 0 | 0 | 0.29262 | 0.061331 | 0 | 0.084755 | 0.094755 | 0.11764 | 0.13174 | 0.0076921 | 0.42437 | 0.046989 | 30.7979 | 46.8067 | 40 | 0.678 |  | 0.678 |  |  |  | 0.363 | 0.994 | 4.09 |  | 0 | Vancouver Intl AP | CAN | 42 | 2797 | 49.195 | -123.184 | 4 | 2800 | BC | CAN_BC_Vancouver.Intl.AP.718920_CWEC2016.epw | 0.42437 | 7.3076 | 46.8013 | 20.0637 | 23.7489 | TRUE | TRUE | TRUE | FALSE | 12.4817 | 9.2662 | 0 | 0 | 0 | 0 | 2176.54 | 2192.9915 | 25.7352 | 0.011735 | 9406.2 | 0.00065587 | 0.42437 | 1612.17 | 1576.5 | 5.67 | 0.67 |  | https://s3.console.aws.amazon.com/s3/buckets/834599497928?region=ca-central-1&prefix=phylroy.lopez/reference/reference/output/517dd3d8-63a8-4c00-ac1e-f4b33abbe2ae/ | 1.0.002
365 |  | TRUE | 96 | 0 | 0 | 132.5317 |  |  |  | 0.1 | 2021-09-22 20:08:54 +0000 | 438c2ebff | 0.2.14 | :adv_dx_units: NECB_Default :airloop_economizer_type: NECB_Default :algorithm_type: parametric :analysis_id: reference :analysis_name: reference :boiler_eff: NECB_Default :btap_batch_version: 1.0.002 :building_type: RetailStandalone :chiller_type: NECB_Default :compute_environment: aws_batch :datapoint_id: d3287dc0-61ab-416d-b9c4-e293ad55d43e :daylighting_type: NECB_Default :dcv_type: NECB_Default :door_construction_cond: NECB_Default :ecm_system_name: NECB_Default :electrical_loads_scale: NECB_Default :enable_costing: true :epw_file: CAN_AB_Calgary.Intl.AP.718770_CWEC2016.epw :erv_package: NECB_Default :ext_floor_cond: NECB_Default :ext_roof_cond: NECB_Default :ext_wall_cond: NECB_Default :fdwr_set: NECB_Default :fixed_wind_solar_trans: NECB_Default :fixed_window_cond: NECB_Default :furnace_eff: NECB_Default :glass_door_cond: NECB_Default :glass_door_solar_trans: NECB_Default :ground_floor_cond: NECB_Default :ground_roof_cond: NECB_Default :ground_wall_cond: NECB_Default :image_name: btap_private_cli :infiltration_scale: NECB_Default :lights_scale: NECB_Default :lights_type: NECB_Default :nv_delta_temp_in_out: NECB_Default :nv_opening_fraction: NECB_Default :nv_temp_out_min: NECB_Default :nv_type: NECB_Default :oa_scale: NECB_Default :occupancy_loads_scale: NECB_Default :output_meters: [] :output_variables: [] :overhead_door_cond: NECB_Default :primary_heating_fuel: Electricity :pv_ground_azimuth_angle: NECB_Default :pv_ground_module_description: NECB_Default :pv_ground_tilt_angle: NECB_Default :pv_ground_total_area_pv_panels_m2: NECB_Default :pv_ground_type: NECB_Default :rotation_degrees: NECB_Default :run_annual_simulation: true :s3_bucket: '834599497928' :scale_x: NECB_Default :scale_y: NECB_Default :scale_z: NECB_Default :shw_eff: NECB_Default :skylight_cond: NECB_Default :skylight_solar_trans: NECB_Default :srr_set: NECB_Default :template: NECB2017 | reference | reference | d3287dc0-61ab-416d-b9c4-e293ad55d43e | NECB2017 | RetailStandalone | Electricity | Electricity | CAN_AB_Calgary.Intl.AP.718770_CWEC2016.epw | parametric |  | NECB_Default | NECB_Default | NECB_Default | NECB_Default | NECB_Default | NECB_Default | NECB_Default | NECB_Default | NECB_Default | NECB_Default | NECB_Default | NECB_Default | NECB_Default | NECB_Default | NECB_Default | NECB_Default | NECB_Default | NECB_Default | NECB_Default | NECB_Default | NECB_Default | NECB_Default | NECB_Default | NECB_Default | NECB_Default | NECB_Default | NECB_Default | NECB_Default | NECB_Default | NECB_Default | NECB_Default | NECB_Default | NECB_Default | NECB_Default | NECB_Default | NECB_Default | NECB_Default | NECB_Default | NECB_Default | NECB_Default | NECB_Default | NECB_Default | NECB_Default | NECB_Default | NECB_Default | aws_batch | 834599497928 | btap_private_cli |  | TRUE | TRUE |  |  | 85.7873 | 22.1384 | 50.1116 | 95.4959 | 2293.99 | 3471.0086 | 33.3 | RetailStandalone |  |  | 2 | RetailStandalone | 1 |  | 1 | NECB2017 | 0.24821 | 13984.1807 | 238.8061 | 11.1066 | 111.6157 | 5.3194 | 590.7336 | 223.8857 | CALGARY | ALBERTA | 122.1496 | 0 | 0 | 122.1496 | 11.5772 | 0 | 0 | 11.5772 | 0 | 0.033017 | 0 | 0 | 0.5566 | 0.11893 | 0.0075109 | 0.1804 | 0.032271 | 0.17303 | 0 | 0 | 0.5566 | 0.011439 | 105.05 | 0 | 33.3 | 0.757 | [5 empty] | 0.138 | 0.21 | 1.9 | 1.9 | 2 | Calgary Intl AP | CAN | 64 | 4781 | 51.114 | -114.02 | 7a | 5000 | AB | CAN_AB_Calgary.Intl.AP.718770_CWEC2016.epw | 0.5566 | 22.1384 | 85.7873 | 5.7475 | 17.7009 | FALSE | FALSE | FALSE | FALSE | 9.1288 | 12.7282 | 0 | 0.071792 | 0.0010492 | 26.24 | 0 | 68.4249 | 0.3214 | 0.0046971 | 117.47 | 0 | 0.5566 | 120.17 | 120.17 | 8.5 | 8.5 |  | https://s3.console.aws.amazon.com/s3/buckets/834599497928?region=ca-central-1&prefix=phylroy.lopez/reference/reference/output/d3287dc0-61ab-416d-b9c4-e293ad55d43e/ | 1.0.002
366 |  | TRUE | 273 | 1 | 0 | 787.2729 |  |  |  | 0.1 | 2021-09-22 20:08:28 +0000 | 438c2ebff | 0.2.14 | :adv_dx_units: NECB_Default :airloop_economizer_type: NECB_Default :algorithm_type: parametric :analysis_id: reference :analysis_name: reference :boiler_eff: NECB_Default :btap_batch_version: 1.0.002 :building_type: LargeOffice :chiller_type: NECB_Default :compute_environment: aws_batch :datapoint_id: 19601c86-a9bc-4b5f-8c0d-db1aae3af5f7 :daylighting_type: NECB_Default :dcv_type: NECB_Default :door_construction_cond: NECB_Default :ecm_system_name: NECB_Default :electrical_loads_scale: NECB_Default :enable_costing: true :epw_file: CAN_NS_Halifax.Dockyard.713280_CWEC2016.epw :erv_package: NECB_Default :ext_floor_cond: NECB_Default :ext_roof_cond: NECB_Default :ext_wall_cond: NECB_Default :fdwr_set: NECB_Default :fixed_wind_solar_trans: NECB_Default :fixed_window_cond: NECB_Default :furnace_eff: NECB_Default :glass_door_cond: NECB_Default :glass_door_solar_trans: NECB_Default :ground_floor_cond: NECB_Default :ground_roof_cond: NECB_Default :ground_wall_cond: NECB_Default :image_name: btap_private_cli :infiltration_scale: NECB_Default :lights_scale: NECB_Default :lights_type: NECB_Default :nv_delta_temp_in_out: NECB_Default :nv_opening_fraction: NECB_Default :nv_temp_out_min: NECB_Default :nv_type: NECB_Default :oa_scale: NECB_Default :occupancy_loads_scale: NECB_Default :output_meters: [] :output_variables: [] :overhead_door_cond: NECB_Default :primary_heating_fuel: NaturalGas :pv_ground_azimuth_angle: NECB_Default :pv_ground_module_description: NECB_Default :pv_ground_tilt_angle: NECB_Default :pv_ground_total_area_pv_panels_m2: NECB_Default :pv_ground_type: NECB_Default :rotation_degrees: NECB_Default :run_annual_simulation: true :s3_bucket: '834599497928' :scale_x: NECB_Default :scale_y: NECB_Default :scale_z: NECB_Default :shw_eff: NECB_Default :skylight_cond: NECB_Default :skylight_solar_trans: NECB_Default :srr_set: NECB_Default :template: BTAP1980TO2010 | reference | reference | 19601c86-a9bc-4b5f-8c0d-db1aae3af5f7 | BTAP1980TO2010 | LargeOffice | NaturalGas | Natural Gas | CAN_NS_Halifax.Dockyard.713280_CWEC2016.epw | parametric |  | NECB_Default | NECB_Default | NECB_Default | NECB_Default | NECB_Default | NECB_Default | NECB_Default | NECB_Default | NECB_Default | NECB_Default | NECB_Default | NECB_Default | NECB_Default | NECB_Default | NECB_Default | NECB_Default | NECB_Default | NECB_Default | NECB_Default | NECB_Default | NECB_Default | NECB_Default | NECB_Default | NECB_Default | NECB_Default | NECB_Default | NECB_Default | NECB_Default | NECB_Default | NECB_Default | NECB_Default | NECB_Default | NECB_Default | NECB_Default | NECB_Default | NECB_Default | NECB_Default | NECB_Default | NECB_Default | NECB_Default | NECB_Default | NECB_Default | NECB_Default | NECB_Default | NECB_Default | aws_batch | 834599497928 | btap_private_cli |  | TRUE | TRUE |  |  | 57.65 | 7.6863 | 24.365 | 69.9531 | 46320.38 | 15152.6411 | 40 | LargeOffice |  |  | 0 | LargeOffice | 12 |  | 13 | BTAP1980TO2010 | 0.085057 | 178146.0371 | 0.7971 | 45.0359 | 66.4926 | 1.9423 | 222.3022 | 108.0343 | HALIFAX | NOVA SCOTIA | 60.4329 | 8.3175 | 0 | 68.7504 | 11.852 | 2.0994 | 0 | 13.9514 | 0 | 0.013454 | 0 | 0 | 0.29801 | 0.063411 | 0 | 0.11791 | 0.094755 | 0.11764 | 0.16715 | 0.0078149 | 0.46516 | 0.049244 | 31.3205 | 58.1985 | 40 | 0.678 |  | 0.459 |  |  |  | 0.267 | 0.426 | 2.95 |  | 0 | Halifax Dockyard | CAN | 112 | 3647 | 44.655 | -63.577 | 6 | 4000 | NS | CAN_NS_Halifax.Dockyard.713280_CWEC2016.epw | 0.46516 | 7.6863 | 57.65 | 21.2209 | 21.4838 | TRUE | TRUE | FALSE | FALSE | 9.8403 | 8.0161 | 0 | 0 | 0 | 0 | 2281 | 2192.9915 | 25.7352 | 0.011735 | 9406.2 | 0.00093523 | 0.46516 | 1931.17 | 1883.5 | 1.33 | 0.83 |  | https://s3.console.aws.amazon.com/s3/buckets/834599497928?region=ca-central-1&prefix=phylroy.lopez/reference/reference/output/19601c86-a9bc-4b5f-8c0d-db1aae3af5f7/ | 1.0.002
367 |  | TRUE | 259 | 4 | 0 | 789.7958 |  |  |  | 0.1 | 2021-09-22 20:08:02 +0000 | 438c2ebff | 0.2.14 | :adv_dx_units: NECB_Default :airloop_economizer_type: NECB_Default :algorithm_type: parametric :analysis_id: reference :analysis_name: reference :boiler_eff: NECB_Default :btap_batch_version: 1.0.002 :building_type: LargeOffice :chiller_type: NECB_Default :compute_environment: aws_batch :datapoint_id: 8107ba6d-5760-43d1-9e45-b9fe236c1b90 :daylighting_type: NECB_Default :dcv_type: NECB_Default :door_construction_cond: NECB_Default :ecm_system_name: NECB_Default :electrical_loads_scale: NECB_Default :enable_costing: true :epw_file: CAN_NS_Halifax.Dockyard.713280_CWEC2016.epw :erv_package: NECB_Default :ext_floor_cond: NECB_Default :ext_roof_cond: NECB_Default :ext_wall_cond: NECB_Default :fdwr_set: NECB_Default :fixed_wind_solar_trans: NECB_Default :fixed_window_cond: NECB_Default :furnace_eff: NECB_Default :glass_door_cond: NECB_Default :glass_door_solar_trans: NECB_Default :ground_floor_cond: NECB_Default :ground_roof_cond: NECB_Default :ground_wall_cond: NECB_Default :image_name: btap_private_cli :infiltration_scale: NECB_Default :lights_scale: NECB_Default :lights_type: NECB_Default :nv_delta_temp_in_out: NECB_Default :nv_opening_fraction: NECB_Default :nv_temp_out_min: NECB_Default :nv_type: NECB_Default :oa_scale: NECB_Default :occupancy_loads_scale: NECB_Default :output_meters: [] :output_variables: [] :overhead_door_cond: NECB_Default :primary_heating_fuel: NaturalGas :pv_ground_azimuth_angle: NECB_Default :pv_ground_module_description: NECB_Default :pv_ground_tilt_angle: NECB_Default :pv_ground_total_area_pv_panels_m2: NECB_Default :pv_ground_type: NECB_Default :rotation_degrees: NECB_Default :run_annual_simulation: true :s3_bucket: '834599497928' :scale_x: NECB_Default :scale_y: NECB_Default :scale_z: NECB_Default :shw_eff: NECB_Default :skylight_cond: NECB_Default :skylight_solar_trans: NECB_Default :srr_set: NECB_Default :template: BTAPPRE1980 | reference | reference | 8107ba6d-5760-43d1-9e45-b9fe236c1b90 | BTAPPRE1980 | LargeOffice | NaturalGas | Natural Gas | CAN_NS_Halifax.Dockyard.713280_CWEC2016.epw | parametric |  | NECB_Default | NECB_Default | NECB_Default | NECB_Default | NECB_Default | NECB_Default | NECB_Default | NECB_Default | NECB_Default | NECB_Default | NECB_Default | NECB_Default | NECB_Default | NECB_Default | NECB_Default | NECB_Default | NECB_Default | NECB_Default | NECB_Default | NECB_Default | NECB_Default | NECB_Default | NECB_Default | NECB_Default | NECB_Default | NECB_Default | NECB_Default | NECB_Default | NECB_Default | NECB_Default | NECB_Default | NECB_Default | NECB_Default | NECB_Default | NECB_Default | NECB_Default | NECB_Default | NECB_Default | NECB_Default | NECB_Default | NECB_Default | NECB_Default | NECB_Default | NECB_Default | NECB_Default | aws_batch | 834599497928 | btap_private_cli |  | TRUE | TRUE |  |  | 65.8139 | 7.7637 | 26.562 | 72.7708 | 46320.38 | 15152.6411 | 40 | LargeOffice |  |  | 0 | LargeOffice | 12 |  | 13 | BTAPPRE1980 | 0.085057 | 178146.0371 | 0.7971 | 47.4839 | 66.4926 | 1.9423 | 225.0043 | 108.2884 | HALIFAX | NOVA SCOTIA | 60.2496 | 8.8664 | 0 | 69.116 | 11.8161 | 2.238 | 0 | 14.054 | 0 | 0.01318 | 0 | 0 | 0.29711 | 0.063001 | 0 | 0.12893 | 0.094755 | 0.11764 | 0.17818 | 0.0076126 | 0.47529 | 0.049247 | 31.4516 | 68.6558 | 40 | 0.678 |  | 0.678 |  |  |  | 0.267 | 0.823 | 2.95 |  | 0 | Halifax Dockyard | CAN | 112 | 3647 | 44.655 | -63.577 | 6 | 4000 | NS | CAN_NS_Halifax.Dockyard.713280_CWEC2016.epw | 0.47529 | 7.7637 | 65.8139 | 21.2209 | 21.4838 | TRUE | TRUE | FALSE | FALSE | 9.8403 | 8.0161 | 0 | 0 | 0 | 0 | 2281.14 | 2192.9915 | 25.7352 | 0.011735 | 9406.2 | 0.00091817 | 0.47529 | 1739 | 1695.33 | 1.17 | 0.67 |  | https://s3.console.aws.amazon.com/s3/buckets/834599497928?region=ca-central-1&prefix=phylroy.lopez/reference/reference/output/8107ba6d-5760-43d1-9e45-b9fe236c1b90/ | 1.0.002
368 |  | TRUE | 261 | 4 | 0 | 787.2014 |  |  |  | 0.1 | 2021-09-22 20:08:51 +0000 | 438c2ebff | 0.2.14 | :adv_dx_units: NECB_Default :airloop_economizer_type: NECB_Default :algorithm_type: parametric :analysis_id: reference :analysis_name: reference :boiler_eff: NECB_Default :btap_batch_version: 1.0.002 :building_type: LargeOffice :chiller_type: NECB_Default :compute_environment: aws_batch :datapoint_id: 401a760e-c3e5-4e60-9b67-b4330f02f8ec :daylighting_type: NECB_Default :dcv_type: NECB_Default :door_construction_cond: NECB_Default :ecm_system_name: NECB_Default :electrical_loads_scale: NECB_Default :enable_costing: true :epw_file: CAN_ON_Toronto.Pearson.Intl.AP.716240_CWEC2016.epw :erv_package: NECB_Default :ext_floor_cond: NECB_Default :ext_roof_cond: NECB_Default :ext_wall_cond: NECB_Default :fdwr_set: NECB_Default :fixed_wind_solar_trans: NECB_Default :fixed_window_cond: NECB_Default :furnace_eff: NECB_Default :glass_door_cond: NECB_Default :glass_door_solar_trans: NECB_Default :ground_floor_cond: NECB_Default :ground_roof_cond: NECB_Default :ground_wall_cond: NECB_Default :image_name: btap_private_cli :infiltration_scale: NECB_Default :lights_scale: NECB_Default :lights_type: NECB_Default :nv_delta_temp_in_out: NECB_Default :nv_opening_fraction: NECB_Default :nv_temp_out_min: NECB_Default :nv_type: NECB_Default :oa_scale: NECB_Default :occupancy_loads_scale: NECB_Default :output_meters: [] :output_variables: [] :overhead_door_cond: NECB_Default :primary_heating_fuel: NaturalGas :pv_ground_azimuth_angle: NECB_Default :pv_ground_module_description: NECB_Default :pv_ground_tilt_angle: NECB_Default :pv_ground_total_area_pv_panels_m2: NECB_Default :pv_ground_type: NECB_Default :rotation_degrees: NECB_Default :run_annual_simulation: true :s3_bucket: '834599497928' :scale_x: NECB_Default :scale_y: NECB_Default :scale_z: NECB_Default :shw_eff: NECB_Default :skylight_cond: NECB_Default :skylight_solar_trans: NECB_Default :srr_set: NECB_Default :template: BTAP1980TO2010 | reference | reference | 401a760e-c3e5-4e60-9b67-b4330f02f8ec | BTAP1980TO2010 | LargeOffice | NaturalGas | Natural Gas | CAN_ON_Toronto.Pearson.Intl.AP.716240_CWEC2016.epw | parametric |  | NECB_Default | NECB_Default | NECB_Default | NECB_Default | NECB_Default | NECB_Default | NECB_Default | NECB_Default | NECB_Default | NECB_Default | NECB_Default | NECB_Default | NECB_Default | NECB_Default | NECB_Default | NECB_Default | NECB_Default | NECB_Default | NECB_Default | NECB_Default | NECB_Default | NECB_Default | NECB_Default | NECB_Default | NECB_Default | NECB_Default | NECB_Default | NECB_Default | NECB_Default | NECB_Default | NECB_Default | NECB_Default | NECB_Default | NECB_Default | NECB_Default | NECB_Default | NECB_Default | NECB_Default | NECB_Default | NECB_Default | NECB_Default | NECB_Default | NECB_Default | NECB_Default | NECB_Default | aws_batch | 834599497928 | btap_private_cli |  | TRUE | TRUE |  |  | 83.664 | 10.3469 | 35.9083 | 90.923 | 46320.38 | 15152.6411 | 40 | LargeOffice |  |  | 0 | LargeOffice | 12 |  | 13 | BTAP1980TO2010 | 0.085057 | 178146.0371 | 0.94082 | 61.1247 | 68.787 | 2.0019 | 261.1554 | 128.3011 | TORONTO | ONTARIO | 1.7602 | 11.1042 | 0 | 12.8644 | 14.1028 | 1.9593 | 0 | 16.0621 | 0 | 0.023033 | 0 | 0 | 0.31692 | 0.069063 | 0 | 0.17629 | 0.094755 | 0.11764 | 0.22469 | 0.010532 | 0.54161 | 0.048403 | 36.1552 | 83.6694 | 40 | 0.678 |  | 0.547 |  |  |  | 0.296 | 0.682 | 3.35 |  | 0 | Toronto Pearson Intl AP | CAN | 382 | 3615 | 43.677 | -79.631 | 5 | 3890 | ON | CAN_ON_Toronto.Pearson.Intl.AP.716240_CWEC2016.epw | 0.54161 | 10.3469 | 83.664 | 22.5303 | 20.4057 | TRUE | TRUE | FALSE | FALSE | 14.3856 | 8.9536 | 0 | 0 | 0 | 0 | 2242.04 | 2192.9915 | 25.7352 | 0.011735 | 9406.2 | 0.0018888 | 0.54161 | 1792.5 | 1732 | 1.5 | 1.33 |  | https://s3.console.aws.amazon.com/s3/buckets/834599497928?region=ca-central-1&prefix=phylroy.lopez/reference/reference/output/401a760e-c3e5-4e60-9b67-b4330f02f8ec/ | 1.0.002
369 |  | TRUE | 50 | 0 | 0 | 64.1348 |  |  |  | 0.1 | 2021-09-22 20:08:57 +0000 | 438c2ebff | 0.2.14 | :adv_dx_units: NECB_Default :airloop_economizer_type: NECB_Default :algorithm_type: parametric :analysis_id: reference :analysis_name: reference :boiler_eff: NECB_Default :btap_batch_version: 1.0.002 :building_type: FullServiceRestaurant :chiller_type: NECB_Default :compute_environment: aws_batch :datapoint_id: a66e287f-1f98-4270-9c1b-6bf6202ae5a5 :daylighting_type: NECB_Default :dcv_type: NECB_Default :door_construction_cond: NECB_Default :ecm_system_name: NECB_Default :electrical_loads_scale: NECB_Default :enable_costing: true :epw_file: CAN_AB_Calgary.Intl.AP.718770_CWEC2016.epw :erv_package: NECB_Default :ext_floor_cond: NECB_Default :ext_roof_cond: NECB_Default :ext_wall_cond: NECB_Default :fdwr_set: NECB_Default :fixed_wind_solar_trans: NECB_Default :fixed_window_cond: NECB_Default :furnace_eff: NECB_Default :glass_door_cond: NECB_Default :glass_door_solar_trans: NECB_Default :ground_floor_cond: NECB_Default :ground_roof_cond: NECB_Default :ground_wall_cond: NECB_Default :image_name: btap_private_cli :infiltration_scale: NECB_Default :lights_scale: NECB_Default :lights_type: NECB_Default :nv_delta_temp_in_out: NECB_Default :nv_opening_fraction: NECB_Default :nv_temp_out_min: NECB_Default :nv_type: NECB_Default :oa_scale: NECB_Default :occupancy_loads_scale: NECB_Default :output_meters: [] :output_variables: [] :overhead_door_cond: NECB_Default :primary_heating_fuel: Electricity :pv_ground_azimuth_angle: NECB_Default :pv_ground_module_description: NECB_Default :pv_ground_tilt_angle: NECB_Default :pv_ground_total_area_pv_panels_m2: NECB_Default :pv_ground_type: NECB_Default :rotation_degrees: NECB_Default :run_annual_simulation: true :s3_bucket: '834599497928' :scale_x: NECB_Default :scale_y: NECB_Default :scale_z: NECB_Default :shw_eff: NECB_Default :skylight_cond: NECB_Default :skylight_solar_trans: NECB_Default :srr_set: NECB_Default :template: BTAPPRE1980 | reference | reference | a66e287f-1f98-4270-9c1b-6bf6202ae5a5 | BTAPPRE1980 | FullServiceRestaurant | Electricity | Electricity | CAN_AB_Calgary.Intl.AP.718770_CWEC2016.epw | parametric |  | NECB_Default | NECB_Default | NECB_Default | NECB_Default | NECB_Default | NECB_Default | NECB_Default | NECB_Default | NECB_Default | NECB_Default | NECB_Default | NECB_Default | NECB_Default | NECB_Default | NECB_Default | NECB_Default | NECB_Default | NECB_Default | NECB_Default | NECB_Default | NECB_Default | NECB_Default | NECB_Default | NECB_Default | NECB_Default | NECB_Default | NECB_Default | NECB_Default | NECB_Default | NECB_Default | NECB_Default | NECB_Default | NECB_Default | NECB_Default | NECB_Default | NECB_Default | NECB_Default | NECB_Default | NECB_Default | NECB_Default | NECB_Default | NECB_Default | NECB_Default | NECB_Default | NECB_Default | aws_batch | 834599497928 | btap_private_cli |  | TRUE | TRUE |  |  | 312.2732 | 34.6722 | 479.9852 | 607.932 | 511.15 | 845.2233 | 17.1 | FullServiceRestaurant |  |  | 0 | FullServiceRestaurant | 1 |  | 1 | BTAPPRE1980 | 0.35452 | 2384.1067 | 0.75514 | 17.271 | 68.0389 | 32.0694 | 465.613 | 347.4786 | CALGARY | ALBERTA | 537.2857 | 0 | 0 | 537.2857 | 50.9235 | 0 | 0 | 50.9235 | 0 | 0.020777 | 0 | 0 | 2.4482 | 0.27687 | 0 | 1.7279 | 0.067162 | 0.19249 | 0 | 0 | 2.4482 | 0.16297 | 346.1093 | 0 | 17.1 | 0.678 | [5 empty] | 0.227 | 0.772 | 2.95 |  | 0 | Calgary Intl AP | CAN | 64 | 4781 | 51.114 | -114.02 | 7a | 5000 | AB | CAN_AB_Calgary.Intl.AP.718770_CWEC2016.epw | 2.4482 | 34.6722 | 312.2732 | 4.985 | 18.2919 | FALSE | FALSE | FALSE | FALSE | 11.4418 | 17.6327 | 0 | 0.22791 | 0.0051618 | 83.3 | 0 | 44.1525 | 1.0393 | 0.023539 | 379.87 | 0 | 2.4482 | 0.17 | 0.17 | 0 | 0 |  | https://s3.console.aws.amazon.com/s3/buckets/834599497928?region=ca-central-1&prefix=phylroy.lopez/reference/reference/output/a66e287f-1f98-4270-9c1b-6bf6202ae5a5/ | 1.0.002
370 |  | TRUE | 256 | 0 | 0 | 789.8569 |  |  |  | 0.1 | 2021-09-22 20:08:43 +0000 | 438c2ebff | 0.2.14 | :adv_dx_units: NECB_Default :airloop_economizer_type: NECB_Default :algorithm_type: parametric :analysis_id: reference :analysis_name: reference :boiler_eff: NECB_Default :btap_batch_version: 1.0.002 :building_type: LargeOffice :chiller_type: NECB_Default :compute_environment: aws_batch :datapoint_id: 166b8295-e211-4ab3-b976-60b5c77be062 :daylighting_type: NECB_Default :dcv_type: NECB_Default :door_construction_cond: NECB_Default :ecm_system_name: NECB_Default :electrical_loads_scale: NECB_Default :enable_costing: true :epw_file: CAN_YT_Whitehorse.Intl.AP.719640_CWEC2016.epw :erv_package: NECB_Default :ext_floor_cond: NECB_Default :ext_roof_cond: NECB_Default :ext_wall_cond: NECB_Default :fdwr_set: NECB_Default :fixed_wind_solar_trans: NECB_Default :fixed_window_cond: NECB_Default :furnace_eff: NECB_Default :glass_door_cond: NECB_Default :glass_door_solar_trans: NECB_Default :ground_floor_cond: NECB_Default :ground_roof_cond: NECB_Default :ground_wall_cond: NECB_Default :image_name: btap_private_cli :infiltration_scale: NECB_Default :lights_scale: NECB_Default :lights_type: NECB_Default :nv_delta_temp_in_out: NECB_Default :nv_opening_fraction: NECB_Default :nv_temp_out_min: NECB_Default :nv_type: NECB_Default :oa_scale: NECB_Default :occupancy_loads_scale: NECB_Default :output_meters: [] :output_variables: [] :overhead_door_cond: NECB_Default :primary_heating_fuel: Electricity :pv_ground_azimuth_angle: NECB_Default :pv_ground_module_description: NECB_Default :pv_ground_tilt_angle: NECB_Default :pv_ground_total_area_pv_panels_m2: NECB_Default :pv_ground_type: NECB_Default :rotation_degrees: NECB_Default :run_annual_simulation: true :s3_bucket: '834599497928' :scale_x: NECB_Default :scale_y: NECB_Default :scale_z: NECB_Default :shw_eff: NECB_Default :skylight_cond: NECB_Default :skylight_solar_trans: NECB_Default :srr_set: NECB_Default :template: BTAPPRE1980 | reference | reference | 166b8295-e211-4ab3-b976-60b5c77be062 | BTAPPRE1980 | LargeOffice | Electricity | Electricity | CAN_YT_Whitehorse.Intl.AP.719640_CWEC2016.epw | parametric |  | NECB_Default | NECB_Default | NECB_Default | NECB_Default | NECB_Default | NECB_Default | NECB_Default | NECB_Default | NECB_Default | NECB_Default | NECB_Default | NECB_Default | NECB_Default | NECB_Default | NECB_Default | NECB_Default | NECB_Default | NECB_Default | NECB_Default | NECB_Default | NECB_Default | NECB_Default | NECB_Default | NECB_Default | NECB_Default | NECB_Default | NECB_Default | NECB_Default | NECB_Default | NECB_Default | NECB_Default | NECB_Default | NECB_Default | NECB_Default | NECB_Default | NECB_Default | NECB_Default | NECB_Default | NECB_Default | NECB_Default | NECB_Default | NECB_Default | NECB_Default | NECB_Default | NECB_Default | aws_batch | 834599497928 | btap_private_cli |  | TRUE | TRUE |  |  | 59.5002 | 7.4593 | 53.479 | 90.7989 | 46320.38 | 15152.6411 | 40 | LargeOffice |  |  | 0 | LargeOffice | 12 |  | 13 | BTAPPRE1980 | 0.085057 | 178146.0371 | 0.61389 | 24.09 | 60.8959 | 3.4609 | 206.4215 | 117.3609 | WHITEHORSE | YUKON | 8.3921 | 0 | 0 | 8.3921 | 19.2191 | 0 | 0 | 19.2191 | 0 | 0.0060867 | 0 | 0 | 0.53956 | 0.074118 | 0 | 0.19252 | 0.094755 | 0.11764 | 0 | 0.0092169 | 0.53956 | 0.04493 | 81.327 | 0 | 40 | 0.678 |  | 0.678 |  |  |  | 0.227 | 0.772 | 2.95 |  | 0 | Whitehorse Intl AP | CAN | 5 | 6491 | 60.709 | -135.069 | 7b | 6580 | YT | CAN_YT_Whitehorse.Intl.AP.719640_CWEC2016.epw | 0.53956 | 7.4593 | 59.5002 | 23.1895 | 13.8111 | TRUE | TRUE | FALSE | FALSE | 9.9254 | 17.4455 | 0 | 5.694 | 0.0025965 | 2081.17 | 0 | 2192.9915 | 25.7352 | 0.011735 | 9406.2 | 0.00028476 | 0.53956 | 1621 | 1574.67 | 4.33 | 4.17 |  | https://s3.console.aws.amazon.com/s3/buckets/834599497928?region=ca-central-1&prefix=phylroy.lopez/reference/reference/output/166b8295-e211-4ab3-b976-60b5c77be062/ | 1.0.002
371 |  | TRUE | 272 | 1 | 0 | 788.892 |  |  |  | 0.1 | 2021-09-22 20:08:32 +0000 | 438c2ebff | 0.2.14 | :adv_dx_units: NECB_Default :airloop_economizer_type: NECB_Default :algorithm_type: parametric :analysis_id: reference :analysis_name: reference :boiler_eff: NECB_Default :btap_batch_version: 1.0.002 :building_type: LargeOffice :chiller_type: NECB_Default :compute_environment: aws_batch :datapoint_id: 06c4cd09-1dae-4bb9-a26c-ecbfaac73339 :daylighting_type: NECB_Default :dcv_type: NECB_Default :door_construction_cond: NECB_Default :ecm_system_name: NECB_Default :electrical_loads_scale: NECB_Default :enable_costing: true :epw_file: CAN_BC_Vancouver.Intl.AP.718920_CWEC2016.epw :erv_package: NECB_Default :ext_floor_cond: NECB_Default :ext_roof_cond: NECB_Default :ext_wall_cond: NECB_Default :fdwr_set: NECB_Default :fixed_wind_solar_trans: NECB_Default :fixed_window_cond: NECB_Default :furnace_eff: NECB_Default :glass_door_cond: NECB_Default :glass_door_solar_trans: NECB_Default :ground_floor_cond: NECB_Default :ground_roof_cond: NECB_Default :ground_wall_cond: NECB_Default :image_name: btap_private_cli :infiltration_scale: NECB_Default :lights_scale: NECB_Default :lights_type: NECB_Default :nv_delta_temp_in_out: NECB_Default :nv_opening_fraction: NECB_Default :nv_temp_out_min: NECB_Default :nv_type: NECB_Default :oa_scale: NECB_Default :occupancy_loads_scale: NECB_Default :output_meters: [] :output_variables: [] :overhead_door_cond: NECB_Default :primary_heating_fuel: NaturalGas :pv_ground_azimuth_angle: NECB_Default :pv_ground_module_description: NECB_Default :pv_ground_tilt_angle: NECB_Default :pv_ground_total_area_pv_panels_m2: NECB_Default :pv_ground_type: NECB_Default :rotation_degrees: NECB_Default :run_annual_simulation: true :s3_bucket: '834599497928' :scale_x: NECB_Default :scale_y: NECB_Default :scale_z: NECB_Default :shw_eff: NECB_Default :skylight_cond: NECB_Default :skylight_solar_trans: NECB_Default :srr_set: NECB_Default :template: BTAP1980TO2010 | reference | reference | 06c4cd09-1dae-4bb9-a26c-ecbfaac73339 | BTAP1980TO2010 | LargeOffice | NaturalGas | Natural Gas | CAN_BC_Vancouver.Intl.AP.718920_CWEC2016.epw | parametric |  | NECB_Default | NECB_Default | NECB_Default | NECB_Default | NECB_Default | NECB_Default | NECB_Default | NECB_Default | NECB_Default | NECB_Default | NECB_Default | NECB_Default | NECB_Default | NECB_Default | NECB_Default | NECB_Default | NECB_Default | NECB_Default | NECB_Default | NECB_Default | NECB_Default | NECB_Default | NECB_Default | NECB_Default | NECB_Default | NECB_Default | NECB_Default | NECB_Default | NECB_Default | NECB_Default | NECB_Default | NECB_Default | NECB_Default | NECB_Default | NECB_Default | NECB_Default | NECB_Default | NECB_Default | NECB_Default | NECB_Default | NECB_Default | NECB_Default | NECB_Default | NECB_Default | NECB_Default | aws_batch | 834599497928 | btap_private_cli |  | TRUE | TRUE |  |  | 45.5364 | 7.2548 | 16.001 | 56.7667 | 46320.38 | 15152.6411 | 40 | LargeOffice |  |  | 0 | LargeOffice | 12 |  | 13 | BTAP1980TO2010 | 0.085057 | 178146.0371 | 0.86241 | 34.0469 | 61.0297 | 1.9535 | 204.7042 | 106.8116 | VANCOUVER | BRITISH COLUMBIA | 0.83163 | 6.2505 | 0 | 7.0821 | 8.3047 | 1.4022 | 0 | 9.7069 | 0 | 0.010825 | 0 | 0 | 0.29345 | 0.061718 | 0 | 0.076999 | 0.094755 | 0.11764 | 0.12398 | 0.0078356 | 0.41743 | 0.046983 | 30.7131 | 45.9056 | 40 | 0.678 |  | 0.606 |  |  |  | 0.363 | 0.568 | 4.09 |  | 0 | Vancouver Intl AP | CAN | 42 | 2797 | 49.195 | -123.184 | 4 | 2800 | BC | CAN_BC_Vancouver.Intl.AP.718920_CWEC2016.epw | 0.41743 | 7.2548 | 45.5364 | 20.0637 | 23.7489 | TRUE | TRUE | TRUE | FALSE | 12.4817 | 9.2662 | 0 | 0 | 0 | 0 | 2176.27 | 2192.9915 | 25.7352 | 0.011735 | 9406.2 | 0.000674 | 0.41743 | 1748.67 | 1710.5 | 4.17 | 0.5 |  | https://s3.console.aws.amazon.com/s3/buckets/834599497928?region=ca-central-1&prefix=phylroy.lopez/reference/reference/output/06c4cd09-1dae-4bb9-a26c-ecbfaac73339/ | 1.0.002
372 |  | TRUE | 258 | 0 | 0 | 788.291 |  |  |  | 0.1 | 2021-09-22 20:08:02 +0000 | 438c2ebff | 0.2.14 | :adv_dx_units: NECB_Default :airloop_economizer_type: NECB_Default :algorithm_type: parametric :analysis_id: reference :analysis_name: reference :boiler_eff: NECB_Default :btap_batch_version: 1.0.002 :building_type: LargeOffice :chiller_type: NECB_Default :compute_environment: aws_batch :datapoint_id: cb50b1e9-acb6-4c22-95e7-d8846cec2aaf :daylighting_type: NECB_Default :dcv_type: NECB_Default :door_construction_cond: NECB_Default :ecm_system_name: NECB_Default :electrical_loads_scale: NECB_Default :enable_costing: true :epw_file: CAN_YT_Whitehorse.Intl.AP.719640_CWEC2016.epw :erv_package: NECB_Default :ext_floor_cond: NECB_Default :ext_roof_cond: NECB_Default :ext_wall_cond: NECB_Default :fdwr_set: NECB_Default :fixed_wind_solar_trans: NECB_Default :fixed_window_cond: NECB_Default :furnace_eff: NECB_Default :glass_door_cond: NECB_Default :glass_door_solar_trans: NECB_Default :ground_floor_cond: NECB_Default :ground_roof_cond: NECB_Default :ground_wall_cond: NECB_Default :image_name: btap_private_cli :infiltration_scale: NECB_Default :lights_scale: NECB_Default :lights_type: NECB_Default :nv_delta_temp_in_out: NECB_Default :nv_opening_fraction: NECB_Default :nv_temp_out_min: NECB_Default :nv_type: NECB_Default :oa_scale: NECB_Default :occupancy_loads_scale: NECB_Default :output_meters: [] :output_variables: [] :overhead_door_cond: NECB_Default :primary_heating_fuel: Electricity :pv_ground_azimuth_angle: NECB_Default :pv_ground_module_description: NECB_Default :pv_ground_tilt_angle: NECB_Default :pv_ground_total_area_pv_panels_m2: NECB_Default :pv_ground_type: NECB_Default :rotation_degrees: NECB_Default :run_annual_simulation: true :s3_bucket: '834599497928' :scale_x: NECB_Default :scale_y: NECB_Default :scale_z: NECB_Default :shw_eff: NECB_Default :skylight_cond: NECB_Default :skylight_solar_trans: NECB_Default :srr_set: NECB_Default :template: BTAP1980TO2010 | reference | reference | cb50b1e9-acb6-4c22-95e7-d8846cec2aaf | BTAP1980TO2010 | LargeOffice | Electricity | Electricity | CAN_YT_Whitehorse.Intl.AP.719640_CWEC2016.epw | parametric |  | NECB_Default | NECB_Default | NECB_Default | NECB_Default | NECB_Default | NECB_Default | NECB_Default | NECB_Default | NECB_Default | NECB_Default | NECB_Default | NECB_Default | NECB_Default | NECB_Default | NECB_Default | NECB_Default | NECB_Default | NECB_Default | NECB_Default | NECB_Default | NECB_Default | NECB_Default | NECB_Default | NECB_Default | NECB_Default | NECB_Default | NECB_Default | NECB_Default | NECB_Default | NECB_Default | NECB_Default | NECB_Default | NECB_Default | NECB_Default | NECB_Default | NECB_Default | NECB_Default | NECB_Default | NECB_Default | NECB_Default | NECB_Default | NECB_Default | NECB_Default | NECB_Default | NECB_Default | aws_batch | 834599497928 | btap_private_cli |  | TRUE | TRUE |  |  | 56.3479 | 7.329 | 48.4027 | 86.1284 | 46320.38 | 15152.6411 | 40 | LargeOffice |  |  | 0 | LargeOffice | 12 |  | 13 | BTAP1980TO2010 | 0.085057 | 178146.0371 | 0.61389 | 22.6478 | 60.8959 | 3.4609 | 204.5048 | 116.8864 | WHITEHORSE | YUKON | 8.1308 | 0 | 0 | 8.1308 | 18.6206 | 0 | 0 | 18.6206 | 0 | 0.0063322 | 0 | 0 | 0.52276 | 0.075104 | 0 | 0.17425 | 0.094755 | 0.11764 | 0 | 0.0094472 | 0.52276 | 0.044929 | 77.6082 | 0 | 40 | 0.678 |  | 0.425 |  |  |  | 0.227 | 0.346 | 2.95 |  | 0 | Whitehorse Intl AP | CAN | 5 | 6491 | 60.709 | -135.069 | 7b | 6580 | YT | CAN_YT_Whitehorse.Intl.AP.719640_CWEC2016.epw | 0.52276 | 7.329 | 56.3479 | 23.1895 | 13.8111 | TRUE | TRUE | FALSE | FALSE | 9.9254 | 17.4455 | 0 | 5.6939 | 0.0025964 | 2081.12 | 0 | 2192.9915 | 25.7352 | 0.011735 | 9406.2 | 0.00029749 | 0.52276 | 1809.17 | 1757.83 | 6.83 | 6.5 |  | https://s3.console.aws.amazon.com/s3/buckets/834599497928?region=ca-central-1&prefix=phylroy.lopez/reference/reference/output/cb50b1e9-acb6-4c22-95e7-d8846cec2aaf/ | 1.0.002
373 |  | TRUE | 257 | 0 | 0 | 788.9941 |  |  |  | 0.1 | 2021-09-22 20:08:30 +0000 | 438c2ebff | 0.2.14 | :adv_dx_units: NECB_Default :airloop_economizer_type: NECB_Default :algorithm_type: parametric :analysis_id: reference :analysis_name: reference :boiler_eff: NECB_Default :btap_batch_version: 1.0.002 :building_type: LargeOffice :chiller_type: NECB_Default :compute_environment: aws_batch :datapoint_id: a8a0465e-f4fb-4e32-b408-d0bc94a382f1 :daylighting_type: NECB_Default :dcv_type: NECB_Default :door_construction_cond: NECB_Default :ecm_system_name: NECB_Default :electrical_loads_scale: NECB_Default :enable_costing: true :epw_file: CAN_AB_Calgary.Intl.AP.718770_CWEC2016.epw :erv_package: NECB_Default :ext_floor_cond: NECB_Default :ext_roof_cond: NECB_Default :ext_wall_cond: NECB_Default :fdwr_set: NECB_Default :fixed_wind_solar_trans: NECB_Default :fixed_window_cond: NECB_Default :furnace_eff: NECB_Default :glass_door_cond: NECB_Default :glass_door_solar_trans: NECB_Default :ground_floor_cond: NECB_Default :ground_roof_cond: NECB_Default :ground_wall_cond: NECB_Default :image_name: btap_private_cli :infiltration_scale: NECB_Default :lights_scale: NECB_Default :lights_type: NECB_Default :nv_delta_temp_in_out: NECB_Default :nv_opening_fraction: NECB_Default :nv_temp_out_min: NECB_Default :nv_type: NECB_Default :oa_scale: NECB_Default :occupancy_loads_scale: NECB_Default :output_meters: [] :output_variables: [] :overhead_door_cond: NECB_Default :primary_heating_fuel: Electricity :pv_ground_azimuth_angle: NECB_Default :pv_ground_module_description: NECB_Default :pv_ground_tilt_angle: NECB_Default :pv_ground_total_area_pv_panels_m2: NECB_Default :pv_ground_type: NECB_Default :rotation_degrees: NECB_Default :run_annual_simulation: true :s3_bucket: '834599497928' :scale_x: NECB_Default :scale_y: NECB_Default :scale_z: NECB_Default :shw_eff: NECB_Default :skylight_cond: NECB_Default :skylight_solar_trans: NECB_Default :srr_set: NECB_Default :template: BTAP1980TO2010 | reference | reference | a8a0465e-f4fb-4e32-b408-d0bc94a382f1 | BTAP1980TO2010 | LargeOffice | Electricity | Electricity | CAN_AB_Calgary.Intl.AP.718770_CWEC2016.epw | parametric |  | NECB_Default | NECB_Default | NECB_Default | NECB_Default | NECB_Default | NECB_Default | NECB_Default | NECB_Default | NECB_Default | NECB_Default | NECB_Default | NECB_Default | NECB_Default | NECB_Default | NECB_Default | NECB_Default | NECB_Default | NECB_Default | NECB_Default | NECB_Default | NECB_Default | NECB_Default | NECB_Default | NECB_Default | NECB_Default | NECB_Default | NECB_Default | NECB_Default | NECB_Default | NECB_Default | NECB_Default | NECB_Default | NECB_Default | NECB_Default | NECB_Default | NECB_Default | NECB_Default | NECB_Default | NECB_Default | NECB_Default | NECB_Default | NECB_Default | NECB_Default | NECB_Default | NECB_Default | aws_batch | 834599497928 | btap_private_cli |  | TRUE | TRUE |  |  | 42.0501 | 8.0148 | 28.8756 | 70.5896 | 46320.38 | 15152.6411 | 40 | LargeOffice |  |  | 0 | LargeOffice | 12 |  | 13 | BTAP1980TO2010 | 0.085057 | 178146.0371 | 0.81895 | 26.1388 | 65.596 | 3.5101 | 224.5488 | 128.485 | CALGARY | ALBERTA | 102.5578 | 0 | 0 | 102.5578 | 9.7203 | 0 | 0 | 9.7203 | 0 | 0.013878 | 0 | 0 | 0.46732 | 0.082352 | 0 | 0.10395 | 0.094755 | 0.11764 | 0 | 0.012526 | 0.46732 | 0.041414 | 63.454 | 0 | 40 | 0.678 |  | 0.425 |  |  |  | 0.227 | 0.346 | 2.95 |  | 0 | Calgary Intl AP | CAN | 64 | 4781 | 51.114 | -114.02 | 7a | 5000 | AB | CAN_AB_Calgary.Intl.AP.718770_CWEC2016.epw | 0.46732 | 8.0148 | 42.0501 | 19.7713 | 20.1298 | TRUE | TRUE | FALSE | FALSE | 14.0159 | 14.8552 | 0 | 5.2485 | 0.0023933 | 1918.33 | 0 | 2192.9915 | 25.7352 | 0.011735 | 9406.2 | 0.00080289 | 0.46732 | 2273.5 | 2219.1699 | 0.5 | 0.5 |  | https://s3.console.aws.amazon.com/s3/buckets/834599497928?region=ca-central-1&prefix=phylroy.lopez/reference/reference/output/a8a0465e-f4fb-4e32-b408-d0bc94a382f1/ | 1.0.002
374 |  | TRUE | 243 | 0 | 0 | 787.8098 |  |  |  | 0.1 | 2021-09-22 20:08:18 +0000 | 438c2ebff | 0.2.14 | :adv_dx_units: NECB_Default :airloop_economizer_type: NECB_Default :algorithm_type: parametric :analysis_id: reference :analysis_name: reference :boiler_eff: NECB_Default :btap_batch_version: 1.0.002 :building_type: LargeOffice :chiller_type: NECB_Default :compute_environment: aws_batch :datapoint_id: 7f448886-54eb-4b9c-891e-3479a22a258f :daylighting_type: NECB_Default :dcv_type: NECB_Default :door_construction_cond: NECB_Default :ecm_system_name: NECB_Default :electrical_loads_scale: NECB_Default :enable_costing: true :epw_file: CAN_QC_Montreal-Trudeau.Intl.AP.716270_CWEC2016.epw :erv_package: NECB_Default :ext_floor_cond: NECB_Default :ext_roof_cond: NECB_Default :ext_wall_cond: NECB_Default :fdwr_set: NECB_Default :fixed_wind_solar_trans: NECB_Default :fixed_window_cond: NECB_Default :furnace_eff: NECB_Default :glass_door_cond: NECB_Default :glass_door_solar_trans: NECB_Default :ground_floor_cond: NECB_Default :ground_roof_cond: NECB_Default :ground_wall_cond: NECB_Default :image_name: btap_private_cli :infiltration_scale: NECB_Default :lights_scale: NECB_Default :lights_type: NECB_Default :nv_delta_temp_in_out: NECB_Default :nv_opening_fraction: NECB_Default :nv_temp_out_min: NECB_Default :nv_type: NECB_Default :oa_scale: NECB_Default :occupancy_loads_scale: NECB_Default :output_meters: [] :output_variables: [] :overhead_door_cond: NECB_Default :primary_heating_fuel: NaturalGas :pv_ground_azimuth_angle: NECB_Default :pv_ground_module_description: NECB_Default :pv_ground_tilt_angle: NECB_Default :pv_ground_total_area_pv_panels_m2: NECB_Default :pv_ground_type: NECB_Default :rotation_degrees: NECB_Default :run_annual_simulation: true :s3_bucket: '834599497928' :scale_x: NECB_Default :scale_y: NECB_Default :scale_z: NECB_Default :shw_eff: NECB_Default :skylight_cond: NECB_Default :skylight_solar_trans: NECB_Default :srr_set: NECB_Default :template: NECB2015 | reference | reference | 7f448886-54eb-4b9c-891e-3479a22a258f | NECB2015 | LargeOffice | NaturalGas | Natural Gas | CAN_QC_Montreal-Trudeau.Intl.AP.716270_CWEC2016.epw | parametric |  | NECB_Default | NECB_Default | NECB_Default | NECB_Default | NECB_Default | NECB_Default | NECB_Default | NECB_Default | NECB_Default | NECB_Default | NECB_Default | NECB_Default | NECB_Default | NECB_Default | NECB_Default | NECB_Default | NECB_Default | NECB_Default | NECB_Default | NECB_Default | NECB_Default | NECB_Default | NECB_Default | NECB_Default | NECB_Default | NECB_Default | NECB_Default | NECB_Default | NECB_Default | NECB_Default | NECB_Default | NECB_Default | NECB_Default | NECB_Default | NECB_Default | NECB_Default | NECB_Default | NECB_Default | NECB_Default | NECB_Default | NECB_Default | NECB_Default | NECB_Default | NECB_Default | NECB_Default | aws_batch | 834599497928 | btap_private_cli |  | TRUE | TRUE |  |  | 61.289 | 10.5299 | 19.35 | 71.0808 | 46320.38 | 15152.6411 | 37.3 | LargeOffice |  |  | 0 | LargeOffice | 12 |  | 13 | NECB2015 | 0.085057 | 178146.0371 | 28.8051 | 44.702 | 64.9437 | 1.9368 | 263.2648 | 122.8772 | MONTREAL | QUEBEC | 0.12077 | 7.2102 | 0 | 7.331 | 7.692 | 1.8887 | 0 | 9.5806 | 0 | 0.028285 | 0 | 0 | 0.31079 | 0.065291 | 0 | 0.096656 | 0.09479 | 0.10387 | 0.14595 | 0.01636 | 0.45674 | 0.049299 | 35.5129 | 63.2563 | 37.3 | 0.757 |  | 0.284 |  |  |  | 0.183 | 0.247 | 2.2 |  | 0 | Montreal-Trudeau Intl AP | CAN | 323 | 4090 | 45.471 | -73.741 | 6 | 4400 | QC | CAN_QC_Montreal-Trudeau.Intl.AP.716270_CWEC2016.epw | 0.45674 | 10.5299 | 61.289 | 21.7465 | 21.3687 | TRUE | TRUE | FALSE | FALSE | 14.3556 | 14.1617 | 0 | 0 | 0 | 0 | 2283.54 | 2192.0411 | 25.4096 | 0.011592 | 9287.2 | 0.0021949 | 0.45674 | 154.83 | 135.67 | 229.67 | 228 |  | https://s3.console.aws.amazon.com/s3/buckets/834599497928?region=ca-central-1&prefix=phylroy.lopez/reference/reference/output/7f448886-54eb-4b9c-891e-3479a22a258f/ | 1.0.002
375 |  | TRUE | 241 | 0 | 0 | 787.0132 |  |  |  | 0.1 | 2021-09-22 20:08:05 +0000 | 438c2ebff | 0.2.14 | :adv_dx_units: NECB_Default :airloop_economizer_type: NECB_Default :algorithm_type: parametric :analysis_id: reference :analysis_name: reference :boiler_eff: NECB_Default :btap_batch_version: 1.0.002 :building_type: LargeOffice :chiller_type: NECB_Default :compute_environment: aws_batch :datapoint_id: a4b95a31-b7c3-4c2d-a64f-607315542493 :daylighting_type: NECB_Default :dcv_type: NECB_Default :door_construction_cond: NECB_Default :ecm_system_name: NECB_Default :electrical_loads_scale: NECB_Default :enable_costing: true :epw_file: CAN_YT_Whitehorse.Intl.AP.719640_CWEC2016.epw :erv_package: NECB_Default :ext_floor_cond: NECB_Default :ext_roof_cond: NECB_Default :ext_wall_cond: NECB_Default :fdwr_set: NECB_Default :fixed_wind_solar_trans: NECB_Default :fixed_window_cond: NECB_Default :furnace_eff: NECB_Default :glass_door_cond: NECB_Default :glass_door_solar_trans: NECB_Default :ground_floor_cond: NECB_Default :ground_roof_cond: NECB_Default :ground_wall_cond: NECB_Default :image_name: btap_private_cli :infiltration_scale: NECB_Default :lights_scale: NECB_Default :lights_type: NECB_Default :nv_delta_temp_in_out: NECB_Default :nv_opening_fraction: NECB_Default :nv_temp_out_min: NECB_Default :nv_type: NECB_Default :oa_scale: NECB_Default :occupancy_loads_scale: NECB_Default :output_meters: [] :output_variables: [] :overhead_door_cond: NECB_Default :primary_heating_fuel: NaturalGas :pv_ground_azimuth_angle: NECB_Default :pv_ground_module_description: NECB_Default :pv_ground_tilt_angle: NECB_Default :pv_ground_total_area_pv_panels_m2: NECB_Default :pv_ground_type: NECB_Default :rotation_degrees: NECB_Default :run_annual_simulation: true :s3_bucket: '834599497928' :scale_x: NECB_Default :scale_y: NECB_Default :scale_z: NECB_Default :shw_eff: NECB_Default :skylight_cond: NECB_Default :skylight_solar_trans: NECB_Default :srr_set: NECB_Default :template: NECB2015 | reference | reference | a4b95a31-b7c3-4c2d-a64f-607315542493 | NECB2015 | LargeOffice | NaturalGas | Natural Gas | CAN_YT_Whitehorse.Intl.AP.719640_CWEC2016.epw | parametric |  | NECB_Default | NECB_Default | NECB_Default | NECB_Default | NECB_Default | NECB_Default | NECB_Default | NECB_Default | NECB_Default | NECB_Default | NECB_Default | NECB_Default | NECB_Default | NECB_Default | NECB_Default | NECB_Default | NECB_Default | NECB_Default | NECB_Default | NECB_Default | NECB_Default | NECB_Default | NECB_Default | NECB_Default | NECB_Default | NECB_Default | NECB_Default | NECB_Default | NECB_Default | NECB_Default | NECB_Default | NECB_Default | NECB_Default | NECB_Default | NECB_Default | NECB_Default | NECB_Default | NECB_Default | NECB_Default | NECB_Default | NECB_Default | NECB_Default | NECB_Default | NECB_Default | NECB_Default | aws_batch | 834599497928 | btap_private_cli |  | TRUE | TRUE |  |  | 73.862 | 6.1705 | 25.7198 | 72.6179 | 46320.38 | 15152.6411 | 22.8 | LargeOffice |  |  | 0 | LargeOffice | 12 |  | 13 | NECB2015 | 0.085057 | 178146.0371 | 24.0886 | 37.8978 | 63.2389 | 1.8872 | 239.376 | 112.2635 | WHITEHORSE | YUKON | 4.2759 | 9.2319 | 0 | 13.5078 | 9.7924 | 1.6827 | 0 | 11.4752 | 0 | 0.0062262 | 0 | 0 | 0.27491 | 0.059811 | 0 | 0.12933 | 0.09479 | 0.10387 | 0.18553 | 0.0098594 | 0.46044 | 0.056193 | 29.6294 | 76.247 | 22.8 | 0.757 |  | 0.284 |  |  |  | 0.162 | 0.21 | 2.2 |  | 0 | Whitehorse Intl AP | CAN | 5 | 6491 | 60.709 | -135.069 | 7b | 6580 | YT | CAN_YT_Whitehorse.Intl.AP.719640_CWEC2016.epw | 0.46044 | 6.1705 | 73.862 | 23.1895 | 13.8111 | TRUE | TRUE | FALSE | FALSE | 9.9246 | 17.4434 | 0 | 0 | 0 | 0 | 2602.87 | 2192.0411 | 25.4096 | 0.011592 | 9287.2 | 0.00036096 | 0.46044 | 45.33 | 34.5 | 378 | 374.83 |  | https://s3.console.aws.amazon.com/s3/buckets/834599497928?region=ca-central-1&prefix=phylroy.lopez/reference/reference/output/a4b95a31-b7c3-4c2d-a64f-607315542493/ | 1.0.002
376 |  | TRUE | 105 | 0 | 0 | 134.0975 |  |  |  | 0.1 | 2021-09-22 20:08:45 +0000 | 438c2ebff | 0.2.14 | :adv_dx_units: NECB_Default :airloop_economizer_type: NECB_Default :algorithm_type: parametric :analysis_id: reference :analysis_name: reference :boiler_eff: NECB_Default :btap_batch_version: 1.0.002 :building_type: RetailStripmall :chiller_type: NECB_Default :compute_environment: aws_batch :datapoint_id: a03b67f9-348a-420c-b9ba-c42b1ddcf24d :daylighting_type: NECB_Default :dcv_type: NECB_Default :door_construction_cond: NECB_Default :ecm_system_name: NECB_Default :electrical_loads_scale: NECB_Default :enable_costing: true :epw_file: CAN_BC_Vancouver.Intl.AP.718920_CWEC2016.epw :erv_package: NECB_Default :ext_floor_cond: NECB_Default :ext_roof_cond: NECB_Default :ext_wall_cond: NECB_Default :fdwr_set: NECB_Default :fixed_wind_solar_trans: NECB_Default :fixed_window_cond: NECB_Default :furnace_eff: NECB_Default :glass_door_cond: NECB_Default :glass_door_solar_trans: NECB_Default :ground_floor_cond: NECB_Default :ground_roof_cond: NECB_Default :ground_wall_cond: NECB_Default :image_name: btap_private_cli :infiltration_scale: NECB_Default :lights_scale: NECB_Default :lights_type: NECB_Default :nv_delta_temp_in_out: NECB_Default :nv_opening_fraction: NECB_Default :nv_temp_out_min: NECB_Default :nv_type: NECB_Default :oa_scale: NECB_Default :occupancy_loads_scale: NECB_Default :output_meters: [] :output_variables: [] :overhead_door_cond: NECB_Default :primary_heating_fuel: Electricity :pv_ground_azimuth_angle: NECB_Default :pv_ground_module_description: NECB_Default :pv_ground_tilt_angle: NECB_Default :pv_ground_total_area_pv_panels_m2: NECB_Default :pv_ground_type: NECB_Default :rotation_degrees: NECB_Default :run_annual_simulation: true :s3_bucket: '834599497928' :scale_x: NECB_Default :scale_y: NECB_Default :scale_z: NECB_Default :shw_eff: NECB_Default :skylight_cond: NECB_Default :skylight_solar_trans: NECB_Default :srr_set: NECB_Default :template: BTAPPRE1980 | reference | reference | a03b67f9-348a-420c-b9ba-c42b1ddcf24d | BTAPPRE1980 | RetailStripmall | Electricity | Electricity | CAN_BC_Vancouver.Intl.AP.718920_CWEC2016.epw | parametric |  | NECB_Default | NECB_Default | NECB_Default | NECB_Default | NECB_Default | NECB_Default | NECB_Default | NECB_Default | NECB_Default | NECB_Default | NECB_Default | NECB_Default | NECB_Default | NECB_Default | NECB_Default | NECB_Default | NECB_Default | NECB_Default | NECB_Default | NECB_Default | NECB_Default | NECB_Default | NECB_Default | NECB_Default | NECB_Default | NECB_Default | NECB_Default | NECB_Default | NECB_Default | NECB_Default | NECB_Default | NECB_Default | NECB_Default | NECB_Default | NECB_Default | NECB_Default | NECB_Default | NECB_Default | NECB_Default | NECB_Default | NECB_Default | NECB_Default | NECB_Default | NECB_Default | NECB_Default | aws_batch | 834599497928 | btap_private_cli |  | TRUE | TRUE |  |  | 88.08 | 19.104 | 122.2248 | 162.7595 | 2090.32 | 3274.4664 | 14.4 | RetailStripmall |  |  | 0 | RetailStripmall | 1 |  | 1 | BTAPPRE1980 | 0.30241 | 10827.8493 | 0.51235 | 15.495 | 111.1316 | 6.0503 | 311.5027 | 178.3134 | VANCOUVER | BRITISH COLUMBIA | 2.4824 | 0 | 0 | 2.4824 | 24.7896 | 0 | 0 | 24.7896 | 0 | 0.021236 | 0 | 0 | 0.87595 | 0.11271 | 0 | 0.44001 | 0.035196 | 0.25482 | 0 | 0 | 0.87595 | 0.011984 | 114.7191 | 0 | 14.4 | 0.678 |  |  | 4.09 |  |  | 0.363 | 0.994 | 4.09 |  | 0 | Vancouver Intl AP | CAN | 42 | 2797 | 49.195 | -123.184 | 4 | 2800 | BC | CAN_BC_Vancouver.Intl.AP.718920_CWEC2016.epw | 0.87596 | 19.104 | 88.08 | 5.1348 | 17.7576 | FALSE | FALSE | FALSE | FALSE | 7.5708 | 5.2448 | 0 | 0.068536 | 0.00019653 | 25.05 | 0 | 348.7361 | 0.33705 | 0.00096648 | 123.19 | 0 | 0.87595 | 0 | 0 | 0.67 | 0.67 |  | https://s3.console.aws.amazon.com/s3/buckets/834599497928?region=ca-central-1&prefix=phylroy.lopez/reference/reference/output/a03b67f9-348a-420c-b9ba-c42b1ddcf24d/ | 1.0.002
377 |  | TRUE | 109 | 0 | 0 | 134.4254 |  |  |  | 0.1 | 2021-09-22 20:08:43 +0000 | 438c2ebff | 0.2.14 | :adv_dx_units: NECB_Default :airloop_economizer_type: NECB_Default :algorithm_type: parametric :analysis_id: reference :analysis_name: reference :boiler_eff: NECB_Default :btap_batch_version: 1.0.002 :building_type: RetailStripmall :chiller_type: NECB_Default :compute_environment: aws_batch :datapoint_id: e04241fd-4d66-4be3-a5cf-d617c2cfcc9d :daylighting_type: NECB_Default :dcv_type: NECB_Default :door_construction_cond: NECB_Default :ecm_system_name: NECB_Default :electrical_loads_scale: NECB_Default :enable_costing: true :epw_file: CAN_QC_Montreal-Trudeau.Intl.AP.716270_CWEC2016.epw :erv_package: NECB_Default :ext_floor_cond: NECB_Default :ext_roof_cond: NECB_Default :ext_wall_cond: NECB_Default :fdwr_set: NECB_Default :fixed_wind_solar_trans: NECB_Default :fixed_window_cond: NECB_Default :furnace_eff: NECB_Default :glass_door_cond: NECB_Default :glass_door_solar_trans: NECB_Default :ground_floor_cond: NECB_Default :ground_roof_cond: NECB_Default :ground_wall_cond: NECB_Default :image_name: btap_private_cli :infiltration_scale: NECB_Default :lights_scale: NECB_Default :lights_type: NECB_Default :nv_delta_temp_in_out: NECB_Default :nv_opening_fraction: NECB_Default :nv_temp_out_min: NECB_Default :nv_type: NECB_Default :oa_scale: NECB_Default :occupancy_loads_scale: NECB_Default :output_meters: [] :output_variables: [] :overhead_door_cond: NECB_Default :primary_heating_fuel: NaturalGas :pv_ground_azimuth_angle: NECB_Default :pv_ground_module_description: NECB_Default :pv_ground_tilt_angle: NECB_Default :pv_ground_total_area_pv_panels_m2: NECB_Default :pv_ground_type: NECB_Default :rotation_degrees: NECB_Default :run_annual_simulation: true :s3_bucket: '834599497928' :scale_x: NECB_Default :scale_y: NECB_Default :scale_z: NECB_Default :shw_eff: NECB_Default :skylight_cond: NECB_Default :skylight_solar_trans: NECB_Default :srr_set: NECB_Default :template: BTAPPRE1980 | reference | reference | e04241fd-4d66-4be3-a5cf-d617c2cfcc9d | BTAPPRE1980 | RetailStripmall | NaturalGas | Natural Gas | CAN_QC_Montreal-Trudeau.Intl.AP.716270_CWEC2016.epw | parametric |  | NECB_Default | NECB_Default | NECB_Default | NECB_Default | NECB_Default | NECB_Default | NECB_Default | NECB_Default | NECB_Default | NECB_Default | NECB_Default | NECB_Default | NECB_Default | NECB_Default | NECB_Default | NECB_Default | NECB_Default | NECB_Default | NECB_Default | NECB_Default | NECB_Default | NECB_Default | NECB_Default | NECB_Default | NECB_Default | NECB_Default | NECB_Default | NECB_Default | NECB_Default | NECB_Default | NECB_Default | NECB_Default | NECB_Default | NECB_Default | NECB_Default | NECB_Default | NECB_Default | NECB_Default | NECB_Default | NECB_Default | NECB_Default | NECB_Default | NECB_Default | NECB_Default | NECB_Default | aws_batch | 834599497928 | btap_private_cli |  | TRUE | TRUE |  |  | 247.9846 | 40.3638 | 222.3875 | 363.5329 | 2090.32 | 3274.4664 | 14.4 | RetailStripmall |  |  | 0 | RetailStripmall | 1 |  | 1 | BTAPPRE1980 | 0.30241 | 10827.8493 | 0.46944 | 65.2967 | 114.7023 | 5.9926 | 395.45 | 208.989 | MONTREAL | QUEBEC | 0.19946 | 53.6225 | 0 | 53.8219 | 12.7033 | 14.046 | 0 | 26.7493 | 0 | 0.057833 | 0 | 0 | 0.51327 | 0.16089 | 0 | 1.0704 | 0.035196 | 0.25482 | 1.0855 | 0.0045256 | 1.5987 | 0.015117 | 68.4538 | 248.5543 | 14.4 | 0.678 |  |  | 2.95 |  |  | 0.267 | 0.823 | 2.95 |  | 0 | Montreal-Trudeau Intl AP | CAN | 323 | 4090 | 45.471 | -73.741 | 6 | 4400 | QC | CAN_QC_Montreal-Trudeau.Intl.AP.716270_CWEC2016.epw | 1.5987 | 40.3638 | 247.9846 | 7.6674 | 17.6725 | FALSE | FALSE | FALSE | FALSE | 9.8067 | 11.8782 | 0 | 0 | 0 | 0 | 31.6 | 348.7361 | 0.33705 | 0.00096648 | 123.19 | 0 | 1.5987 | 6.33 | 6.17 | 3 | 3 |  | https://s3.console.aws.amazon.com/s3/buckets/834599497928?region=ca-central-1&prefix=phylroy.lopez/reference/reference/output/e04241fd-4d66-4be3-a5cf-d617c2cfcc9d/ | 1.0.002
378 |  | TRUE | 239 | 0 | 0 | 788.2749 |  |  |  | 0.1 | 2021-09-22 20:08:13 +0000 | 438c2ebff | 0.2.14 | :adv_dx_units: NECB_Default :airloop_economizer_type: NECB_Default :algorithm_type: parametric :analysis_id: reference :analysis_name: reference :boiler_eff: NECB_Default :btap_batch_version: 1.0.002 :building_type: LargeOffice :chiller_type: NECB_Default :compute_environment: aws_batch :datapoint_id: f9c160a4-30de-4dd7-a104-3bd6e5746985 :daylighting_type: NECB_Default :dcv_type: NECB_Default :door_construction_cond: NECB_Default :ecm_system_name: NECB_Default :electrical_loads_scale: NECB_Default :enable_costing: true :epw_file: CAN_AB_Calgary.Intl.AP.718770_CWEC2016.epw :erv_package: NECB_Default :ext_floor_cond: NECB_Default :ext_roof_cond: NECB_Default :ext_wall_cond: NECB_Default :fdwr_set: NECB_Default :fixed_wind_solar_trans: NECB_Default :fixed_window_cond: NECB_Default :furnace_eff: NECB_Default :glass_door_cond: NECB_Default :glass_door_solar_trans: NECB_Default :ground_floor_cond: NECB_Default :ground_roof_cond: NECB_Default :ground_wall_cond: NECB_Default :image_name: btap_private_cli :infiltration_scale: NECB_Default :lights_scale: NECB_Default :lights_type: NECB_Default :nv_delta_temp_in_out: NECB_Default :nv_opening_fraction: NECB_Default :nv_temp_out_min: NECB_Default :nv_type: NECB_Default :oa_scale: NECB_Default :occupancy_loads_scale: NECB_Default :output_meters: [] :output_variables: [] :overhead_door_cond: NECB_Default :primary_heating_fuel: NaturalGas :pv_ground_azimuth_angle: NECB_Default :pv_ground_module_description: NECB_Default :pv_ground_tilt_angle: NECB_Default :pv_ground_total_area_pv_panels_m2: NECB_Default :pv_ground_type: NECB_Default :rotation_degrees: NECB_Default :run_annual_simulation: true :s3_bucket: '834599497928' :scale_x: NECB_Default :scale_y: NECB_Default :scale_z: NECB_Default :shw_eff: NECB_Default :skylight_cond: NECB_Default :skylight_solar_trans: NECB_Default :srr_set: NECB_Default :template: NECB2015 | reference | reference | f9c160a4-30de-4dd7-a104-3bd6e5746985 | NECB2015 | LargeOffice | NaturalGas | Natural Gas | CAN_AB_Calgary.Intl.AP.718770_CWEC2016.epw | parametric |  | NECB_Default | NECB_Default | NECB_Default | NECB_Default | NECB_Default | NECB_Default | NECB_Default | NECB_Default | NECB_Default | NECB_Default | NECB_Default | NECB_Default | NECB_Default | NECB_Default | NECB_Default | NECB_Default | NECB_Default | NECB_Default | NECB_Default | NECB_Default | NECB_Default | NECB_Default | NECB_Default | NECB_Default | NECB_Default | NECB_Default | NECB_Default | NECB_Default | NECB_Default | NECB_Default | NECB_Default | NECB_Default | NECB_Default | NECB_Default | NECB_Default | NECB_Default | NECB_Default | NECB_Default | NECB_Default | NECB_Default | NECB_Default | NECB_Default | NECB_Default | NECB_Default | NECB_Default | aws_batch | 834599497928 | btap_private_cli |  | TRUE | TRUE |  |  | 56.969 | 7.6164 | 14.9806 | 64.2678 | 46320.38 | 15152.6411 | 33.3 | LargeOffice |  |  | 0 | LargeOffice | 12 |  | 13 | NECB2015 | 0.085057 | 178146.0371 | 30.2714 | 44.0912 | 68.0385 | 1.9686 | 278.0604 | 133.6908 | CALGARY | ALBERTA | 66.5343 | 6.448 | 0 | 72.9823 | 6.3061 | 0.46001 | 0 | 6.7661 | 0 | 0.014825 | 0 | 0 | 0.30318 | 0.073828 | 0 | 0.075799 | 0.09479 | 0.10387 | 0.12778 | 0.014932 | 0.43096 | 0.051981 | 32.591 | 59.847 | 33.3 | 0.757 |  | 0.284 |  |  |  | 0.162 | 0.21 | 2.2 |  | 0 | Calgary Intl AP | CAN | 64 | 4781 | 51.114 | -114.02 | 7a | 5000 | AB | CAN_AB_Calgary.Intl.AP.718770_CWEC2016.epw | 0.43096 | 7.6164 | 56.969 | 19.7713 | 20.1298 | TRUE | TRUE | FALSE | FALSE | 14.0148 | 14.8531 | 0 | 0 | 0 | 0 | 2407.79 | 2192.0411 | 25.4096 | 0.011592 | 9287.2 | 0.00093609 | 0.43096 | 102.83 | 92.67 | 244.5 | 244 |  | https://s3.console.aws.amazon.com/s3/buckets/834599497928?region=ca-central-1&prefix=phylroy.lopez/reference/reference/output/f9c160a4-30de-4dd7-a104-3bd6e5746985/ | 1.0.002
379 |  | TRUE | 271 | 0 | 0 | 788.6672 |  |  |  | 0.1 | 2021-09-22 20:07:57 +0000 | 438c2ebff | 0.2.14 | :adv_dx_units: NECB_Default :airloop_economizer_type: NECB_Default :algorithm_type: parametric :analysis_id: reference :analysis_name: reference :boiler_eff: NECB_Default :btap_batch_version: 1.0.002 :building_type: LargeOffice :chiller_type: NECB_Default :compute_environment: aws_batch :datapoint_id: 917b2a3b-8ec1-43f2-8538-7a3cbe007193 :daylighting_type: NECB_Default :dcv_type: NECB_Default :door_construction_cond: NECB_Default :ecm_system_name: NECB_Default :electrical_loads_scale: NECB_Default :enable_costing: true :epw_file: CAN_QC_Montreal-Trudeau.Intl.AP.716270_CWEC2016.epw :erv_package: NECB_Default :ext_floor_cond: NECB_Default :ext_roof_cond: NECB_Default :ext_wall_cond: NECB_Default :fdwr_set: NECB_Default :fixed_wind_solar_trans: NECB_Default :fixed_window_cond: NECB_Default :furnace_eff: NECB_Default :glass_door_cond: NECB_Default :glass_door_solar_trans: NECB_Default :ground_floor_cond: NECB_Default :ground_roof_cond: NECB_Default :ground_wall_cond: NECB_Default :image_name: btap_private_cli :infiltration_scale: NECB_Default :lights_scale: NECB_Default :lights_type: NECB_Default :nv_delta_temp_in_out: NECB_Default :nv_opening_fraction: NECB_Default :nv_temp_out_min: NECB_Default :nv_type: NECB_Default :oa_scale: NECB_Default :occupancy_loads_scale: NECB_Default :output_meters: [] :output_variables: [] :overhead_door_cond: NECB_Default :primary_heating_fuel: Electricity :pv_ground_azimuth_angle: NECB_Default :pv_ground_module_description: NECB_Default :pv_ground_tilt_angle: NECB_Default :pv_ground_total_area_pv_panels_m2: NECB_Default :pv_ground_type: NECB_Default :rotation_degrees: NECB_Default :run_annual_simulation: true :s3_bucket: '834599497928' :scale_x: NECB_Default :scale_y: NECB_Default :scale_z: NECB_Default :shw_eff: NECB_Default :skylight_cond: NECB_Default :skylight_solar_trans: NECB_Default :srr_set: NECB_Default :template: NECB2017 | reference | reference | 917b2a3b-8ec1-43f2-8538-7a3cbe007193 | NECB2017 | LargeOffice | Electricity | Electricity | CAN_QC_Montreal-Trudeau.Intl.AP.716270_CWEC2016.epw | parametric |  | NECB_Default | NECB_Default | NECB_Default | NECB_Default | NECB_Default | NECB_Default | NECB_Default | NECB_Default | NECB_Default | NECB_Default | NECB_Default | NECB_Default | NECB_Default | NECB_Default | NECB_Default | NECB_Default | NECB_Default | NECB_Default | NECB_Default | NECB_Default | NECB_Default | NECB_Default | NECB_Default | NECB_Default | NECB_Default | NECB_Default | NECB_Default | NECB_Default | NECB_Default | NECB_Default | NECB_Default | NECB_Default | NECB_Default | NECB_Default | NECB_Default | NECB_Default | NECB_Default | NECB_Default | NECB_Default | NECB_Default | NECB_Default | NECB_Default | NECB_Default | NECB_Default | NECB_Default | aws_batch | 834599497928 | btap_private_cli |  | TRUE | TRUE |  |  | 36.0085 | 10.1854 | 20.5857 | 59.4873 | 46320.38 | 15152.6411 | 37.3 | LargeOffice |  |  | 0 | LargeOffice | 12 |  | 13 | NECB2017 | 0.085057 | 178146.0371 | 29.4848 | 26.1205 | 64.9437 | 3.4995 | 245.6601 | 121.6116 | MONTREAL | QUEBEC | 0.1585 | 0 | 0 | 0.1585 | 10.0947 | 0 | 0 | 10.0947 | 0 | 0.02578 | 0 | 0 | 0.40787 | 0.061962 | 0.011126 | 0.074108 | 0.09479 | 0.08574 | 0 | 0.013575 | 0.40787 | 0.038728 | 58.0089 | 0 | 37.3 | 0.757 |  | 0.284 |  |  |  | 0.156 | 0.247 | 1.9 |  | 0 | Montreal-Trudeau Intl AP | CAN | 323 | 4090 | 45.471 | -73.741 | 6 | 4400 | QC | CAN_QC_Montreal-Trudeau.Intl.AP.716270_CWEC2016.epw | 0.40787 | 10.1854 | 36.0085 | 21.7465 | 21.3687 | TRUE | TRUE | TRUE | FALSE | 14.3556 | 14.1617 | 0 | 4.908 | 0.002239 | 1793.89 | 0 | 2192.0411 | 25.4096 | 0.011592 | 9287.2 | 0.0020581 | 0.40787 | 171.33 | 148.67 | 6.17 | 6.17 |  | https://s3.console.aws.amazon.com/s3/buckets/834599497928?region=ca-central-1&prefix=phylroy.lopez/reference/reference/output/917b2a3b-8ec1-43f2-8538-7a3cbe007193/ | 1.0.002
380 |  | TRUE | 109 | 0 | 0 | 133.9904 |  |  |  | 0.1 | 2021-09-22 20:08:27 +0000 | 438c2ebff | 0.2.14 | :adv_dx_units: NECB_Default :airloop_economizer_type: NECB_Default :algorithm_type: parametric :analysis_id: reference :analysis_name: reference :boiler_eff: NECB_Default :btap_batch_version: 1.0.002 :building_type: RetailStripmall :chiller_type: NECB_Default :compute_environment: aws_batch :datapoint_id: cf7ff3a5-13b4-4066-a374-5e81f3b9dd47 :daylighting_type: NECB_Default :dcv_type: NECB_Default :door_construction_cond: NECB_Default :ecm_system_name: NECB_Default :electrical_loads_scale: NECB_Default :enable_costing: true :epw_file: CAN_AB_Edmonton.Intl.AP.711230_CWEC2016.epw :erv_package: NECB_Default :ext_floor_cond: NECB_Default :ext_roof_cond: NECB_Default :ext_wall_cond: NECB_Default :fdwr_set: NECB_Default :fixed_wind_solar_trans: NECB_Default :fixed_window_cond: NECB_Default :furnace_eff: NECB_Default :glass_door_cond: NECB_Default :glass_door_solar_trans: NECB_Default :ground_floor_cond: NECB_Default :ground_roof_cond: NECB_Default :ground_wall_cond: NECB_Default :image_name: btap_private_cli :infiltration_scale: NECB_Default :lights_scale: NECB_Default :lights_type: NECB_Default :nv_delta_temp_in_out: NECB_Default :nv_opening_fraction: NECB_Default :nv_temp_out_min: NECB_Default :nv_type: NECB_Default :oa_scale: NECB_Default :occupancy_loads_scale: NECB_Default :output_meters: [] :output_variables: [] :overhead_door_cond: NECB_Default :primary_heating_fuel: NaturalGas :pv_ground_azimuth_angle: NECB_Default :pv_ground_module_description: NECB_Default :pv_ground_tilt_angle: NECB_Default :pv_ground_total_area_pv_panels_m2: NECB_Default :pv_ground_type: NECB_Default :rotation_degrees: NECB_Default :run_annual_simulation: true :s3_bucket: '834599497928' :scale_x: NECB_Default :scale_y: NECB_Default :scale_z: NECB_Default :shw_eff: NECB_Default :skylight_cond: NECB_Default :skylight_solar_trans: NECB_Default :srr_set: NECB_Default :template: BTAP1980TO2010 | reference | reference | cf7ff3a5-13b4-4066-a374-5e81f3b9dd47 | BTAP1980TO2010 | RetailStripmall | NaturalGas | Natural Gas | CAN_AB_Edmonton.Intl.AP.711230_CWEC2016.epw | parametric |  | NECB_Default | NECB_Default | NECB_Default | NECB_Default | NECB_Default | NECB_Default | NECB_Default | NECB_Default | NECB_Default | NECB_Default | NECB_Default | NECB_Default | NECB_Default | NECB_Default | NECB_Default | NECB_Default | NECB_Default | NECB_Default | NECB_Default | NECB_Default | NECB_Default | NECB_Default | NECB_Default | NECB_Default | NECB_Default | NECB_Default | NECB_Default | NECB_Default | NECB_Default | NECB_Default | NECB_Default | NECB_Default | NECB_Default | NECB_Default | NECB_Default | NECB_Default | NECB_Default | NECB_Default | NECB_Default | NECB_Default | NECB_Default | NECB_Default | NECB_Default | NECB_Default | NECB_Default | aws_batch | 834599497928 | btap_private_cli |  | TRUE | TRUE |  |  | 220.2711 | 22.1374 | 208.8862 | 332.9607 | 2090.32 | 3274.4664 | 14.4 | RetailStripmall |  |  | 0 | RetailStripmall | 1 |  | 1 | BTAP1980TO2010 | 0.30241 | 10827.8493 | 0.48486 | 55.5466 | 125.33 | 6.2096 | 377.6533 | 190.0822 | EDMONTON | ALBERTA | 100.7009 | 51.9667 | 0 | 152.6676 | 9.5443 | 3.7074 | 0 | 13.2517 | 0 | 0.025795 | 0 | 0 | 0.45886 | 0.1389 | 0 | 1.0134 | 0.035196 | 0.25482 | 1.0298 | 0.0041429 | 1.4887 | 0.016404 | 48.7238 | 220.8607 | 14.4 | 0.678 |  |  | 2.95 |  |  | 0.227 | 0.346 | 2.95 |  | 0 | Edmonton Intl AP | CAN | 23 | 5588 | 53.31 | -113.579 | 7a | 5120 | AB | CAN_AB_Edmonton.Intl.AP.711230_CWEC2016.epw | 1.4887 | 22.1374 | 220.2711 | 5.4913 | 16.7131 | FALSE | FALSE | FALSE | FALSE | 8.2405 | 15.1641 | 0 | 0 | 0 | 0 | 34.29 | 348.7361 | 0.33705 | 0.00096648 | 123.19 | 0 | 1.4887 | 0 | 0 | 8.67 | 6.17 |  | https://s3.console.aws.amazon.com/s3/buckets/834599497928?region=ca-central-1&prefix=phylroy.lopez/reference/reference/output/cf7ff3a5-13b4-4066-a374-5e81f3b9dd47/ | 1.0.002
381 |  | TRUE | 98 | 0 | 0 | 132.3223 |  |  |  | 0.1 | 2021-09-22 20:08:59 +0000 | 438c2ebff | 0.2.14 | :adv_dx_units: NECB_Default :airloop_economizer_type: NECB_Default :algorithm_type: parametric :analysis_id: reference :analysis_name: reference :boiler_eff: NECB_Default :btap_batch_version: 1.0.002 :building_type: RetailStripmall :chiller_type: NECB_Default :compute_environment: aws_batch :datapoint_id: 081e77ac-2c29-44ef-bea2-558033d29bbf :daylighting_type: NECB_Default :dcv_type: NECB_Default :door_construction_cond: NECB_Default :ecm_system_name: NECB_Default :electrical_loads_scale: NECB_Default :enable_costing: true :epw_file: CAN_BC_Vancouver.Intl.AP.718920_CWEC2016.epw :erv_package: NECB_Default :ext_floor_cond: NECB_Default :ext_roof_cond: NECB_Default :ext_wall_cond: NECB_Default :fdwr_set: NECB_Default :fixed_wind_solar_trans: NECB_Default :fixed_window_cond: NECB_Default :furnace_eff: NECB_Default :glass_door_cond: NECB_Default :glass_door_solar_trans: NECB_Default :ground_floor_cond: NECB_Default :ground_roof_cond: NECB_Default :ground_wall_cond: NECB_Default :image_name: btap_private_cli :infiltration_scale: NECB_Default :lights_scale: NECB_Default :lights_type: NECB_Default :nv_delta_temp_in_out: NECB_Default :nv_opening_fraction: NECB_Default :nv_temp_out_min: NECB_Default :nv_type: NECB_Default :oa_scale: NECB_Default :occupancy_loads_scale: NECB_Default :output_meters: [] :output_variables: [] :overhead_door_cond: NECB_Default :primary_heating_fuel: Electricity :pv_ground_azimuth_angle: NECB_Default :pv_ground_module_description: NECB_Default :pv_ground_tilt_angle: NECB_Default :pv_ground_total_area_pv_panels_m2: NECB_Default :pv_ground_type: NECB_Default :rotation_degrees: NECB_Default :run_annual_simulation: true :s3_bucket: '834599497928' :scale_x: NECB_Default :scale_y: NECB_Default :scale_z: NECB_Default :shw_eff: NECB_Default :skylight_cond: NECB_Default :skylight_solar_trans: NECB_Default :srr_set: NECB_Default :template: NECB2011 | reference | reference | 081e77ac-2c29-44ef-bea2-558033d29bbf | NECB2011 | RetailStripmall | Electricity | Electricity | CAN_BC_Vancouver.Intl.AP.718920_CWEC2016.epw | parametric |  | NECB_Default | NECB_Default | NECB_Default | NECB_Default | NECB_Default | NECB_Default | NECB_Default | NECB_Default | NECB_Default | NECB_Default | NECB_Default | NECB_Default | NECB_Default | NECB_Default | NECB_Default | NECB_Default | NECB_Default | NECB_Default | NECB_Default | NECB_Default | NECB_Default | NECB_Default | NECB_Default | NECB_Default | NECB_Default | NECB_Default | NECB_Default | NECB_Default | NECB_Default | NECB_Default | NECB_Default | NECB_Default | NECB_Default | NECB_Default | NECB_Default | NECB_Default | NECB_Default | NECB_Default | NECB_Default | NECB_Default | NECB_Default | NECB_Default | NECB_Default | NECB_Default | NECB_Default | aws_batch | 834599497928 | btap_private_cli |  | TRUE | TRUE |  |  | 53.0214 | 27.8555 | 52.876 | 114.4176 | 2090.32 | 3274.4664 | 40 | RetailStripmall |  |  | 5 | RetailStripmall | 1 |  | 1 | NECB2011 | 0.30241 | 10827.8493 | 223.2295 | 10.8677 | 111.1316 | 6.0503 | 628.8005 | 277.5215 | VANCOUVER | BRITISH COLUMBIA | 1.9892 | 0 | 0 | 1.9892 | 19.8644 | 0 | 0 | 19.8644 | 0 | 0.039793 | 0 | 0 | 0.70192 | 0.16977 | 0 | 0.19035 | 0.035196 | 0.25482 | 0 | 0 | 0.70192 | 0.011984 | 73.4134 | 0 | 40 | 0.757 | [5 empty] | 0.227 | 0.315 | 2.4 | 2.4 | 5 | Vancouver Intl AP | CAN | 42 | 2797 | 49.195 | -123.184 | 4 | 2800 | BC | CAN_BC_Vancouver.Intl.AP.718920_CWEC2016.epw | 0.70192 | 27.8555 | 53.0214 | 5.1348 | 17.7576 | FALSE | FALSE | FALSE | FALSE | 7.5708 | 5.2448 | 0 | 0.068536 | 0.00015722 | 25.05 | 0 | 435.9193 | 0.33705 | 0.00077318 | 123.19 | 0 | 0.70192 | 26.5 | 22.17 | 2.17 | 2 |  | https://s3.console.aws.amazon.com/s3/buckets/834599497928?region=ca-central-1&prefix=phylroy.lopez/reference/reference/output/081e77ac-2c29-44ef-bea2-558033d29bbf/ | 1.0.002
382 |  | TRUE | 237 | 0 | 0 | 789.5356 |  |  |  | 0.1 | 2021-09-22 20:08:10 +0000 | 438c2ebff | 0.2.14 | :adv_dx_units: NECB_Default :airloop_economizer_type: NECB_Default :algorithm_type: parametric :analysis_id: reference :analysis_name: reference :boiler_eff: NECB_Default :btap_batch_version: 1.0.002 :building_type: LargeOffice :chiller_type: NECB_Default :compute_environment: aws_batch :datapoint_id: 15dc3ee6-d91c-4648-87aa-cd52ccb8b646 :daylighting_type: NECB_Default :dcv_type: NECB_Default :door_construction_cond: NECB_Default :ecm_system_name: NECB_Default :electrical_loads_scale: NECB_Default :enable_costing: true :epw_file: CAN_AB_Edmonton.Intl.AP.711230_CWEC2016.epw :erv_package: NECB_Default :ext_floor_cond: NECB_Default :ext_roof_cond: NECB_Default :ext_wall_cond: NECB_Default :fdwr_set: NECB_Default :fixed_wind_solar_trans: NECB_Default :fixed_window_cond: NECB_Default :furnace_eff: NECB_Default :glass_door_cond: NECB_Default :glass_door_solar_trans: NECB_Default :ground_floor_cond: NECB_Default :ground_roof_cond: NECB_Default :ground_wall_cond: NECB_Default :image_name: btap_private_cli :infiltration_scale: NECB_Default :lights_scale: NECB_Default :lights_type: NECB_Default :nv_delta_temp_in_out: NECB_Default :nv_opening_fraction: NECB_Default :nv_temp_out_min: NECB_Default :nv_type: NECB_Default :oa_scale: NECB_Default :occupancy_loads_scale: NECB_Default :output_meters: [] :output_variables: [] :overhead_door_cond: NECB_Default :primary_heating_fuel: NaturalGas :pv_ground_azimuth_angle: NECB_Default :pv_ground_module_description: NECB_Default :pv_ground_tilt_angle: NECB_Default :pv_ground_total_area_pv_panels_m2: NECB_Default :pv_ground_type: NECB_Default :rotation_degrees: NECB_Default :run_annual_simulation: true :s3_bucket: '834599497928' :scale_x: NECB_Default :scale_y: NECB_Default :scale_z: NECB_Default :shw_eff: NECB_Default :skylight_cond: NECB_Default :skylight_solar_trans: NECB_Default :srr_set: NECB_Default :template: NECB2015 | reference | reference | 15dc3ee6-d91c-4648-87aa-cd52ccb8b646 | NECB2015 | LargeOffice | NaturalGas | Natural Gas | CAN_AB_Edmonton.Intl.AP.711230_CWEC2016.epw | parametric |  | NECB_Default | NECB_Default | NECB_Default | NECB_Default | NECB_Default | NECB_Default | NECB_Default | NECB_Default | NECB_Default | NECB_Default | NECB_Default | NECB_Default | NECB_Default | NECB_Default | NECB_Default | NECB_Default | NECB_Default | NECB_Default | NECB_Default | NECB_Default | NECB_Default | NECB_Default | NECB_Default | NECB_Default | NECB_Default | NECB_Default | NECB_Default | NECB_Default | NECB_Default | NECB_Default | NECB_Default | NECB_Default | NECB_Default | NECB_Default | NECB_Default | NECB_Default | NECB_Default | NECB_Default | NECB_Default | NECB_Default | NECB_Default | NECB_Default | NECB_Default | NECB_Default | NECB_Default | aws_batch | 834599497928 | btap_private_cli |  | TRUE | TRUE |  |  | 65.7476 | 8.0784 | 20.3302 | 69.846 | 46320.38 | 15152.6411 | 32.5 | LargeOffice |  |  | 0 | LargeOffice | 12 |  | 13 | NECB2015 | 0.085057 | 178146.0371 | 29.9163 | 46.7804 | 70.6808 | 1.9684 | 282.5442 | 133.1984 | EDMONTON | ALBERTA | 64.7392 | 7.8725 | 0 | 72.6117 | 6.1359 | 0.56163 | 0 | 6.6976 | 0 | 0.014007 | 0 | 0 | 0.295 | 0.068684 | 0 | 0.10193 | 0.09479 | 0.10387 | 0.15601 | 0.012745 | 0.45101 | 0.05408 | 32.3887 | 69.3227 | 32.5 | 0.757 |  | 0.284 |  |  |  | 0.162 | 0.21 | 2.2 |  | 0 | Edmonton Intl AP | CAN | 23 | 5588 | 53.31 | -113.579 | 7a | 5120 | AB | CAN_AB_Edmonton.Intl.AP.711230_CWEC2016.epw | 0.45101 | 8.0784 | 65.7476 | 20.0934 | 17.7591 | TRUE | TRUE | FALSE | FALSE | 13.0814 | 16.4776 | 0 | 0 | 0 | 0 | 2505.01 | 2192.0411 | 25.4096 | 0.011592 | 9287.2 | 0.00090435 | 0.45101 | 45 | 34.67 | 282.83 | 282.83 |  | https://s3.console.aws.amazon.com/s3/buckets/834599497928?region=ca-central-1&prefix=phylroy.lopez/reference/reference/output/15dc3ee6-d91c-4648-87aa-cd52ccb8b646/ | 1.0.002
383 |  | TRUE | 109 | 0 | 0 | 135.8748 |  |  |  | 0.1 | 2021-09-22 20:08:21 +0000 | 438c2ebff | 0.2.14 | :adv_dx_units: NECB_Default :airloop_economizer_type: NECB_Default :algorithm_type: parametric :analysis_id: reference :analysis_name: reference :boiler_eff: NECB_Default :btap_batch_version: 1.0.002 :building_type: RetailStripmall :chiller_type: NECB_Default :compute_environment: aws_batch :datapoint_id: 4e4ce3a5-7d06-478e-882e-728c9e4ca31a :daylighting_type: NECB_Default :dcv_type: NECB_Default :door_construction_cond: NECB_Default :ecm_system_name: NECB_Default :electrical_loads_scale: NECB_Default :enable_costing: true :epw_file: CAN_AB_Calgary.Intl.AP.718770_CWEC2016.epw :erv_package: NECB_Default :ext_floor_cond: NECB_Default :ext_roof_cond: NECB_Default :ext_wall_cond: NECB_Default :fdwr_set: NECB_Default :fixed_wind_solar_trans: NECB_Default :fixed_window_cond: NECB_Default :furnace_eff: NECB_Default :glass_door_cond: NECB_Default :glass_door_solar_trans: NECB_Default :ground_floor_cond: NECB_Default :ground_roof_cond: NECB_Default :ground_wall_cond: NECB_Default :image_name: btap_private_cli :infiltration_scale: NECB_Default :lights_scale: NECB_Default :lights_type: NECB_Default :nv_delta_temp_in_out: NECB_Default :nv_opening_fraction: NECB_Default :nv_temp_out_min: NECB_Default :nv_type: NECB_Default :oa_scale: NECB_Default :occupancy_loads_scale: NECB_Default :output_meters: [] :output_variables: [] :overhead_door_cond: NECB_Default :primary_heating_fuel: Electricity :pv_ground_azimuth_angle: NECB_Default :pv_ground_module_description: NECB_Default :pv_ground_tilt_angle: NECB_Default :pv_ground_total_area_pv_panels_m2: NECB_Default :pv_ground_type: NECB_Default :rotation_degrees: NECB_Default :run_annual_simulation: true :s3_bucket: '834599497928' :scale_x: NECB_Default :scale_y: NECB_Default :scale_z: NECB_Default :shw_eff: NECB_Default :skylight_cond: NECB_Default :skylight_solar_trans: NECB_Default :srr_set: NECB_Default :template: BTAPPRE1980 | reference | reference | 4e4ce3a5-7d06-478e-882e-728c9e4ca31a | BTAPPRE1980 | RetailStripmall | Electricity | Electricity | CAN_AB_Calgary.Intl.AP.718770_CWEC2016.epw | parametric |  | NECB_Default | NECB_Default | NECB_Default | NECB_Default | NECB_Default | NECB_Default | NECB_Default | NECB_Default | NECB_Default | NECB_Default | NECB_Default | NECB_Default | NECB_Default | NECB_Default | NECB_Default | NECB_Default | NECB_Default | NECB_Default | NECB_Default | NECB_Default | NECB_Default | NECB_Default | NECB_Default | NECB_Default | NECB_Default | NECB_Default | NECB_Default | NECB_Default | NECB_Default | NECB_Default | NECB_Default | NECB_Default | NECB_Default | NECB_Default | NECB_Default | NECB_Default | NECB_Default | NECB_Default | NECB_Default | NECB_Default | NECB_Default | NECB_Default | NECB_Default | NECB_Default | NECB_Default | aws_batch | 834599497928 | btap_private_cli |  | TRUE | TRUE |  |  | 180.7517 | 23.2798 | 185.3889 | 238.3434 | 2090.32 | 3274.4664 | 14.4 | RetailStripmall |  |  | 0 | RetailStripmall | 1 |  | 1 | BTAPPRE1980 | 0.30241 | 10827.8493 | 0.48653 | 21.5668 | 121.3775 | 6.1484 | 360.0431 | 210.4639 | CALGARY | ALBERTA | 251.9502 | 0 | 0 | 251.9502 | 23.8796 | 0 | 0 | 23.8796 | 0 | 0.026187 | 0 | 0 | 1.1481 | 0.15124 | 0 | 0.6674 | 0.035196 | 0.25482 | 0 | 0 | 1.1481 | 0.013213 | 200.4612 | 0 | 14.4 | 0.678 |  |  | 2.95 |  |  | 0.227 | 0.772 | 2.95 |  | 0 | Calgary Intl AP | CAN | 64 | 4781 | 51.114 | -114.02 | 7a | 5000 | AB | CAN_AB_Calgary.Intl.AP.718770_CWEC2016.epw | 1.1481 | 23.2798 | 180.7517 | 5.4568 | 17.7714 | FALSE | FALSE | FALSE | FALSE | 9.2252 | 13.121 | 0 | 0.075568 | 0.00021669 | 27.62 | 0 | 348.7361 | 0.33705 | 0.00096648 | 123.19 | 0 | 1.1481 | 6.5 | 6.5 | 0.33 | 0.33 |  | https://s3.console.aws.amazon.com/s3/buckets/834599497928?region=ca-central-1&prefix=phylroy.lopez/reference/reference/output/4e4ce3a5-7d06-478e-882e-728c9e4ca31a/ | 1.0.002
384 |  | TRUE | 48 | 0 | 0 | 67.4513 |  |  |  | 0.1 | 2021-09-22 20:09:00 +0000 | 438c2ebff | 0.2.14 | :adv_dx_units: NECB_Default :airloop_economizer_type: NECB_Default :algorithm_type: parametric :analysis_id: reference :analysis_name: reference :boiler_eff: NECB_Default :btap_batch_version: 1.0.002 :building_type: FullServiceRestaurant :chiller_type: NECB_Default :compute_environment: aws_batch :datapoint_id: 99d13456-94f6-4b1e-adeb-9681c4e347a5 :daylighting_type: NECB_Default :dcv_type: NECB_Default :door_construction_cond: NECB_Default :ecm_system_name: NECB_Default :electrical_loads_scale: NECB_Default :enable_costing: true :epw_file: CAN_AB_Edmonton.Intl.AP.711230_CWEC2016.epw :erv_package: NECB_Default :ext_floor_cond: NECB_Default :ext_roof_cond: NECB_Default :ext_wall_cond: NECB_Default :fdwr_set: NECB_Default :fixed_wind_solar_trans: NECB_Default :fixed_window_cond: NECB_Default :furnace_eff: NECB_Default :glass_door_cond: NECB_Default :glass_door_solar_trans: NECB_Default :ground_floor_cond: NECB_Default :ground_roof_cond: NECB_Default :ground_wall_cond: NECB_Default :image_name: btap_private_cli :infiltration_scale: NECB_Default :lights_scale: NECB_Default :lights_type: NECB_Default :nv_delta_temp_in_out: NECB_Default :nv_opening_fraction: NECB_Default :nv_temp_out_min: NECB_Default :nv_type: NECB_Default :oa_scale: NECB_Default :occupancy_loads_scale: NECB_Default :output_meters: [] :output_variables: [] :overhead_door_cond: NECB_Default :primary_heating_fuel: Electricity :pv_ground_azimuth_angle: NECB_Default :pv_ground_module_description: NECB_Default :pv_ground_tilt_angle: NECB_Default :pv_ground_total_area_pv_panels_m2: NECB_Default :pv_ground_type: NECB_Default :rotation_degrees: NECB_Default :run_annual_simulation: true :s3_bucket: '834599497928' :scale_x: NECB_Default :scale_y: NECB_Default :scale_z: NECB_Default :shw_eff: NECB_Default :skylight_cond: NECB_Default :skylight_solar_trans: NECB_Default :srr_set: NECB_Default :template: BTAP1980TO2010 | reference | reference | 99d13456-94f6-4b1e-adeb-9681c4e347a5 | BTAP1980TO2010 | FullServiceRestaurant | Electricity | Electricity | CAN_AB_Edmonton.Intl.AP.711230_CWEC2016.epw | parametric |  | NECB_Default | NECB_Default | NECB_Default | NECB_Default | NECB_Default | NECB_Default | NECB_Default | NECB_Default | NECB_Default | NECB_Default | NECB_Default | NECB_Default | NECB_Default | NECB_Default | NECB_Default | NECB_Default | NECB_Default | NECB_Default | NECB_Default | NECB_Default | NECB_Default | NECB_Default | NECB_Default | NECB_Default | NECB_Default | NECB_Default | NECB_Default | NECB_Default | NECB_Default | NECB_Default | NECB_Default | NECB_Default | NECB_Default | NECB_Default | NECB_Default | NECB_Default | NECB_Default | NECB_Default | NECB_Default | NECB_Default | NECB_Default | NECB_Default | NECB_Default | NECB_Default | NECB_Default | aws_batch | 834599497928 | btap_private_cli |  | TRUE | TRUE |  |  | 335.6323 | 27.9892 | 576.6192 | 702.3596 | 511.15 | 845.2233 | 17.1 | FullServiceRestaurant |  |  | 0 | FullServiceRestaurant | 1 |  | 1 | BTAP1980TO2010 | 0.35452 | 2384.1067 | 0.75254 | 15.8614 | 70.6812 | 32.0501 | 465.0567 | 345.7115 | EDMONTON | ALBERTA | 611.8751 | 0 | 0 | 611.8751 | 57.993 | 0 | 0 | 57.993 | 0 | 0.015886 | 0 | 0 | 2.7881 | 0.26658 | 0 | 2.0758 | 0.067162 | 0.19249 | 0 | 0 | 2.7881 | 0.1702 | 367.7774 | 0 | 17.1 | 0.678 | [5 empty] | 0.227 | 0.346 | 2.95 |  | 0 | Edmonton Intl AP | CAN | 23 | 5588 | 53.31 | -113.579 | 7a | 5120 | AB | CAN_AB_Edmonton.Intl.AP.711230_CWEC2016.epw | 2.7881 | 27.9892 | 335.6323 | 5.0047 | 17.3259 | TRUE | FALSE | FALSE | FALSE | 10.2931 | 19.7681 | 0 | 0.23803 | 0.0053911 | 87 | 0 | 44.1525 | 1.0393 | 0.023539 | 379.87 | 0 | 2.7881 | 0.5 | 0 | 0 | 0 |  | https://s3.console.aws.amazon.com/s3/buckets/834599497928?region=ca-central-1&prefix=phylroy.lopez/reference/reference/output/99d13456-94f6-4b1e-adeb-9681c4e347a5/ | 1.0.002
385 |  | TRUE | 253 | 0 | 0 | 789.6171 |  |  |  | 0.1 | 2021-09-22 20:08:49 +0000 | 438c2ebff | 0.2.14 | :adv_dx_units: NECB_Default :airloop_economizer_type: NECB_Default :algorithm_type: parametric :analysis_id: reference :analysis_name: reference :boiler_eff: NECB_Default :btap_batch_version: 1.0.002 :building_type: LargeOffice :chiller_type: NECB_Default :compute_environment: aws_batch :datapoint_id: 7ad6a8c2-cb76-4a67-ad53-fb1e1cfe8a19 :daylighting_type: NECB_Default :dcv_type: NECB_Default :door_construction_cond: NECB_Default :ecm_system_name: NECB_Default :electrical_loads_scale: NECB_Default :enable_costing: true :epw_file: CAN_BC_Vancouver.Intl.AP.718920_CWEC2016.epw :erv_package: NECB_Default :ext_floor_cond: NECB_Default :ext_roof_cond: NECB_Default :ext_wall_cond: NECB_Default :fdwr_set: NECB_Default :fixed_wind_solar_trans: NECB_Default :fixed_window_cond: NECB_Default :furnace_eff: NECB_Default :glass_door_cond: NECB_Default :glass_door_solar_trans: NECB_Default :ground_floor_cond: NECB_Default :ground_roof_cond: NECB_Default :ground_wall_cond: NECB_Default :image_name: btap_private_cli :infiltration_scale: NECB_Default :lights_scale: NECB_Default :lights_type: NECB_Default :nv_delta_temp_in_out: NECB_Default :nv_opening_fraction: NECB_Default :nv_temp_out_min: NECB_Default :nv_type: NECB_Default :oa_scale: NECB_Default :occupancy_loads_scale: NECB_Default :output_meters: [] :output_variables: [] :overhead_door_cond: NECB_Default :primary_heating_fuel: NaturalGas :pv_ground_azimuth_angle: NECB_Default :pv_ground_module_description: NECB_Default :pv_ground_tilt_angle: NECB_Default :pv_ground_total_area_pv_panels_m2: NECB_Default :pv_ground_type: NECB_Default :rotation_degrees: NECB_Default :run_annual_simulation: true :s3_bucket: '834599497928' :scale_x: NECB_Default :scale_y: NECB_Default :scale_z: NECB_Default :shw_eff: NECB_Default :skylight_cond: NECB_Default :skylight_solar_trans: NECB_Default :srr_set: NECB_Default :template: NECB2015 | reference | reference | 7ad6a8c2-cb76-4a67-ad53-fb1e1cfe8a19 | NECB2015 | LargeOffice | NaturalGas | Natural Gas | CAN_BC_Vancouver.Intl.AP.718920_CWEC2016.epw | parametric |  | NECB_Default | NECB_Default | NECB_Default | NECB_Default | NECB_Default | NECB_Default | NECB_Default | NECB_Default | NECB_Default | NECB_Default | NECB_Default | NECB_Default | NECB_Default | NECB_Default | NECB_Default | NECB_Default | NECB_Default | NECB_Default | NECB_Default | NECB_Default | NECB_Default | NECB_Default | NECB_Default | NECB_Default | NECB_Default | NECB_Default | NECB_Default | NECB_Default | NECB_Default | NECB_Default | NECB_Default | NECB_Default | NECB_Default | NECB_Default | NECB_Default | NECB_Default | NECB_Default | NECB_Default | NECB_Default | NECB_Default | NECB_Default | NECB_Default | NECB_Default | NECB_Default | NECB_Default | aws_batch | 834599497928 | btap_private_cli |  | TRUE | TRUE |  |  | 27.6802 | 8.3509 | 10.3814 | 54.7834 | 46320.38 | 15152.6411 | 40 | LargeOffice |  |  | 0 | LargeOffice | 12 |  | 13 | NECB2015 | 0.085057 | 178146.0371 | 27.8653 | 36.1524 | 63.3242 | 1.9535 | 254.8399 | 125.5446 | VANCOUVER | BRITISH COLUMBIA | 0.84672 | 4.9556 | 0 | 5.8023 | 8.4553 | 1.1117 | 0 | 9.5671 | 0 | 0.017774 | 0 | 0 | 0.29877 | 0.067426 | 0 | 0.05191 | 0.09479 | 0.10387 | 0.098297 | 0.013724 | 0.39707 | 0.046387 | 32.4407 | 27.6856 | 40 | 0.757 |  | 0.568 |  |  |  | 0.227 | 0.315 | 2.4 |  | 0 | Vancouver Intl AP | CAN | 42 | 2797 | 49.195 | -123.184 | 4 | 2800 | BC | CAN_BC_Vancouver.Intl.AP.718920_CWEC2016.epw | 0.39707 | 8.3509 | 27.6802 | 20.0637 | 23.7489 | TRUE | TRUE | TRUE | FALSE | 12.4809 | 9.2642 | 0 | 0 | 0 | 0 | 2148.65 | 2318.7204 | 25.4096 | 0.010958 | 9287.2 | 0.0011954 | 0.39707 | 105.5 | 91.5 | 336.67 | 335.5 |  | https://s3.console.aws.amazon.com/s3/buckets/834599497928?region=ca-central-1&prefix=phylroy.lopez/reference/reference/output/7ad6a8c2-cb76-4a67-ad53-fb1e1cfe8a19/ | 1.0.002
386 |  | TRUE | 107 | 0 | 0 | 135.9433 |  |  |  | 0.1 | 2021-09-22 20:08:51 +0000 | 438c2ebff | 0.2.14 | :adv_dx_units: NECB_Default :airloop_economizer_type: NECB_Default :algorithm_type: parametric :analysis_id: reference :analysis_name: reference :boiler_eff: NECB_Default :btap_batch_version: 1.0.002 :building_type: RetailStripmall :chiller_type: NECB_Default :compute_environment: aws_batch :datapoint_id: 801652e1-c052-4a46-afa6-a40bc90cb264 :daylighting_type: NECB_Default :dcv_type: NECB_Default :door_construction_cond: NECB_Default :ecm_system_name: NECB_Default :electrical_loads_scale: NECB_Default :enable_costing: true :epw_file: CAN_NS_Halifax.Dockyard.713280_CWEC2016.epw :erv_package: NECB_Default :ext_floor_cond: NECB_Default :ext_roof_cond: NECB_Default :ext_wall_cond: NECB_Default :fdwr_set: NECB_Default :fixed_wind_solar_trans: NECB_Default :fixed_window_cond: NECB_Default :furnace_eff: NECB_Default :glass_door_cond: NECB_Default :glass_door_solar_trans: NECB_Default :ground_floor_cond: NECB_Default :ground_roof_cond: NECB_Default :ground_wall_cond: NECB_Default :image_name: btap_private_cli :infiltration_scale: NECB_Default :lights_scale: NECB_Default :lights_type: NECB_Default :nv_delta_temp_in_out: NECB_Default :nv_opening_fraction: NECB_Default :nv_temp_out_min: NECB_Default :nv_type: NECB_Default :oa_scale: NECB_Default :occupancy_loads_scale: NECB_Default :output_meters: [] :output_variables: [] :overhead_door_cond: NECB_Default :primary_heating_fuel: Electricity :pv_ground_azimuth_angle: NECB_Default :pv_ground_module_description: NECB_Default :pv_ground_tilt_angle: NECB_Default :pv_ground_total_area_pv_panels_m2: NECB_Default :pv_ground_type: NECB_Default :rotation_degrees: NECB_Default :run_annual_simulation: true :s3_bucket: '834599497928' :scale_x: NECB_Default :scale_y: NECB_Default :scale_z: NECB_Default :shw_eff: NECB_Default :skylight_cond: NECB_Default :skylight_solar_trans: NECB_Default :srr_set: NECB_Default :template: BTAP1980TO2010 | reference | reference | 801652e1-c052-4a46-afa6-a40bc90cb264 | BTAP1980TO2010 | RetailStripmall | Electricity | Electricity | CAN_NS_Halifax.Dockyard.713280_CWEC2016.epw | parametric |  | NECB_Default | NECB_Default | NECB_Default | NECB_Default | NECB_Default | NECB_Default | NECB_Default | NECB_Default | NECB_Default | NECB_Default | NECB_Default | NECB_Default | NECB_Default | NECB_Default | NECB_Default | NECB_Default | NECB_Default | NECB_Default | NECB_Default | NECB_Default | NECB_Default | NECB_Default | NECB_Default | NECB_Default | NECB_Default | NECB_Default | NECB_Default | NECB_Default | NECB_Default | NECB_Default | NECB_Default | NECB_Default | NECB_Default | NECB_Default | NECB_Default | NECB_Default | NECB_Default | NECB_Default | NECB_Default | NECB_Default | NECB_Default | NECB_Default | NECB_Default | NECB_Default | NECB_Default | aws_batch | 834599497928 | btap_private_cli |  | TRUE | TRUE |  |  | 132.3889 | 20.3233 | 164.3409 | 207.3287 | 2090.32 | 3274.4664 | 14.4 | RetailStripmall |  |  | 0 | RetailStripmall | 1 |  | 1 | BTAP1980TO2010 | 0.30241 | 10827.8493 | 0.47355 | 19.3 | 122.0969 | 6.1017 | 339.6617 | 191.6895 | HALIFAX | NOVA SCOTIA | 210.1671 | 0 | 0 | 210.1671 | 41.2177 | 0 | 0 | 41.2177 | 0 | 0.024757 | 0 | 0 | 1.0364 | 0.11749 | 0 | 0.59163 | 0.035196 | 0.25482 | 0 | 0 | 1.0364 | 0.0125 | 158.407 | 0 | 14.4 | 0.678 |  |  | 2.95 |  |  | 0.267 | 0.426 | 2.95 |  | 0 | Halifax Dockyard | CAN | 112 | 3647 | 44.655 | -63.577 | 6 | 4000 | NS | CAN_NS_Halifax.Dockyard.713280_CWEC2016.epw | 1.0364 | 20.3233 | 132.3889 | 6.5328 | 16.2531 | FALSE | FALSE | FALSE | FALSE | 5.0676 | 4.7809 | 0 | 0.071491 | 0.000205 | 26.13 | 0 | 348.7361 | 0.33705 | 0.00096648 | 123.19 | 0 | 1.0364 | 0 | 0 | 1 | 1 |  | https://s3.console.aws.amazon.com/s3/buckets/834599497928?region=ca-central-1&prefix=phylroy.lopez/reference/reference/output/801652e1-c052-4a46-afa6-a40bc90cb264/ | 1.0.002
387 |  | TRUE | 105 | 0 | 0 | 133.4562 |  |  |  | 0.1 | 2021-09-22 20:09:00 +0000 | 438c2ebff | 0.2.14 | :adv_dx_units: NECB_Default :airloop_economizer_type: NECB_Default :algorithm_type: parametric :analysis_id: reference :analysis_name: reference :boiler_eff: NECB_Default :btap_batch_version: 1.0.002 :building_type: RetailStripmall :chiller_type: NECB_Default :compute_environment: aws_batch :datapoint_id: a6021ced-5cac-4da6-a539-7f3bab21cfbf :daylighting_type: NECB_Default :dcv_type: NECB_Default :door_construction_cond: NECB_Default :ecm_system_name: NECB_Default :electrical_loads_scale: NECB_Default :enable_costing: true :epw_file: CAN_YT_Whitehorse.Intl.AP.719640_CWEC2016.epw :erv_package: NECB_Default :ext_floor_cond: NECB_Default :ext_roof_cond: NECB_Default :ext_wall_cond: NECB_Default :fdwr_set: NECB_Default :fixed_wind_solar_trans: NECB_Default :fixed_window_cond: NECB_Default :furnace_eff: NECB_Default :glass_door_cond: NECB_Default :glass_door_solar_trans: NECB_Default :ground_floor_cond: NECB_Default :ground_roof_cond: NECB_Default :ground_wall_cond: NECB_Default :image_name: btap_private_cli :infiltration_scale: NECB_Default :lights_scale: NECB_Default :lights_type: NECB_Default :nv_delta_temp_in_out: NECB_Default :nv_opening_fraction: NECB_Default :nv_temp_out_min: NECB_Default :nv_type: NECB_Default :oa_scale: NECB_Default :occupancy_loads_scale: NECB_Default :output_meters: [] :output_variables: [] :overhead_door_cond: NECB_Default :primary_heating_fuel: Electricity :pv_ground_azimuth_angle: NECB_Default :pv_ground_module_description: NECB_Default :pv_ground_tilt_angle: NECB_Default :pv_ground_total_area_pv_panels_m2: NECB_Default :pv_ground_type: NECB_Default :rotation_degrees: NECB_Default :run_annual_simulation: true :s3_bucket: '834599497928' :scale_x: NECB_Default :scale_y: NECB_Default :scale_z: NECB_Default :shw_eff: NECB_Default :skylight_cond: NECB_Default :skylight_solar_trans: NECB_Default :srr_set: NECB_Default :template: NECB2011 | reference | reference | a6021ced-5cac-4da6-a539-7f3bab21cfbf | NECB2011 | RetailStripmall | Electricity | Electricity | CAN_YT_Whitehorse.Intl.AP.719640_CWEC2016.epw | parametric |  | NECB_Default | NECB_Default | NECB_Default | NECB_Default | NECB_Default | NECB_Default | NECB_Default | NECB_Default | NECB_Default | NECB_Default | NECB_Default | NECB_Default | NECB_Default | NECB_Default | NECB_Default | NECB_Default | NECB_Default | NECB_Default | NECB_Default | NECB_Default | NECB_Default | NECB_Default | NECB_Default | NECB_Default | NECB_Default | NECB_Default | NECB_Default | NECB_Default | NECB_Default | NECB_Default | NECB_Default | NECB_Default | NECB_Default | NECB_Default | NECB_Default | NECB_Default | NECB_Default | NECB_Default | NECB_Default | NECB_Default | NECB_Default | NECB_Default | NECB_Default | NECB_Default | NECB_Default | aws_batch | 834599497928 | btap_private_cli |  | TRUE | TRUE |  |  | 123.0846 | 23.3987 | 104.4829 | 153.0215 | 2090.32 | 3274.4664 | 22.8 | RetailStripmall |  |  | 5 | RetailStripmall | 1 |  | 1 | NECB2011 | 0.30241 | 10827.8493 | 191.7161 | 11.4661 | 106.5155 | 5.8711 | 571.1502 | 255.5813 | WHITEHORSE | YUKON | 13.1757 | 0 | 0 | 13.1757 | 30.174 | 0 | 0 | 30.174 | 0 | 0.012175 | 0 | 0 | 0.84711 | 0.14845 | 0.0062144 | 0.37614 | 0.035196 | 0.25482 | 0 | 0 | 0.84711 | 0.014108 | 143.4281 | 0 | 22.8 | 0.757 | [5 empty] | 0.162 | 0.21 | 2.2 | 2.2 | 5 | Whitehorse Intl AP | CAN | 5 | 6491 | 60.709 | -135.069 | 7b | 6580 | YT | CAN_YT_Whitehorse.Intl.AP.719640_CWEC2016.epw | 0.84711 | 23.3987 | 123.0846 | 6.8688 | 13.4303 | TRUE | FALSE | FALSE | FALSE | 4.9036 | 16.855 | 0 | 0.080684 | 0.00018509 | 29.49 | 0 | 435.9193 | 0.33705 | 0.00077318 | 123.19 | 0 | 0.84711 | 15 | 7.5 | 2.83 | 2.83 |  | https://s3.console.aws.amazon.com/s3/buckets/834599497928?region=ca-central-1&prefix=phylroy.lopez/reference/reference/output/a6021ced-5cac-4da6-a539-7f3bab21cfbf/ | 1.0.002
388 |  | TRUE | 102 | 0 | 0 | 134.9459 |  |  |  | 0.1 | 2021-09-22 20:08:56 +0000 | 438c2ebff | 0.2.14 | :adv_dx_units: NECB_Default :airloop_economizer_type: NECB_Default :algorithm_type: parametric :analysis_id: reference :analysis_name: reference :boiler_eff: NECB_Default :btap_batch_version: 1.0.002 :building_type: RetailStripmall :chiller_type: NECB_Default :compute_environment: aws_batch :datapoint_id: 039e687d-90eb-4e85-ac4e-817899b9cf64 :daylighting_type: NECB_Default :dcv_type: NECB_Default :door_construction_cond: NECB_Default :ecm_system_name: NECB_Default :electrical_loads_scale: NECB_Default :enable_costing: true :epw_file: CAN_NS_Halifax.Dockyard.713280_CWEC2016.epw :erv_package: NECB_Default :ext_floor_cond: NECB_Default :ext_roof_cond: NECB_Default :ext_wall_cond: NECB_Default :fdwr_set: NECB_Default :fixed_wind_solar_trans: NECB_Default :fixed_window_cond: NECB_Default :furnace_eff: NECB_Default :glass_door_cond: NECB_Default :glass_door_solar_trans: NECB_Default :ground_floor_cond: NECB_Default :ground_roof_cond: NECB_Default :ground_wall_cond: NECB_Default :image_name: btap_private_cli :infiltration_scale: NECB_Default :lights_scale: NECB_Default :lights_type: NECB_Default :nv_delta_temp_in_out: NECB_Default :nv_opening_fraction: NECB_Default :nv_temp_out_min: NECB_Default :nv_type: NECB_Default :oa_scale: NECB_Default :occupancy_loads_scale: NECB_Default :output_meters: [] :output_variables: [] :overhead_door_cond: NECB_Default :primary_heating_fuel: Electricity :pv_ground_azimuth_angle: NECB_Default :pv_ground_module_description: NECB_Default :pv_ground_tilt_angle: NECB_Default :pv_ground_total_area_pv_panels_m2: NECB_Default :pv_ground_type: NECB_Default :rotation_degrees: NECB_Default :run_annual_simulation: true :s3_bucket: '834599497928' :scale_x: NECB_Default :scale_y: NECB_Default :scale_z: NECB_Default :shw_eff: NECB_Default :skylight_cond: NECB_Default :skylight_solar_trans: NECB_Default :srr_set: NECB_Default :template: NECB2011 | reference | reference | 039e687d-90eb-4e85-ac4e-817899b9cf64 | NECB2011 | RetailStripmall | Electricity | Electricity | CAN_NS_Halifax.Dockyard.713280_CWEC2016.epw | parametric |  | NECB_Default | NECB_Default | NECB_Default | NECB_Default | NECB_Default | NECB_Default | NECB_Default | NECB_Default | NECB_Default | NECB_Default | NECB_Default | NECB_Default | NECB_Default | NECB_Default | NECB_Default | NECB_Default | NECB_Default | NECB_Default | NECB_Default | NECB_Default | NECB_Default | NECB_Default | NECB_Default | NECB_Default | NECB_Default | NECB_Default | NECB_Default | NECB_Default | NECB_Default | NECB_Default | NECB_Default | NECB_Default | NECB_Default | NECB_Default | NECB_Default | NECB_Default | NECB_Default | NECB_Default | NECB_Default | NECB_Default | NECB_Default | NECB_Default | NECB_Default | NECB_Default | NECB_Default | aws_batch | 834599497928 | btap_private_cli |  | TRUE | TRUE |  |  | 82.0402 | 29.5022 | 70.5846 | 132.8717 | 2090.32 | 3274.4664 | 40 | RetailStripmall |  |  | 5 | RetailStripmall | 1 |  | 1 | NECB2011 | 0.30241 | 10827.8493 | 216.6414 | 12.7268 | 122.0969 | 6.1017 | 637.438 | 279.8713 | HALIFAX | NOVA SCOTIA | 155.8114 | 0 | 0 | 155.8114 | 30.5575 | 0 | 0 | 30.5575 | 0 | 0.04262 | 0 | 0 | 0.76836 | 0.16911 | 0 | 0.2541 | 0.035196 | 0.25482 | 0 | 0 | 0.76836 | 0.0125 | 104.8939 | 0 | 40 | 0.757 | [5 empty] | 0.183 | 0.247 | 2.2 | 2.2 | 5 | Halifax Dockyard | CAN | 112 | 3647 | 44.655 | -63.577 | 6 | 4000 | NS | CAN_NS_Halifax.Dockyard.713280_CWEC2016.epw | 0.76836 | 29.5022 | 82.0402 | 6.5328 | 16.2531 | FALSE | FALSE | FALSE | FALSE | 5.0676 | 4.7809 | 0 | 0.071491 | 0.000164 | 26.13 | 0 | 435.9193 | 0.33705 | 0.00077318 | 123.19 | 0 | 0.76836 | 24.83 | 19.67 | 0.33 | 0.33 |  | https://s3.console.aws.amazon.com/s3/buckets/834599497928?region=ca-central-1&prefix=phylroy.lopez/reference/reference/output/039e687d-90eb-4e85-ac4e-817899b9cf64/ | 1.0.002
389 |  | TRUE | 100 | 0 | 0 | 132.5764 |  |  |  | 0.1 | 2021-09-22 20:08:33 +0000 | 438c2ebff | 0.2.14 | :adv_dx_units: NECB_Default :airloop_economizer_type: NECB_Default :algorithm_type: parametric :analysis_id: reference :analysis_name: reference :boiler_eff: NECB_Default :btap_batch_version: 1.0.002 :building_type: RetailStripmall :chiller_type: NECB_Default :compute_environment: aws_batch :datapoint_id: 90dcd404-4bc0-49b1-9847-6937e04f0075 :daylighting_type: NECB_Default :dcv_type: NECB_Default :door_construction_cond: NECB_Default :ecm_system_name: NECB_Default :electrical_loads_scale: NECB_Default :enable_costing: true :epw_file: CAN_NS_Halifax.Dockyard.713280_CWEC2016.epw :erv_package: NECB_Default :ext_floor_cond: NECB_Default :ext_roof_cond: NECB_Default :ext_wall_cond: NECB_Default :fdwr_set: NECB_Default :fixed_wind_solar_trans: NECB_Default :fixed_window_cond: NECB_Default :furnace_eff: NECB_Default :glass_door_cond: NECB_Default :glass_door_solar_trans: NECB_Default :ground_floor_cond: NECB_Default :ground_roof_cond: NECB_Default :ground_wall_cond: NECB_Default :image_name: btap_private_cli :infiltration_scale: NECB_Default :lights_scale: NECB_Default :lights_type: NECB_Default :nv_delta_temp_in_out: NECB_Default :nv_opening_fraction: NECB_Default :nv_temp_out_min: NECB_Default :nv_type: NECB_Default :oa_scale: NECB_Default :occupancy_loads_scale: NECB_Default :output_meters: [] :output_variables: [] :overhead_door_cond: NECB_Default :primary_heating_fuel: NaturalGas :pv_ground_azimuth_angle: NECB_Default :pv_ground_module_description: NECB_Default :pv_ground_tilt_angle: NECB_Default :pv_ground_total_area_pv_panels_m2: NECB_Default :pv_ground_type: NECB_Default :rotation_degrees: NECB_Default :run_annual_simulation: true :s3_bucket: '834599497928' :scale_x: NECB_Default :scale_y: NECB_Default :scale_z: NECB_Default :shw_eff: NECB_Default :skylight_cond: NECB_Default :skylight_solar_trans: NECB_Default :srr_set: NECB_Default :template: NECB2015 | reference | reference | 90dcd404-4bc0-49b1-9847-6937e04f0075 | NECB2015 | RetailStripmall | NaturalGas | Natural Gas | CAN_NS_Halifax.Dockyard.713280_CWEC2016.epw | parametric |  | NECB_Default | NECB_Default | NECB_Default | NECB_Default | NECB_Default | NECB_Default | NECB_Default | NECB_Default | NECB_Default | NECB_Default | NECB_Default | NECB_Default | NECB_Default | NECB_Default | NECB_Default | NECB_Default | NECB_Default | NECB_Default | NECB_Default | NECB_Default | NECB_Default | NECB_Default | NECB_Default | NECB_Default | NECB_Default | NECB_Default | NECB_Default | NECB_Default | NECB_Default | NECB_Default | NECB_Default | NECB_Default | NECB_Default | NECB_Default | NECB_Default | NECB_Default | NECB_Default | NECB_Default | NECB_Default | NECB_Default | NECB_Default | NECB_Default | NECB_Default | NECB_Default | NECB_Default | aws_batch | 834599497928 | btap_private_cli |  | TRUE | TRUE |  |  | 112.2506 | 29.6803 | 74.7413 | 165.8199 | 2090.32 | 3274.4664 | 40 | RetailStripmall |  |  | 5 | RetailStripmall | 1 |  | 1 | NECB2015 | 0.30241 | 10827.8493 | 216.6414 | 46.6325 | 122.0969 | 6.0592 | 634.7583 | 243.3282 | HALIFAX | NOVA SCOTIA | 95.5885 | 19.205 | 0 | 114.7936 | 18.7467 | 4.8475 | 0 | 23.5942 | 0 | 0.042242 | 0 | 0 | 0.47138 | 0.16671 | 0 | 0.37036 | 0.036162 | 0.22421 | 0.38595 | 0.0020475 | 0.85733 | 0.015591 | 55.5645 | 112.8045 | 40 | 0.757 | [5 empty] | 0.183 | 0.247 | 2.2 | 2.2 | 5 | Halifax Dockyard | CAN | 112 | 3647 | 44.655 | -63.577 | 6 | 4000 | NS | CAN_NS_Halifax.Dockyard.713280_CWEC2016.epw | 0.85733 | 29.6803 | 112.2506 | 6.5328 | 16.2531 | FALSE | FALSE | FALSE | FALSE | 5.0668 | 4.7794 | 0 | 0 | 0 | 0 | 32.59 | 435.6285 | 0.35319 | 0.00081075 | 129.09 | 0 | 0.85733 | 18.5 | 17.5 | 13.67 | 13.67 |  | https://s3.console.aws.amazon.com/s3/buckets/834599497928?region=ca-central-1&prefix=phylroy.lopez/reference/reference/output/90dcd404-4bc0-49b1-9847-6937e04f0075/ | 1.0.002
390 |  | TRUE | 239 | 0 | 0 | 791.4682 |  |  |  | 0.1 | 2021-09-22 20:08:43 +0000 | 438c2ebff | 0.2.14 | :adv_dx_units: NECB_Default :airloop_economizer_type: NECB_Default :algorithm_type: parametric :analysis_id: reference :analysis_name: reference :boiler_eff: NECB_Default :btap_batch_version: 1.0.002 :building_type: LargeOffice :chiller_type: NECB_Default :compute_environment: aws_batch :datapoint_id: 82ebe27d-4826-4d27-b2eb-077b07c0985c :daylighting_type: NECB_Default :dcv_type: NECB_Default :door_construction_cond: NECB_Default :ecm_system_name: NECB_Default :electrical_loads_scale: NECB_Default :enable_costing: true :epw_file: CAN_ON_Toronto.Pearson.Intl.AP.716240_CWEC2016.epw :erv_package: NECB_Default :ext_floor_cond: NECB_Default :ext_roof_cond: NECB_Default :ext_wall_cond: NECB_Default :fdwr_set: NECB_Default :fixed_wind_solar_trans: NECB_Default :fixed_window_cond: NECB_Default :furnace_eff: NECB_Default :glass_door_cond: NECB_Default :glass_door_solar_trans: NECB_Default :ground_floor_cond: NECB_Default :ground_roof_cond: NECB_Default :ground_wall_cond: NECB_Default :image_name: btap_private_cli :infiltration_scale: NECB_Default :lights_scale: NECB_Default :lights_type: NECB_Default :nv_delta_temp_in_out: NECB_Default :nv_opening_fraction: NECB_Default :nv_temp_out_min: NECB_Default :nv_type: NECB_Default :oa_scale: NECB_Default :occupancy_loads_scale: NECB_Default :output_meters: [] :output_variables: [] :overhead_door_cond: NECB_Default :primary_heating_fuel: NaturalGas :pv_ground_azimuth_angle: NECB_Default :pv_ground_module_description: NECB_Default :pv_ground_tilt_angle: NECB_Default :pv_ground_total_area_pv_panels_m2: NECB_Default :pv_ground_type: NECB_Default :rotation_degrees: NECB_Default :run_annual_simulation: true :s3_bucket: '834599497928' :scale_x: NECB_Default :scale_y: NECB_Default :scale_z: NECB_Default :shw_eff: NECB_Default :skylight_cond: NECB_Default :skylight_solar_trans: NECB_Default :srr_set: NECB_Default :template: NECB2015 | reference | reference | 82ebe27d-4826-4d27-b2eb-077b07c0985c | NECB2015 | LargeOffice | NaturalGas | Natural Gas | CAN_ON_Toronto.Pearson.Intl.AP.716240_CWEC2016.epw | parametric |  | NECB_Default | NECB_Default | NECB_Default | NECB_Default | NECB_Default | NECB_Default | NECB_Default | NECB_Default | NECB_Default | NECB_Default | NECB_Default | NECB_Default | NECB_Default | NECB_Default | NECB_Default | NECB_Default | NECB_Default | NECB_Default | NECB_Default | NECB_Default | NECB_Default | NECB_Default | NECB_Default | NECB_Default | NECB_Default | NECB_Default | NECB_Default | NECB_Default | NECB_Default | NECB_Default | NECB_Default | NECB_Default | NECB_Default | NECB_Default | NECB_Default | NECB_Default | NECB_Default | NECB_Default | NECB_Default | NECB_Default | NECB_Default | NECB_Default | NECB_Default | NECB_Default | NECB_Default | aws_batch | 834599497928 | btap_private_cli |  | TRUE | TRUE |  |  | 57.4487 | 10.9693 | 15.7934 | 67.7679 | 46320.38 | 15152.6411 | 40 | LargeOffice |  |  | 0 | LargeOffice | 12 |  | 13 | NECB2015 | 0.085057 | 178146.0371 | 31.8247 | 48.3069 | 71.3348 | 2.0019 | 289.3188 | 135.8505 | TORONTO | ONTARIO | 1.7665 | 6.2714 | 0 | 8.0379 | 14.1529 | 1.1066 | 0 | 15.2595 | 0 | 0.030004 | 0 | 0 | 0.31804 | 0.068953 | 0 | 0.079146 | 0.09479 | 0.10387 | 0.1269 | 0.018104 | 0.44495 | 0.047757 | 36.4945 | 59.1348 | 40 | 0.757 |  | 0.379 |  |  |  | 0.183 | 0.278 | 2.2 |  | 0 | Toronto Pearson Intl AP | CAN | 382 | 3615 | 43.677 | -79.631 | 5 | 3890 | ON | CAN_ON_Toronto.Pearson.Intl.AP.716240_CWEC2016.epw | 0.44495 | 10.9693 | 57.4487 | 22.5303 | 20.4057 | TRUE | TRUE | FALSE | FALSE | 14.384 | 8.9515 | 0 | 0 | 0 | 0 | 2212.12 | 2192.0411 | 25.4096 | 0.011592 | 9287.2 | 0.0023262 | 0.44495 | 225.67 | 208.5 | 233.17 | 232.83 |  | https://s3.console.aws.amazon.com/s3/buckets/834599497928?region=ca-central-1&prefix=phylroy.lopez/reference/reference/output/82ebe27d-4826-4d27-b2eb-077b07c0985c/ | 1.0.002
391 |  | TRUE | 100 | 0 | 0 | 130.4207 |  |  |  | 0.1 | 2021-09-22 20:09:01 +0000 | 438c2ebff | 0.2.14 | :adv_dx_units: NECB_Default :airloop_economizer_type: NECB_Default :algorithm_type: parametric :analysis_id: reference :analysis_name: reference :boiler_eff: NECB_Default :btap_batch_version: 1.0.002 :building_type: RetailStripmall :chiller_type: NECB_Default :compute_environment: aws_batch :datapoint_id: 7f04a867-f7a3-47b8-bc71-7e84ab394604 :daylighting_type: NECB_Default :dcv_type: NECB_Default :door_construction_cond: NECB_Default :ecm_system_name: NECB_Default :electrical_loads_scale: NECB_Default :enable_costing: true :epw_file: CAN_ON_Toronto.Pearson.Intl.AP.716240_CWEC2016.epw :erv_package: NECB_Default :ext_floor_cond: NECB_Default :ext_roof_cond: NECB_Default :ext_wall_cond: NECB_Default :fdwr_set: NECB_Default :fixed_wind_solar_trans: NECB_Default :fixed_window_cond: NECB_Default :furnace_eff: NECB_Default :glass_door_cond: NECB_Default :glass_door_solar_trans: NECB_Default :ground_floor_cond: NECB_Default :ground_roof_cond: NECB_Default :ground_wall_cond: NECB_Default :image_name: btap_private_cli :infiltration_scale: NECB_Default :lights_scale: NECB_Default :lights_type: NECB_Default :nv_delta_temp_in_out: NECB_Default :nv_opening_fraction: NECB_Default :nv_temp_out_min: NECB_Default :nv_type: NECB_Default :oa_scale: NECB_Default :occupancy_loads_scale: NECB_Default :output_meters: [] :output_variables: [] :overhead_door_cond: NECB_Default :primary_heating_fuel: NaturalGas :pv_ground_azimuth_angle: NECB_Default :pv_ground_module_description: NECB_Default :pv_ground_tilt_angle: NECB_Default :pv_ground_total_area_pv_panels_m2: NECB_Default :pv_ground_type: NECB_Default :rotation_degrees: NECB_Default :run_annual_simulation: true :s3_bucket: '834599497928' :scale_x: NECB_Default :scale_y: NECB_Default :scale_z: NECB_Default :shw_eff: NECB_Default :skylight_cond: NECB_Default :skylight_solar_trans: NECB_Default :srr_set: NECB_Default :template: NECB2015 | reference | reference | 7f04a867-f7a3-47b8-bc71-7e84ab394604 | NECB2015 | RetailStripmall | NaturalGas | Natural Gas | CAN_ON_Toronto.Pearson.Intl.AP.716240_CWEC2016.epw | parametric |  | NECB_Default | NECB_Default | NECB_Default | NECB_Default | NECB_Default | NECB_Default | NECB_Default | NECB_Default | NECB_Default | NECB_Default | NECB_Default | NECB_Default | NECB_Default | NECB_Default | NECB_Default | NECB_Default | NECB_Default | NECB_Default | NECB_Default | NECB_Default | NECB_Default | NECB_Default | NECB_Default | NECB_Default | NECB_Default | NECB_Default | NECB_Default | NECB_Default | NECB_Default | NECB_Default | NECB_Default | NECB_Default | NECB_Default | NECB_Default | NECB_Default | NECB_Default | NECB_Default | NECB_Default | NECB_Default | NECB_Default | NECB_Default | NECB_Default | NECB_Default | NECB_Default | NECB_Default | aws_batch | 834599497928 | btap_private_cli |  | TRUE | TRUE |  |  | 142.5685 | 42.2228 | 85.5026 | 192.5582 | 2090.32 | 3274.4664 | 40 | RetailStripmall |  |  | 5 | RetailStripmall | 1 |  | 1 | NECB2015 | 0.30241 | 10827.8493 | 250.3425 | 55.2683 | 128.3751 | 6.3945 | 708.0962 | 267.7158 | TORONTO | ONTARIO | 2.8805 | 21.4962 | 0 | 24.3767 | 23.0786 | 3.793 | 0 | 26.8715 | 0 | 0.090833 | 0 | 0 | 0.51861 | 0.16508 | 0 | 0.41964 | 0.036162 | 0.22421 | 0.43498 | 0.002325 | 0.95359 | 0.015333 | 67.9867 | 143.1363 | 40 | 0.757 | [5 empty] | 0.183 | 0.278 | 2.2 | 2.2 | 5 | Toronto Pearson Intl AP | CAN | 382 | 3615 | 43.677 | -79.631 | 5 | 3890 | ON | CAN_ON_Toronto.Pearson.Intl.AP.716240_CWEC2016.epw | 0.95359 | 42.2228 | 142.5685 | 8.7466 | 14.8664 | FALSE | FALSE | FALSE | FALSE | 9.9217 | 6.1456 | 0 | 0 | 0 | 0 | 32.05 | 435.6285 | 0.35319 | 0.00081075 | 129.09 | 0 | 0.95359 | 69 | 63.17 | 9.83 | 9.83 |  | https://s3.console.aws.amazon.com/s3/buckets/834599497928?region=ca-central-1&prefix=phylroy.lopez/reference/reference/output/7f04a867-f7a3-47b8-bc71-7e84ab394604/ | 1.0.002
392 |  | TRUE | 48 | 0 | 0 | 66.6927 |  |  |  | 0.1 | 2021-09-22 20:09:01 +0000 | 438c2ebff | 0.2.14 | :adv_dx_units: NECB_Default :airloop_economizer_type: NECB_Default :algorithm_type: parametric :analysis_id: reference :analysis_name: reference :boiler_eff: NECB_Default :btap_batch_version: 1.0.002 :building_type: FullServiceRestaurant :chiller_type: NECB_Default :compute_environment: aws_batch :datapoint_id: 65528846-6d1c-4753-92e3-f809fe87299a :daylighting_type: NECB_Default :dcv_type: NECB_Default :door_construction_cond: NECB_Default :ecm_system_name: NECB_Default :electrical_loads_scale: NECB_Default :enable_costing: true :epw_file: CAN_QC_Montreal-Trudeau.Intl.AP.716270_CWEC2016.epw :erv_package: NECB_Default :ext_floor_cond: NECB_Default :ext_roof_cond: NECB_Default :ext_wall_cond: NECB_Default :fdwr_set: NECB_Default :fixed_wind_solar_trans: NECB_Default :fixed_window_cond: NECB_Default :furnace_eff: NECB_Default :glass_door_cond: NECB_Default :glass_door_solar_trans: NECB_Default :ground_floor_cond: NECB_Default :ground_roof_cond: NECB_Default :ground_wall_cond: NECB_Default :image_name: btap_private_cli :infiltration_scale: NECB_Default :lights_scale: NECB_Default :lights_type: NECB_Default :nv_delta_temp_in_out: NECB_Default :nv_opening_fraction: NECB_Default :nv_temp_out_min: NECB_Default :nv_type: NECB_Default :oa_scale: NECB_Default :occupancy_loads_scale: NECB_Default :output_meters: [] :output_variables: [] :overhead_door_cond: NECB_Default :primary_heating_fuel: NaturalGas :pv_ground_azimuth_angle: NECB_Default :pv_ground_module_description: NECB_Default :pv_ground_tilt_angle: NECB_Default :pv_ground_total_area_pv_panels_m2: NECB_Default :pv_ground_type: NECB_Default :rotation_degrees: NECB_Default :run_annual_simulation: true :s3_bucket: '834599497928' :scale_x: NECB_Default :scale_y: NECB_Default :scale_z: NECB_Default :shw_eff: NECB_Default :skylight_cond: NECB_Default :skylight_solar_trans: NECB_Default :srr_set: NECB_Default :template: NECB2011 | reference | reference | 65528846-6d1c-4753-92e3-f809fe87299a | NECB2011 | FullServiceRestaurant | NaturalGas | Natural Gas | CAN_QC_Montreal-Trudeau.Intl.AP.716270_CWEC2016.epw | parametric |  | NECB_Default | NECB_Default | NECB_Default | NECB_Default | NECB_Default | NECB_Default | NECB_Default | NECB_Default | NECB_Default | NECB_Default | NECB_Default | NECB_Default | NECB_Default | NECB_Default | NECB_Default | NECB_Default | NECB_Default | NECB_Default | NECB_Default | NECB_Default | NECB_Default | NECB_Default | NECB_Default | NECB_Default | NECB_Default | NECB_Default | NECB_Default | NECB_Default | NECB_Default | NECB_Default | NECB_Default | NECB_Default | NECB_Default | NECB_Default | NECB_Default | NECB_Default | NECB_Default | NECB_Default | NECB_Default | NECB_Default | NECB_Default | NECB_Default | NECB_Default | NECB_Default | NECB_Default | aws_batch | 834599497928 | btap_private_cli |  | TRUE | TRUE |  |  | 430.107 | 44.9748 | 442.8522 | 737.9656 | 511.15 | 845.2233 | 37.3 | FullServiceRestaurant |  |  | 0 | FullServiceRestaurant | 1 |  | 1 | NECB2011 | 0.35452 | 2384.1067 | 237.3637 | 90.5379 | 64.9441 | 18.3005 | 729.302 | 318.1558 | MONTREAL | QUEBEC | 0.20672 | 117.7874 | 0 | 117.9941 | 13.1659 | 30.8535 | 0 | 44.0194 | 0 | 0.065421 | 0 | 0 | 0.53196 | 0.20632 | 0 | 2.1865 | 0.067162 | 0.19249 | 2.3844 | 0.00056735 | 2.9163 | 0.19785 | 66.8035 | 440.566 | 37.3 | 0.757 | [5 empty] | 0.183 | 0.247 | 2.2 |  | 0 | Montreal-Trudeau Intl AP | CAN | 323 | 4090 | 45.471 | -73.741 | 6 | 4400 | QC | CAN_QC_Montreal-Trudeau.Intl.AP.716270_CWEC2016.epw | 2.9163 | 44.9748 | 430.107 | 7.5507 | 18.099 | FALSE | FALSE | FALSE | FALSE | 12.3841 | 16.2683 | 0 | 0 | 0 | 0 | 101.13 | 44.1525 | 1.0393 | 0.023539 | 379.87 | 0 | 2.9163 | 21 | 14.83 | 0 | 0 |  | https://s3.console.aws.amazon.com/s3/buckets/834599497928?region=ca-central-1&prefix=phylroy.lopez/reference/reference/output/65528846-6d1c-4753-92e3-f809fe87299a/ | 1.0.002
393 |  | TRUE | 49 | 0 | 0 | 66.3471 |  |  |  | 0.1 | 2021-09-22 20:09:03 +0000 | 438c2ebff | 0.2.14 | :adv_dx_units: NECB_Default :airloop_economizer_type: NECB_Default :algorithm_type: parametric :analysis_id: reference :analysis_name: reference :boiler_eff: NECB_Default :btap_batch_version: 1.0.002 :building_type: FullServiceRestaurant :chiller_type: NECB_Default :compute_environment: aws_batch :datapoint_id: 1426cf8b-b26e-4c21-bfec-c154fa0af391 :daylighting_type: NECB_Default :dcv_type: NECB_Default :door_construction_cond: NECB_Default :ecm_system_name: NECB_Default :electrical_loads_scale: NECB_Default :enable_costing: true :epw_file: CAN_NS_Halifax.Dockyard.713280_CWEC2016.epw :erv_package: NECB_Default :ext_floor_cond: NECB_Default :ext_roof_cond: NECB_Default :ext_wall_cond: NECB_Default :fdwr_set: NECB_Default :fixed_wind_solar_trans: NECB_Default :fixed_window_cond: NECB_Default :furnace_eff: NECB_Default :glass_door_cond: NECB_Default :glass_door_solar_trans: NECB_Default :ground_floor_cond: NECB_Default :ground_roof_cond: NECB_Default :ground_wall_cond: NECB_Default :image_name: btap_private_cli :infiltration_scale: NECB_Default :lights_scale: NECB_Default :lights_type: NECB_Default :nv_delta_temp_in_out: NECB_Default :nv_opening_fraction: NECB_Default :nv_temp_out_min: NECB_Default :nv_type: NECB_Default :oa_scale: NECB_Default :occupancy_loads_scale: NECB_Default :output_meters: [] :output_variables: [] :overhead_door_cond: NECB_Default :primary_heating_fuel: Electricity :pv_ground_azimuth_angle: NECB_Default :pv_ground_module_description: NECB_Default :pv_ground_tilt_angle: NECB_Default :pv_ground_total_area_pv_panels_m2: NECB_Default :pv_ground_type: NECB_Default :rotation_degrees: NECB_Default :run_annual_simulation: true :s3_bucket: '834599497928' :scale_x: NECB_Default :scale_y: NECB_Default :scale_z: NECB_Default :shw_eff: NECB_Default :skylight_cond: NECB_Default :skylight_solar_trans: NECB_Default :srr_set: NECB_Default :template: NECB2011 | reference | reference | 1426cf8b-b26e-4c21-bfec-c154fa0af391 | NECB2011 | FullServiceRestaurant | Electricity | Electricity | CAN_NS_Halifax.Dockyard.713280_CWEC2016.epw | parametric |  | NECB_Default | NECB_Default | NECB_Default | NECB_Default | NECB_Default | NECB_Default | NECB_Default | NECB_Default | NECB_Default | NECB_Default | NECB_Default | NECB_Default | NECB_Default | NECB_Default | NECB_Default | NECB_Default | NECB_Default | NECB_Default | NECB_Default | NECB_Default | NECB_Default | NECB_Default | NECB_Default | NECB_Default | NECB_Default | NECB_Default | NECB_Default | NECB_Default | NECB_Default | NECB_Default | NECB_Default | NECB_Default | NECB_Default | NECB_Default | NECB_Default | NECB_Default | NECB_Default | NECB_Default | NECB_Default | NECB_Default | NECB_Default | NECB_Default | NECB_Default | NECB_Default | NECB_Default | aws_batch | 834599497928 | btap_private_cli |  | TRUE | TRUE |  |  | 254.9342 | 23.611 | 396.3122 | 501.9618 | 511.15 | 845.2233 | 40 | FullServiceRestaurant |  |  | 0 | FullServiceRestaurant | 1 |  | 1 | NECB2011 | 0.35452 | 2384.1067 | 223.1884 | 11.1953 | 68.9804 | 31.8636 | 687.617 | 352.3892 | HALIFAX | NOVA SCOTIA | 419.0992 | 0 | 0 | 419.0992 | 82.1931 | 0 | 0 | 82.1931 | 0 | 0.024474 | 0 | 0 | 2.0667 | 0.20303 | 0 | 1.4267 | 0.067162 | 0.19249 | 0 | 0 | 2.0667 | 0.15281 | 282.898 | 0 | 40 | 0.757 | [5 empty] | 0.183 | 0.247 | 2.2 |  | 0 | Halifax Dockyard | CAN | 112 | 3647 | 44.655 | -63.577 | 6 | 4000 | NS | CAN_NS_Halifax.Dockyard.713280_CWEC2016.epw | 2.0667 | 23.611 | 254.9342 | 6.1606 | 16.5718 | FALSE | FALSE | FALSE | FALSE | 6.9876 | 8.9617 | 0 | 0.21371 | 0.0048402 | 78.11 | 0 | 44.1525 | 1.0393 | 0.023539 | 379.87 | 0 | 2.0667 | 10.17 | 7.67 | 0 | 0 |  | https://s3.console.aws.amazon.com/s3/buckets/834599497928?region=ca-central-1&prefix=phylroy.lopez/reference/reference/output/1426cf8b-b26e-4c21-bfec-c154fa0af391/ | 1.0.002
394 |  | TRUE | 54 | 0 | 0 | 64.3105 |  |  |  | 0.1 | 2021-09-22 20:09:08 +0000 | 438c2ebff | 0.2.14 | :adv_dx_units: NECB_Default :airloop_economizer_type: NECB_Default :algorithm_type: parametric :analysis_id: reference :analysis_name: reference :boiler_eff: NECB_Default :btap_batch_version: 1.0.002 :building_type: FullServiceRestaurant :chiller_type: NECB_Default :compute_environment: aws_batch :datapoint_id: 95f1cf4d-f70f-4646-9c29-77e16e882adb :daylighting_type: NECB_Default :dcv_type: NECB_Default :door_construction_cond: NECB_Default :ecm_system_name: NECB_Default :electrical_loads_scale: NECB_Default :enable_costing: true :epw_file: CAN_QC_Montreal-Trudeau.Intl.AP.716270_CWEC2016.epw :erv_package: NECB_Default :ext_floor_cond: NECB_Default :ext_roof_cond: NECB_Default :ext_wall_cond: NECB_Default :fdwr_set: NECB_Default :fixed_wind_solar_trans: NECB_Default :fixed_window_cond: NECB_Default :furnace_eff: NECB_Default :glass_door_cond: NECB_Default :glass_door_solar_trans: NECB_Default :ground_floor_cond: NECB_Default :ground_roof_cond: NECB_Default :ground_wall_cond: NECB_Default :image_name: btap_private_cli :infiltration_scale: NECB_Default :lights_scale: NECB_Default :lights_type: NECB_Default :nv_delta_temp_in_out: NECB_Default :nv_opening_fraction: NECB_Default :nv_temp_out_min: NECB_Default :nv_type: NECB_Default :oa_scale: NECB_Default :occupancy_loads_scale: NECB_Default :output_meters: [] :output_variables: [] :overhead_door_cond: NECB_Default :primary_heating_fuel: Electricity :pv_ground_azimuth_angle: NECB_Default :pv_ground_module_description: NECB_Default :pv_ground_tilt_angle: NECB_Default :pv_ground_total_area_pv_panels_m2: NECB_Default :pv_ground_type: NECB_Default :rotation_degrees: NECB_Default :run_annual_simulation: true :s3_bucket: '834599497928' :scale_x: NECB_Default :scale_y: NECB_Default :scale_z: NECB_Default :shw_eff: NECB_Default :skylight_cond: NECB_Default :skylight_solar_trans: NECB_Default :srr_set: NECB_Default :template: NECB2015 | reference | reference | 95f1cf4d-f70f-4646-9c29-77e16e882adb | NECB2015 | FullServiceRestaurant | Electricity | Electricity | CAN_QC_Montreal-Trudeau.Intl.AP.716270_CWEC2016.epw | parametric |  | NECB_Default | NECB_Default | NECB_Default | NECB_Default | NECB_Default | NECB_Default | NECB_Default | NECB_Default | NECB_Default | NECB_Default | NECB_Default | NECB_Default | NECB_Default | NECB_Default | NECB_Default | NECB_Default | NECB_Default | NECB_Default | NECB_Default | NECB_Default | NECB_Default | NECB_Default | NECB_Default | NECB_Default | NECB_Default | NECB_Default | NECB_Default | NECB_Default | NECB_Default | NECB_Default | NECB_Default | NECB_Default | NECB_Default | NECB_Default | NECB_Default | NECB_Default | NECB_Default | NECB_Default | NECB_Default | NECB_Default | NECB_Default | NECB_Default | NECB_Default | NECB_Default | NECB_Default | aws_batch | 834599497928 | btap_private_cli |  | TRUE | TRUE |  |  | 338.5916 | 46.9034 | 441.086 | 560.3541 | 511.15 | 845.2233 | 37.3 | FullServiceRestaurant |  |  | 0 | FullServiceRestaurant | 1 |  | 1 | NECB2015 | 0.35452 | 2384.1067 | 237.3637 | 12.3147 | 64.9441 | 31.8231 | 727.1218 | 380.6763 | MONTREAL | QUEBEC | 0.88981 | 0 | 0 | 0.88981 | 56.6715 | 0 | 0 | 56.6715 | 0 | 0.068767 | 0 | 0 | 2.2897 | 0.20743 | 0 | 1.5879 | 0.067182 | 0.20528 | 0 | 0 | 2.2897 | 0.15318 | 365.1804 | 0 | 37.3 | 0.757 | [5 empty] | 0.183 | 0.247 | 2.2 |  | 0 | Montreal-Trudeau Intl AP | CAN | 323 | 4090 | 45.471 | -73.741 | 6 | 4400 | QC | CAN_QC_Montreal-Trudeau.Intl.AP.716270_CWEC2016.epw | 2.2898 | 46.9034 | 338.5916 | 7.5507 | 18.099 | FALSE | FALSE | FALSE | FALSE | 12.385 | 16.2697 | 0 | 0.21423 | 0.0048524 | 78.3 | 0 | 44.149 | 1.0279 | 0.023283 | 375.71 | 0 | 2.2897 | 22.17 | 15.83 | 0 | 0 |  | https://s3.console.aws.amazon.com/s3/buckets/834599497928?region=ca-central-1&prefix=phylroy.lopez/reference/reference/output/95f1cf4d-f70f-4646-9c29-77e16e882adb/ | 1.0.002
395 |  | TRUE | 51 | 0 | 0 | 125.8198 |  |  |  | 0.1 | 2021-09-22 20:08:29 +0000 | 438c2ebff | 0.2.14 | :adv_dx_units: NECB_Default :airloop_economizer_type: NECB_Default :algorithm_type: parametric :analysis_id: reference :analysis_name: reference :boiler_eff: NECB_Default :btap_batch_version: 1.0.002 :building_type: QuickServiceRestaurant :chiller_type: NECB_Default :compute_environment: aws_batch :datapoint_id: 527a2660-186f-4d0c-ab04-e82a49934eee :daylighting_type: NECB_Default :dcv_type: NECB_Default :door_construction_cond: NECB_Default :ecm_system_name: NECB_Default :electrical_loads_scale: NECB_Default :enable_costing: true :epw_file: CAN_QC_Montreal-Trudeau.Intl.AP.716270_CWEC2016.epw :erv_package: NECB_Default :ext_floor_cond: NECB_Default :ext_roof_cond: NECB_Default :ext_wall_cond: NECB_Default :fdwr_set: NECB_Default :fixed_wind_solar_trans: NECB_Default :fixed_window_cond: NECB_Default :furnace_eff: NECB_Default :glass_door_cond: NECB_Default :glass_door_solar_trans: NECB_Default :ground_floor_cond: NECB_Default :ground_roof_cond: NECB_Default :ground_wall_cond: NECB_Default :image_name: btap_private_cli :infiltration_scale: NECB_Default :lights_scale: NECB_Default :lights_type: NECB_Default :nv_delta_temp_in_out: NECB_Default :nv_opening_fraction: NECB_Default :nv_temp_out_min: NECB_Default :nv_type: NECB_Default :oa_scale: NECB_Default :occupancy_loads_scale: NECB_Default :output_meters: [] :output_variables: [] :overhead_door_cond: NECB_Default :primary_heating_fuel: Electricity :pv_ground_azimuth_angle: NECB_Default :pv_ground_module_description: NECB_Default :pv_ground_tilt_angle: NECB_Default :pv_ground_total_area_pv_panels_m2: NECB_Default :pv_ground_type: NECB_Default :rotation_degrees: NECB_Default :run_annual_simulation: true :s3_bucket: '834599497928' :scale_x: NECB_Default :scale_y: NECB_Default :scale_z: NECB_Default :shw_eff: NECB_Default :skylight_cond: NECB_Default :skylight_solar_trans: NECB_Default :srr_set: NECB_Default :template: BTAPPRE1980 | reference | reference | 527a2660-186f-4d0c-ab04-e82a49934eee | BTAPPRE1980 | QuickServiceRestaurant | Electricity | Electricity | CAN_QC_Montreal-Trudeau.Intl.AP.716270_CWEC2016.epw | parametric |  | NECB_Default | NECB_Default | NECB_Default | NECB_Default | NECB_Default | NECB_Default | NECB_Default | NECB_Default | NECB_Default | NECB_Default | NECB_Default | NECB_Default | NECB_Default | NECB_Default | NECB_Default | NECB_Default | NECB_Default | NECB_Default | NECB_Default | NECB_Default | NECB_Default | NECB_Default | NECB_Default | NECB_Default | NECB_Default | NECB_Default | NECB_Default | NECB_Default | NECB_Default | NECB_Default | NECB_Default | NECB_Default | NECB_Default | NECB_Default | NECB_Default | NECB_Default | NECB_Default | NECB_Default | NECB_Default | NECB_Default | NECB_Default | NECB_Default | NECB_Default | NECB_Default | NECB_Default | aws_batch | 834599497928 | btap_private_cli |  | TRUE | TRUE |  |  | 539.7842 | 85.1306 | 745.6505 | 921.59 | 232.34 | 444.7457 | 14 | QuickServiceRestaurant |  |  | 0 | QuickServiceRestaurant | 1 |  | 1 | BTAPPRE1980 | 0.46263 | 961.3389 | 0.88435 | 22.8731 | 64.9445 | 48.4945 | 704.4834 | 567.287 | MONTREAL | QUEBEC | 1.4245 | 0 | 0 | 1.4245 | 90.7283 | 0 | 0 | 90.7283 | 0 | 0.092795 | 0 | 0 | 3.6658 | 0.42468 | 0 | 2.6843 | 0.10696 | 0.24111 | 0 | 0 | 3.6658 | 0.11595 | 578.8006 | 0 | 14 | 0.678 | [5 empty] | 0.267 | 0.823 | 2.95 |  | 0 | Montreal-Trudeau Intl AP | CAN | 323 | 4090 | 45.471 | -73.741 | 6 | 4400 | QC | CAN_QC_Montreal-Trudeau.Intl.AP.716270_CWEC2016.epw | 3.6657 | 85.1306 | 539.7842 | 7.2727 | 19.0631 | FALSE | FALSE | FALSE | FALSE | 12.0908 | 17.0774 | 0 | 0.073707 | 0.0042284 | 26.94 | 0 | 17.4313 | 0.34213 | 0.019628 | 125.05 | 0 | 3.6658 | 4.17 | 3.83 | 0 | 0 |  | https://s3.console.aws.amazon.com/s3/buckets/834599497928?region=ca-central-1&prefix=phylroy.lopez/reference/reference/output/527a2660-186f-4d0c-ab04-e82a49934eee/ | 1.0.002
396 |  | TRUE | 48 | 0 | 0 | 126.4807 |  |  |  | 0.1 | 2021-09-22 20:08:36 +0000 | 438c2ebff | 0.2.14 | :adv_dx_units: NECB_Default :airloop_economizer_type: NECB_Default :algorithm_type: parametric :analysis_id: reference :analysis_name: reference :boiler_eff: NECB_Default :btap_batch_version: 1.0.002 :building_type: QuickServiceRestaurant :chiller_type: NECB_Default :compute_environment: aws_batch :datapoint_id: 7f6e8e39-949c-458c-a0e8-263b56cc5cd3 :daylighting_type: NECB_Default :dcv_type: NECB_Default :door_construction_cond: NECB_Default :ecm_system_name: NECB_Default :electrical_loads_scale: NECB_Default :enable_costing: true :epw_file: CAN_QC_Montreal-Trudeau.Intl.AP.716270_CWEC2016.epw :erv_package: NECB_Default :ext_floor_cond: NECB_Default :ext_roof_cond: NECB_Default :ext_wall_cond: NECB_Default :fdwr_set: NECB_Default :fixed_wind_solar_trans: NECB_Default :fixed_window_cond: NECB_Default :furnace_eff: NECB_Default :glass_door_cond: NECB_Default :glass_door_solar_trans: NECB_Default :ground_floor_cond: NECB_Default :ground_roof_cond: NECB_Default :ground_wall_cond: NECB_Default :image_name: btap_private_cli :infiltration_scale: NECB_Default :lights_scale: NECB_Default :lights_type: NECB_Default :nv_delta_temp_in_out: NECB_Default :nv_opening_fraction: NECB_Default :nv_temp_out_min: NECB_Default :nv_type: NECB_Default :oa_scale: NECB_Default :occupancy_loads_scale: NECB_Default :output_meters: [] :output_variables: [] :overhead_door_cond: NECB_Default :primary_heating_fuel: NaturalGas :pv_ground_azimuth_angle: NECB_Default :pv_ground_module_description: NECB_Default :pv_ground_tilt_angle: NECB_Default :pv_ground_total_area_pv_panels_m2: NECB_Default :pv_ground_type: NECB_Default :rotation_degrees: NECB_Default :run_annual_simulation: true :s3_bucket: '834599497928' :scale_x: NECB_Default :scale_y: NECB_Default :scale_z: NECB_Default :shw_eff: NECB_Default :skylight_cond: NECB_Default :skylight_solar_trans: NECB_Default :srr_set: NECB_Default :template: BTAPPRE1980 | reference | reference | 7f6e8e39-949c-458c-a0e8-263b56cc5cd3 | BTAPPRE1980 | QuickServiceRestaurant | NaturalGas | Natural Gas | CAN_QC_Montreal-Trudeau.Intl.AP.716270_CWEC2016.epw | parametric |  | NECB_Default | NECB_Default | NECB_Default | NECB_Default | NECB_Default | NECB_Default | NECB_Default | NECB_Default | NECB_Default | NECB_Default | NECB_Default | NECB_Default | NECB_Default | NECB_Default | NECB_Default | NECB_Default | NECB_Default | NECB_Default | NECB_Default | NECB_Default | NECB_Default | NECB_Default | NECB_Default | NECB_Default | NECB_Default | NECB_Default | NECB_Default | NECB_Default | NECB_Default | NECB_Default | NECB_Default | NECB_Default | NECB_Default | NECB_Default | NECB_Default | NECB_Default | NECB_Default | NECB_Default | NECB_Default | NECB_Default | NECB_Default | NECB_Default | NECB_Default | NECB_Default | NECB_Default | aws_batch | 834599497928 | btap_private_cli |  | TRUE | TRUE |  |  | 699.5927 | 85.1311 | 745.782 | 1221.5934 | 232.34 | 444.7457 | 14 | QuickServiceRestaurant |  |  | 0 | QuickServiceRestaurant | 1 |  | 1 | BTAPPRE1980 | 0.46263 | 961.3389 | 0.88435 | 164.8739 | 64.9445 | 38.2221 | 760.4357 | 491.5109 | MONTREAL | QUEBEC | 0.33712 | 191.588 | 0 | 191.9251 | 21.4712 | 50.185 | 0 | 71.6561 | 0 | 0.092795 | 0 | 0 | 0.86752 | 0.42468 | 0 | 3.7369 | 0.10696 | 0.24111 | 3.8783 | 0.0019799 | 4.7458 | 0.14134 | 121.5683 | 707.0989 | 14 | 0.678 | [5 empty] | 0.267 | 0.823 | 2.95 |  | 0 | Montreal-Trudeau Intl AP | CAN | 323 | 4090 | 45.471 | -73.741 | 6 | 4400 | QC | CAN_QC_Montreal-Trudeau.Intl.AP.716270_CWEC2016.epw | 4.7457 | 85.1311 | 699.5927 | 7.2727 | 19.0631 | FALSE | FALSE | FALSE | FALSE | 12.0908 | 17.0774 | 0 | 0 | 0 | 0 | 32.84 | 17.4313 | 0.34213 | 0.019628 | 125.05 | 0 | 4.7458 | 4.17 | 3.83 | 0 | 0 |  | https://s3.console.aws.amazon.com/s3/buckets/834599497928?region=ca-central-1&prefix=phylroy.lopez/reference/reference/output/7f6e8e39-949c-458c-a0e8-263b56cc5cd3/ | 1.0.002
397 |  | TRUE | 48 | 0 | 0 | 70.5434 |  |  |  | 0.1 | 2021-09-22 20:09:04 +0000 | 438c2ebff | 0.2.14 | :adv_dx_units: NECB_Default :airloop_economizer_type: NECB_Default :algorithm_type: parametric :analysis_id: reference :analysis_name: reference :boiler_eff: NECB_Default :btap_batch_version: 1.0.002 :building_type: FullServiceRestaurant :chiller_type: NECB_Default :compute_environment: aws_batch :datapoint_id: 0fb86ac5-d475-4cff-b422-92c78afad61b :daylighting_type: NECB_Default :dcv_type: NECB_Default :door_construction_cond: NECB_Default :ecm_system_name: NECB_Default :electrical_loads_scale: NECB_Default :enable_costing: true :epw_file: CAN_AB_Edmonton.Intl.AP.711230_CWEC2016.epw :erv_package: NECB_Default :ext_floor_cond: NECB_Default :ext_roof_cond: NECB_Default :ext_wall_cond: NECB_Default :fdwr_set: NECB_Default :fixed_wind_solar_trans: NECB_Default :fixed_window_cond: NECB_Default :furnace_eff: NECB_Default :glass_door_cond: NECB_Default :glass_door_solar_trans: NECB_Default :ground_floor_cond: NECB_Default :ground_roof_cond: NECB_Default :ground_wall_cond: NECB_Default :image_name: btap_private_cli :infiltration_scale: NECB_Default :lights_scale: NECB_Default :lights_type: NECB_Default :nv_delta_temp_in_out: NECB_Default :nv_opening_fraction: NECB_Default :nv_temp_out_min: NECB_Default :nv_type: NECB_Default :oa_scale: NECB_Default :occupancy_loads_scale: NECB_Default :output_meters: [] :output_variables: [] :overhead_door_cond: NECB_Default :primary_heating_fuel: Electricity :pv_ground_azimuth_angle: NECB_Default :pv_ground_module_description: NECB_Default :pv_ground_tilt_angle: NECB_Default :pv_ground_total_area_pv_panels_m2: NECB_Default :pv_ground_type: NECB_Default :rotation_degrees: NECB_Default :run_annual_simulation: true :s3_bucket: '834599497928' :scale_x: NECB_Default :scale_y: NECB_Default :scale_z: NECB_Default :shw_eff: NECB_Default :skylight_cond: NECB_Default :skylight_solar_trans: NECB_Default :srr_set: NECB_Default :template: NECB2011 | reference | reference | 0fb86ac5-d475-4cff-b422-92c78afad61b | NECB2011 | FullServiceRestaurant | Electricity | Electricity | CAN_AB_Edmonton.Intl.AP.711230_CWEC2016.epw | parametric |  | NECB_Default | NECB_Default | NECB_Default | NECB_Default | NECB_Default | NECB_Default | NECB_Default | NECB_Default | NECB_Default | NECB_Default | NECB_Default | NECB_Default | NECB_Default | NECB_Default | NECB_Default | NECB_Default | NECB_Default | NECB_Default | NECB_Default | NECB_Default | NECB_Default | NECB_Default | NECB_Default | NECB_Default | NECB_Default | NECB_Default | NECB_Default | NECB_Default | NECB_Default | NECB_Default | NECB_Default | NECB_Default | NECB_Default | NECB_Default | NECB_Default | NECB_Default | NECB_Default | NECB_Default | NECB_Default | NECB_Default | NECB_Default | NECB_Default | NECB_Default | NECB_Default | NECB_Default | aws_batch | 834599497928 | btap_private_cli |  | TRUE | TRUE |  |  | 310.9936 | 24.9114 | 528.3022 | 637.6363 | 511.15 | 845.2233 | 32.5 | FullServiceRestaurant |  |  | 0 | FullServiceRestaurant | 1 |  | 1 | NECB2011 | 0.35452 | 2384.1067 | 241.1 | 13.0104 | 70.6812 | 32.0501 | 727.1286 | 370.287 | EDMONTON | ALBERTA | 560.7449 | 0 | 0 | 560.7449 | 53.1469 | 0 | 0 | 53.1469 | 0 | 0.019251 | 0 | 0 | 2.5551 | 0.20415 | 0 | 1.9019 | 0.067162 | 0.19249 | 0 | 0 | 2.5551 | 0.1702 | 340.0247 | 0 | 32.5 | 0.757 | [5 empty] | 0.162 | 0.21 | 2.2 |  | 0 | Edmonton Intl AP | CAN | 23 | 5588 | 53.31 | -113.579 | 7a | 5120 | AB | CAN_AB_Edmonton.Intl.AP.711230_CWEC2016.epw | 2.5551 | 24.9114 | 310.9936 | 5.0047 | 17.3258 | FALSE | FALSE | FALSE | FALSE | 10.2931 | 19.7681 | 0 | 0.23803 | 0.0053911 | 87 | 0 | 44.1525 | 1.0393 | 0.023539 | 379.87 | 0 | 2.5551 | 6.83 | 6.67 | 0 | 0 |  | https://s3.console.aws.amazon.com/s3/buckets/834599497928?region=ca-central-1&prefix=phylroy.lopez/reference/reference/output/0fb86ac5-d475-4cff-b422-92c78afad61b/ | 1.0.002
398 |  | TRUE | 403 | 720 | 0 | 826.9105 |  |  |  | 0.1 | 2021-09-22 20:07:22 +0000 | 438c2ebff | 0.2.14 | :adv_dx_units: NECB_Default :airloop_economizer_type: NECB_Default :algorithm_type: parametric :analysis_id: reference :analysis_name: reference :boiler_eff: NECB_Default :btap_batch_version: 1.0.002 :building_type: SecondarySchool :chiller_type: NECB_Default :compute_environment: aws_batch :datapoint_id: 142d5876-ad0f-4b2e-8e39-b84a8a0924d2 :daylighting_type: NECB_Default :dcv_type: NECB_Default :door_construction_cond: NECB_Default :ecm_system_name: NECB_Default :electrical_loads_scale: NECB_Default :enable_costing: true :epw_file: CAN_NS_Halifax.Dockyard.713280_CWEC2016.epw :erv_package: NECB_Default :ext_floor_cond: NECB_Default :ext_roof_cond: NECB_Default :ext_wall_cond: NECB_Default :fdwr_set: NECB_Default :fixed_wind_solar_trans: NECB_Default :fixed_window_cond: NECB_Default :furnace_eff: NECB_Default :glass_door_cond: NECB_Default :glass_door_solar_trans: NECB_Default :ground_floor_cond: NECB_Default :ground_roof_cond: NECB_Default :ground_wall_cond: NECB_Default :image_name: btap_private_cli :infiltration_scale: NECB_Default :lights_scale: NECB_Default :lights_type: NECB_Default :nv_delta_temp_in_out: NECB_Default :nv_opening_fraction: NECB_Default :nv_temp_out_min: NECB_Default :nv_type: NECB_Default :oa_scale: NECB_Default :occupancy_loads_scale: NECB_Default :output_meters: [] :output_variables: [] :overhead_door_cond: NECB_Default :primary_heating_fuel: Electricity :pv_ground_azimuth_angle: NECB_Default :pv_ground_module_description: NECB_Default :pv_ground_tilt_angle: NECB_Default :pv_ground_total_area_pv_panels_m2: NECB_Default :pv_ground_type: NECB_Default :rotation_degrees: NECB_Default :run_annual_simulation: true :s3_bucket: '834599497928' :scale_x: NECB_Default :scale_y: NECB_Default :scale_z: NECB_Default :shw_eff: NECB_Default :skylight_cond: NECB_Default :skylight_solar_trans: NECB_Default :srr_set: NECB_Default :template: BTAP1980TO2010 | reference | reference | 142d5876-ad0f-4b2e-8e39-b84a8a0924d2 | BTAP1980TO2010 | SecondarySchool | Electricity | Electricity | CAN_NS_Halifax.Dockyard.713280_CWEC2016.epw | parametric |  | NECB_Default | NECB_Default | NECB_Default | NECB_Default | NECB_Default | NECB_Default | NECB_Default | NECB_Default | NECB_Default | NECB_Default | NECB_Default | NECB_Default | NECB_Default | NECB_Default | NECB_Default | NECB_Default | NECB_Default | NECB_Default | NECB_Default | NECB_Default | NECB_Default | NECB_Default | NECB_Default | NECB_Default | NECB_Default | NECB_Default | NECB_Default | NECB_Default | NECB_Default | NECB_Default | NECB_Default | NECB_Default | NECB_Default | NECB_Default | NECB_Default | NECB_Default | NECB_Default | NECB_Default | NECB_Default | NECB_Default | NECB_Default | NECB_Default | NECB_Default | NECB_Default | NECB_Default | aws_batch | 834599497928 | btap_private_cli |  | TRUE | TRUE |  |  | 174.2966 | 21.7732 | 207.7418 | 272.2372 | 19592 | 17870 | 35 | SecondarySchool |  |  | 1.1 | SecondarySchool | 2 |  | 2 | BTAP1980TO2010 | 0.18768 | 95216 | 0.90354 | 11.6727 | 74.1831 | 8.0864 | 292.0916 | 197.2458 | HALIFAX | NOVA SCOTIA | 234.4039 | 0 | 0 | 234.4039 | 45.971 | 0 | 0 | 45.971 | 0 | 0.018399 | 0 | 0 | 1.1559 | 0.12959 | 0 | 0.74787 | 0.035323 | 0.14054 | 0 | 0.0031258 | 1.1559 | 0.081072 | 200.7572 | 0 | 35 | 0.678 | [5 empty] | 0.267 | 0.426 | 2.95 | 2.95 | 1.1 | Halifax Dockyard | CAN | 112 | 3647 | 44.655 | -63.577 | 6 | 4000 | NS | CAN_NS_Halifax.Dockyard.713280_CWEC2016.epw | 1.1559 | 21.7732 | 174.2966 | 12.3035 | 17.9615 | TRUE | FALSE | FALSE | FALSE | 9.1307 | 10.0707 | 0 | 4.3457 | 0.0010924 | 1588.36 | 0 | 3977.9874 | 22.542 | 0.0056667 | 8239.09 | 0 | 1.1559 | 1000.83 | 996.83 | 5.5 | 5.5 |  | https://s3.console.aws.amazon.com/s3/buckets/834599497928?region=ca-central-1&prefix=phylroy.lopez/reference/reference/output/142d5876-ad0f-4b2e-8e39-b84a8a0924d2/ | 1.0.002
399 |  | TRUE | 406 | 720 | 0 | 828.0004 |  |  |  | 0.1 | 2021-09-22 20:07:56 +0000 | 438c2ebff | 0.2.14 | :adv_dx_units: NECB_Default :airloop_economizer_type: NECB_Default :algorithm_type: parametric :analysis_id: reference :analysis_name: reference :boiler_eff: NECB_Default :btap_batch_version: 1.0.002 :building_type: SecondarySchool :chiller_type: NECB_Default :compute_environment: aws_batch :datapoint_id: 4170e377-3521-4fd0-8431-019eec1397af :daylighting_type: NECB_Default :dcv_type: NECB_Default :door_construction_cond: NECB_Default :ecm_system_name: NECB_Default :electrical_loads_scale: NECB_Default :enable_costing: true :epw_file: CAN_ON_Toronto.Pearson.Intl.AP.716240_CWEC2016.epw :erv_package: NECB_Default :ext_floor_cond: NECB_Default :ext_roof_cond: NECB_Default :ext_wall_cond: NECB_Default :fdwr_set: NECB_Default :fixed_wind_solar_trans: NECB_Default :fixed_window_cond: NECB_Default :furnace_eff: NECB_Default :glass_door_cond: NECB_Default :glass_door_solar_trans: NECB_Default :ground_floor_cond: NECB_Default :ground_roof_cond: NECB_Default :ground_wall_cond: NECB_Default :image_name: btap_private_cli :infiltration_scale: NECB_Default :lights_scale: NECB_Default :lights_type: NECB_Default :nv_delta_temp_in_out: NECB_Default :nv_opening_fraction: NECB_Default :nv_temp_out_min: NECB_Default :nv_type: NECB_Default :oa_scale: NECB_Default :occupancy_loads_scale: NECB_Default :output_meters: [] :output_variables: [] :overhead_door_cond: NECB_Default :primary_heating_fuel: NaturalGas :pv_ground_azimuth_angle: NECB_Default :pv_ground_module_description: NECB_Default :pv_ground_tilt_angle: NECB_Default :pv_ground_total_area_pv_panels_m2: NECB_Default :pv_ground_type: NECB_Default :rotation_degrees: NECB_Default :run_annual_simulation: true :s3_bucket: '834599497928' :scale_x: NECB_Default :scale_y: NECB_Default :scale_z: NECB_Default :shw_eff: NECB_Default :skylight_cond: NECB_Default :skylight_solar_trans: NECB_Default :srr_set: NECB_Default :template: BTAPPRE1980 | reference | reference | 4170e377-3521-4fd0-8431-019eec1397af | BTAPPRE1980 | SecondarySchool | NaturalGas | Natural Gas | CAN_ON_Toronto.Pearson.Intl.AP.716240_CWEC2016.epw | parametric |  | NECB_Default | NECB_Default | NECB_Default | NECB_Default | NECB_Default | NECB_Default | NECB_Default | NECB_Default | NECB_Default | NECB_Default | NECB_Default | NECB_Default | NECB_Default | NECB_Default | NECB_Default | NECB_Default | NECB_Default | NECB_Default | NECB_Default | NECB_Default | NECB_Default | NECB_Default | NECB_Default | NECB_Default | NECB_Default | NECB_Default | NECB_Default | NECB_Default | NECB_Default | NECB_Default | NECB_Default | NECB_Default | NECB_Default | NECB_Default | NECB_Default | NECB_Default | NECB_Default | NECB_Default | NECB_Default | NECB_Default | NECB_Default | NECB_Default | NECB_Default | NECB_Default | NECB_Default | aws_batch | 834599497928 | btap_private_cli |  | TRUE | TRUE |  |  | 289.8768 | 38.7424 | 216.8632 | 388.6202 | 19592 | 17870 | 35 | SecondarySchool |  |  | 1.1 | SecondarySchool | 2 |  | 2 | BTAPPRE1980 | 0.18768 | 95216 | 1.0665 | 42.8403 | 77.0975 | 8.0035 | 316.033 | 187.0252 | TORONTO | ONTARIO | 2.073 | 59.3856 | 0 | 61.4586 | 16.6086 | 10.4786 | 0 | 27.0872 | 0 | 0.055051 | 0 | 0 | 0.37323 | 0.13895 | 0 | 1.0886 | 0.035323 | 0.14054 | 1.2017 | 0.0033651 | 1.5749 | 0.11303 | 59.9172 | 295.3463 | 35 | 0.678 | [5 empty] | 0.296 | 0.9 | 3.35 | 3.35 | 1.1 | Toronto Pearson Intl AP | CAN | 382 | 3615 | 43.677 | -79.631 | 5 | 3890 | ON | CAN_ON_Toronto.Pearson.Intl.AP.716240_CWEC2016.epw | 1.5749 | 38.7424 | 289.8768 | 14.0097 | 16.7378 | FALSE | FALSE | FALSE | FALSE | 14.9755 | 11.2023 | 0 | 0 | 0 | 0 | 2214.52 | 3977.9874 | 22.542 | 0.0056667 | 8239.09 | 0 | 1.5749 | 1353.67 | 1331.17 | 24.83 | 24.83 |  | https://s3.console.aws.amazon.com/s3/buckets/834599497928?region=ca-central-1&prefix=phylroy.lopez/reference/reference/output/4170e377-3521-4fd0-8431-019eec1397af/ | 1.0.002
400 |  | TRUE | 398 | 720 | 0 | 828.5516 |  |  |  | 0.1 | 2021-09-22 20:07:35 +0000 | 438c2ebff | 0.2.14 | :adv_dx_units: NECB_Default :airloop_economizer_type: NECB_Default :algorithm_type: parametric :analysis_id: reference :analysis_name: reference :boiler_eff: NECB_Default :btap_batch_version: 1.0.002 :building_type: SecondarySchool :chiller_type: NECB_Default :compute_environment: aws_batch :datapoint_id: 8f799406-3427-43c3-a409-fce195277415 :daylighting_type: NECB_Default :dcv_type: NECB_Default :door_construction_cond: NECB_Default :ecm_system_name: NECB_Default :electrical_loads_scale: NECB_Default :enable_costing: true :epw_file: CAN_NS_Halifax.Dockyard.713280_CWEC2016.epw :erv_package: NECB_Default :ext_floor_cond: NECB_Default :ext_roof_cond: NECB_Default :ext_wall_cond: NECB_Default :fdwr_set: NECB_Default :fixed_wind_solar_trans: NECB_Default :fixed_window_cond: NECB_Default :furnace_eff: NECB_Default :glass_door_cond: NECB_Default :glass_door_solar_trans: NECB_Default :ground_floor_cond: NECB_Default :ground_roof_cond: NECB_Default :ground_wall_cond: NECB_Default :image_name: btap_private_cli :infiltration_scale: NECB_Default :lights_scale: NECB_Default :lights_type: NECB_Default :nv_delta_temp_in_out: NECB_Default :nv_opening_fraction: NECB_Default :nv_temp_out_min: NECB_Default :nv_type: NECB_Default :oa_scale: NECB_Default :occupancy_loads_scale: NECB_Default :output_meters: [] :output_variables: [] :overhead_door_cond: NECB_Default :primary_heating_fuel: NaturalGas :pv_ground_azimuth_angle: NECB_Default :pv_ground_module_description: NECB_Default :pv_ground_tilt_angle: NECB_Default :pv_ground_total_area_pv_panels_m2: NECB_Default :pv_ground_type: NECB_Default :rotation_degrees: NECB_Default :run_annual_simulation: true :s3_bucket: '834599497928' :scale_x: NECB_Default :scale_y: NECB_Default :scale_z: NECB_Default :shw_eff: NECB_Default :skylight_cond: NECB_Default :skylight_solar_trans: NECB_Default :srr_set: NECB_Default :template: BTAPPRE1980 | reference | reference | 8f799406-3427-43c3-a409-fce195277415 | BTAPPRE1980 | SecondarySchool | NaturalGas | Natural Gas | CAN_NS_Halifax.Dockyard.713280_CWEC2016.epw | parametric |  | NECB_Default | NECB_Default | NECB_Default | NECB_Default | NECB_Default | NECB_Default | NECB_Default | NECB_Default | NECB_Default | NECB_Default | NECB_Default | NECB_Default | NECB_Default | NECB_Default | NECB_Default | NECB_Default | NECB_Default | NECB_Default | NECB_Default | NECB_Default | NECB_Default | NECB_Default | NECB_Default | NECB_Default | NECB_Default | NECB_Default | NECB_Default | NECB_Default | NECB_Default | NECB_Default | NECB_Default | NECB_Default | NECB_Default | NECB_Default | NECB_Default | NECB_Default | NECB_Default | NECB_Default | NECB_Default | NECB_Default | NECB_Default | NECB_Default | NECB_Default | NECB_Default | NECB_Default | aws_batch | 834599497928 | btap_private_cli |  | TRUE | TRUE |  |  | 238.4589 | 21.8178 | 210.9536 | 370.9364 | 19592 | 17870 | 35 | SecondarySchool |  |  | 1.1 | SecondarySchool | 2 |  | 2 | BTAPPRE1980 | 0.18768 | 95216 | 0.90354 | 28.9658 | 74.1831 | 7.7453 | 276.0435 | 164.2458 | HALIFAX | NOVA SCOTIA | 66.7554 | 58.819 | 0 | 125.5744 | 13.092 | 14.8465 | 0 | 27.9385 | 0 | 0.018295 | 0 | 0 | 0.32919 | 0.13171 | 0 | 1.0671 | 0.035323 | 0.14054 | 1.182 | 0.0033177 | 1.5112 | 0.11491 | 42.6621 | 246.344 | 35 | 0.678 | [5 empty] | 0.267 | 0.823 | 2.95 | 2.95 | 1.1 | Halifax Dockyard | CAN | 112 | 3647 | 44.655 | -63.577 | 6 | 4000 | NS | CAN_NS_Halifax.Dockyard.713280_CWEC2016.epw | 1.5112 | 21.8178 | 238.4589 | 12.3035 | 17.9615 | TRUE | FALSE | FALSE | FALSE | 9.1307 | 10.0707 | 0 | 0 | 0 | 0 | 2251.35 | 3977.9874 | 22.542 | 0.0056667 | 8239.09 | 0 | 1.5112 | 1002.67 | 999 | 40.17 | 40.17 |  | https://s3.console.aws.amazon.com/s3/buckets/834599497928?region=ca-central-1&prefix=phylroy.lopez/reference/reference/output/8f799406-3427-43c3-a409-fce195277415/ | 1.0.002
401 |  | TRUE | 402 | 768 | 0 | 827.9038 |  |  |  | 0.1 | 2021-09-22 20:07:45 +0000 | 438c2ebff | 0.2.14 | :adv_dx_units: NECB_Default :airloop_economizer_type: NECB_Default :algorithm_type: parametric :analysis_id: reference :analysis_name: reference :boiler_eff: NECB_Default :btap_batch_version: 1.0.002 :building_type: SecondarySchool :chiller_type: NECB_Default :compute_environment: aws_batch :datapoint_id: f5762058-10d7-4d49-8f74-49bbacdaa69c :daylighting_type: NECB_Default :dcv_type: NECB_Default :door_construction_cond: NECB_Default :ecm_system_name: NECB_Default :electrical_loads_scale: NECB_Default :enable_costing: true :epw_file: CAN_AB_Edmonton.Intl.AP.711230_CWEC2016.epw :erv_package: NECB_Default :ext_floor_cond: NECB_Default :ext_roof_cond: NECB_Default :ext_wall_cond: NECB_Default :fdwr_set: NECB_Default :fixed_wind_solar_trans: NECB_Default :fixed_window_cond: NECB_Default :furnace_eff: NECB_Default :glass_door_cond: NECB_Default :glass_door_solar_trans: NECB_Default :ground_floor_cond: NECB_Default :ground_roof_cond: NECB_Default :ground_wall_cond: NECB_Default :image_name: btap_private_cli :infiltration_scale: NECB_Default :lights_scale: NECB_Default :lights_type: NECB_Default :nv_delta_temp_in_out: NECB_Default :nv_opening_fraction: NECB_Default :nv_temp_out_min: NECB_Default :nv_type: NECB_Default :oa_scale: NECB_Default :occupancy_loads_scale: NECB_Default :output_meters: [] :output_variables: [] :overhead_door_cond: NECB_Default :primary_heating_fuel: NaturalGas :pv_ground_azimuth_angle: NECB_Default :pv_ground_module_description: NECB_Default :pv_ground_tilt_angle: NECB_Default :pv_ground_total_area_pv_panels_m2: NECB_Default :pv_ground_type: NECB_Default :rotation_degrees: NECB_Default :run_annual_simulation: true :s3_bucket: '834599497928' :scale_x: NECB_Default :scale_y: NECB_Default :scale_z: NECB_Default :shw_eff: NECB_Default :skylight_cond: NECB_Default :skylight_solar_trans: NECB_Default :srr_set: NECB_Default :template: NECB2011 | reference | reference | f5762058-10d7-4d49-8f74-49bbacdaa69c | NECB2011 | SecondarySchool | NaturalGas | Natural Gas | CAN_AB_Edmonton.Intl.AP.711230_CWEC2016.epw | parametric |  | NECB_Default | NECB_Default | NECB_Default | NECB_Default | NECB_Default | NECB_Default | NECB_Default | NECB_Default | NECB_Default | NECB_Default | NECB_Default | NECB_Default | NECB_Default | NECB_Default | NECB_Default | NECB_Default | NECB_Default | NECB_Default | NECB_Default | NECB_Default | NECB_Default | NECB_Default | NECB_Default | NECB_Default | NECB_Default | NECB_Default | NECB_Default | NECB_Default | NECB_Default | NECB_Default | NECB_Default | NECB_Default | NECB_Default | NECB_Default | NECB_Default | NECB_Default | NECB_Default | NECB_Default | NECB_Default | NECB_Default | NECB_Default | NECB_Default | NECB_Default | NECB_Default | NECB_Default | aws_batch | 834599497928 | btap_private_cli |  | TRUE | TRUE |  |  | 223.4667 | 24.2054 | 195.3903 | 347.3946 | 19592 | 17870 | 32.5 | SecondarySchool |  |  | 5 | SecondarySchool | 2 |  | 2 | NECB2011 | 0.18768 | 95216 | 138.2018 | 23.4761 | 76.0525 | 7.8584 | 433.5223 | 187.9335 | EDMONTON | ALBERTA | 69.8302 | 55.9264 | 0 | 125.7566 | 6.6184 | 3.9899 | 0 | 10.6083 | 0 | 0.021693 | 0 | 0 | 0.31819 | 0.11741 | 0 | 0.98143 | 0.035323 | 0.14054 | 1.1083 | 0.0032207 | 1.4265 | 0.12686 | 44.0638 | 231.5623 | 32.5 | 0.757 | [5 empty] | 0.162 | 0.21 | 2.2 | 2.2 | 5 | Edmonton Intl AP | CAN | 23 | 5588 | 53.31 | -113.579 | 7a | 5120 | AB | CAN_AB_Edmonton.Intl.AP.711230_CWEC2016.epw | 1.4265 | 24.2054 | 223.4667 | 11.2321 | 16.212 | TRUE | FALSE | FALSE | FALSE | 12.509 | 19.4032 | 0 | 0 | 0 | 0 | 2485.5 | 3977.9874 | 22.542 | 0.0056667 | 8239.09 | 0 | 1.4265 | 503 | 489.83 | 41.83 | 41.83 |  | https://s3.console.aws.amazon.com/s3/buckets/834599497928?region=ca-central-1&prefix=phylroy.lopez/reference/reference/output/f5762058-10d7-4d49-8f74-49bbacdaa69c/ | 1.0.002
402 |  | TRUE | 396 | 720 | 0 | 828.9256 |  |  |  | 0.1 | 2021-09-22 20:08:10 +0000 | 438c2ebff | 0.2.14 | :adv_dx_units: NECB_Default :airloop_economizer_type: NECB_Default :algorithm_type: parametric :analysis_id: reference :analysis_name: reference :boiler_eff: NECB_Default :btap_batch_version: 1.0.002 :building_type: SecondarySchool :chiller_type: NECB_Default :compute_environment: aws_batch :datapoint_id: f1503b1e-d267-415c-95d7-db3f01d408ee :daylighting_type: NECB_Default :dcv_type: NECB_Default :door_construction_cond: NECB_Default :ecm_system_name: NECB_Default :electrical_loads_scale: NECB_Default :enable_costing: true :epw_file: CAN_YT_Whitehorse.Intl.AP.719640_CWEC2016.epw :erv_package: NECB_Default :ext_floor_cond: NECB_Default :ext_roof_cond: NECB_Default :ext_wall_cond: NECB_Default :fdwr_set: NECB_Default :fixed_wind_solar_trans: NECB_Default :fixed_window_cond: NECB_Default :furnace_eff: NECB_Default :glass_door_cond: NECB_Default :glass_door_solar_trans: NECB_Default :ground_floor_cond: NECB_Default :ground_roof_cond: NECB_Default :ground_wall_cond: NECB_Default :image_name: btap_private_cli :infiltration_scale: NECB_Default :lights_scale: NECB_Default :lights_type: NECB_Default :nv_delta_temp_in_out: NECB_Default :nv_opening_fraction: NECB_Default :nv_temp_out_min: NECB_Default :nv_type: NECB_Default :oa_scale: NECB_Default :occupancy_loads_scale: NECB_Default :output_meters: [] :output_variables: [] :overhead_door_cond: NECB_Default :primary_heating_fuel: NaturalGas :pv_ground_azimuth_angle: NECB_Default :pv_ground_module_description: NECB_Default :pv_ground_tilt_angle: NECB_Default :pv_ground_total_area_pv_panels_m2: NECB_Default :pv_ground_type: NECB_Default :rotation_degrees: NECB_Default :run_annual_simulation: true :s3_bucket: '834599497928' :scale_x: NECB_Default :scale_y: NECB_Default :scale_z: NECB_Default :shw_eff: NECB_Default :skylight_cond: NECB_Default :skylight_solar_trans: NECB_Default :srr_set: NECB_Default :template: BTAP1980TO2010 | reference | reference | f1503b1e-d267-415c-95d7-db3f01d408ee | BTAP1980TO2010 | SecondarySchool | NaturalGas | Natural Gas | CAN_YT_Whitehorse.Intl.AP.719640_CWEC2016.epw | parametric |  | NECB_Default | NECB_Default | NECB_Default | NECB_Default | NECB_Default | NECB_Default | NECB_Default | NECB_Default | NECB_Default | NECB_Default | NECB_Default | NECB_Default | NECB_Default | NECB_Default | NECB_Default | NECB_Default | NECB_Default | NECB_Default | NECB_Default | NECB_Default | NECB_Default | NECB_Default | NECB_Default | NECB_Default | NECB_Default | NECB_Default | NECB_Default | NECB_Default | NECB_Default | NECB_Default | NECB_Default | NECB_Default | NECB_Default | NECB_Default | NECB_Default | NECB_Default | NECB_Default | NECB_Default | NECB_Default | NECB_Default | NECB_Default | NECB_Default | NECB_Default | NECB_Default | NECB_Default | aws_batch | 834599497928 | btap_private_cli |  | TRUE | TRUE |  |  | 318.2852 | 18.1428 | 324.514 | 529.6341 | 19592 | 17870 | 35 | SecondarySchool |  |  | 1.1 | SecondarySchool | 2 |  | 2 | BTAP1980TO2010 | 0.18768 | 95216 | 0.69587 | 25.9029 | 67.028 | 7.4696 | 260.7721 | 159.6758 | WHITEHORSE | YUKON | 4.9697 | 87.729 | 0 | 92.6987 | 11.3813 | 15.9907 | 0 | 27.372 | 0 | 0.0051291 | 0 | 0 | 0.31952 | 0.13511 | 0 | 1.6304 | 0.035323 | 0.14054 | 1.763 | 0.0034157 | 2.0825 | 0.1326 | 39.1888 | 326.3355 | 35 | 0.678 | [5 empty] | 0.227 | 0.346 | 2.95 | 2.95 | 1.1 | Whitehorse Intl AP | CAN | 5 | 6491 | 60.709 | -135.069 | 7b | 6580 | YT | CAN_YT_Whitehorse.Intl.AP.719640_CWEC2016.epw | 2.0826 | 18.1428 | 318.2852 | 13.5189 | 12.5779 | TRUE | FALSE | FALSE | FALSE | 8.6764 | 20.6972 | 0 | 0 | 0 | 0 | 2597.81 | 3977.9874 | 22.542 | 0.0056667 | 8239.09 | 0 | 2.0825 | 597.17 | 585.83 | 118.83 | 102.5 |  | https://s3.console.aws.amazon.com/s3/buckets/834599497928?region=ca-central-1&prefix=phylroy.lopez/reference/reference/output/f1503b1e-d267-415c-95d7-db3f01d408ee/ | 1.0.002
403 |  | TRUE | 51 | 0 | 0 | 125.3768 |  |  |  | 0.1 | 2021-09-22 20:08:51 +0000 | 438c2ebff | 0.2.14 | :adv_dx_units: NECB_Default :airloop_economizer_type: NECB_Default :algorithm_type: parametric :analysis_id: reference :analysis_name: reference :boiler_eff: NECB_Default :btap_batch_version: 1.0.002 :building_type: QuickServiceRestaurant :chiller_type: NECB_Default :compute_environment: aws_batch :datapoint_id: 3dca8dc0-1b1f-43f3-8539-48df6e510e5c :daylighting_type: NECB_Default :dcv_type: NECB_Default :door_construction_cond: NECB_Default :ecm_system_name: NECB_Default :electrical_loads_scale: NECB_Default :enable_costing: true :epw_file: CAN_NS_Halifax.Dockyard.713280_CWEC2016.epw :erv_package: NECB_Default :ext_floor_cond: NECB_Default :ext_roof_cond: NECB_Default :ext_wall_cond: NECB_Default :fdwr_set: NECB_Default :fixed_wind_solar_trans: NECB_Default :fixed_window_cond: NECB_Default :furnace_eff: NECB_Default :glass_door_cond: NECB_Default :glass_door_solar_trans: NECB_Default :ground_floor_cond: NECB_Default :ground_roof_cond: NECB_Default :ground_wall_cond: NECB_Default :image_name: btap_private_cli :infiltration_scale: NECB_Default :lights_scale: NECB_Default :lights_type: NECB_Default :nv_delta_temp_in_out: NECB_Default :nv_opening_fraction: NECB_Default :nv_temp_out_min: NECB_Default :nv_type: NECB_Default :oa_scale: NECB_Default :occupancy_loads_scale: NECB_Default :output_meters: [] :output_variables: [] :overhead_door_cond: NECB_Default :primary_heating_fuel: Electricity :pv_ground_azimuth_angle: NECB_Default :pv_ground_module_description: NECB_Default :pv_ground_tilt_angle: NECB_Default :pv_ground_total_area_pv_panels_m2: NECB_Default :pv_ground_type: NECB_Default :rotation_degrees: NECB_Default :run_annual_simulation: true :s3_bucket: '834599497928' :scale_x: NECB_Default :scale_y: NECB_Default :scale_z: NECB_Default :shw_eff: NECB_Default :skylight_cond: NECB_Default :skylight_solar_trans: NECB_Default :srr_set: NECB_Default :template: BTAPPRE1980 | reference | reference | 3dca8dc0-1b1f-43f3-8539-48df6e510e5c | BTAPPRE1980 | QuickServiceRestaurant | Electricity | Electricity | CAN_NS_Halifax.Dockyard.713280_CWEC2016.epw | parametric |  | NECB_Default | NECB_Default | NECB_Default | NECB_Default | NECB_Default | NECB_Default | NECB_Default | NECB_Default | NECB_Default | NECB_Default | NECB_Default | NECB_Default | NECB_Default | NECB_Default | NECB_Default | NECB_Default | NECB_Default | NECB_Default | NECB_Default | NECB_Default | NECB_Default | NECB_Default | NECB_Default | NECB_Default | NECB_Default | NECB_Default | NECB_Default | NECB_Default | NECB_Default | NECB_Default | NECB_Default | NECB_Default | NECB_Default | NECB_Default | NECB_Default | NECB_Default | NECB_Default | NECB_Default | NECB_Default | NECB_Default | NECB_Default | NECB_Default | NECB_Default | NECB_Default | NECB_Default | aws_batch | 834599497928 | btap_private_cli |  | TRUE | TRUE |  |  | 394.9751 | 35.9774 | 673.7133 | 826.8892 | 232.34 | 444.7457 | 14 | QuickServiceRestaurant |  |  | 0 | QuickServiceRestaurant | 1 |  | 1 | BTAPPRE1980 | 0.46263 | 961.3389 | 0.8921 | 20.8992 | 68.9808 | 48.576 | 661.6591 | 522.311 | HALIFAX | NOVA SCOTIA | 674.2264 | 0 | 0 | 674.2264 | 132.2283 | 0 | 0 | 132.2283 | 0 | 0.029267 | 0 | 0 | 3.3249 | 0.40768 | 0 | 2.4254 | 0.10696 | 0.24111 | 0 | 0 | 3.3249 | 0.11449 | 433.0035 | 0 | 14 | 0.678 | [5 empty] | 0.267 | 0.823 | 2.95 |  | 0 | Halifax Dockyard | CAN | 112 | 3647 | 44.655 | -63.577 | 6 | 4000 | NS | CAN_NS_Halifax.Dockyard.713280_CWEC2016.epw | 3.3248 | 35.9774 | 394.9751 | 5.4235 | 17.2132 | FALSE | FALSE | FALSE | FALSE | 6.7475 | 9.3491 | 0 | 0.072777 | 0.0041751 | 26.6 | 0 | 17.4313 | 0.34213 | 0.019628 | 125.05 | 0 | 3.3249 | 1 | 0.33 | 0 | 0 |  | https://s3.console.aws.amazon.com/s3/buckets/834599497928?region=ca-central-1&prefix=phylroy.lopez/reference/reference/output/3dca8dc0-1b1f-43f3-8539-48df6e510e5c/ | 1.0.002
404 |  | TRUE | 48 | 0 | 0 | 125.8567 |  |  |  | 0.1 | 2021-09-22 20:08:52 +0000 | 438c2ebff | 0.2.14 | :adv_dx_units: NECB_Default :airloop_economizer_type: NECB_Default :algorithm_type: parametric :analysis_id: reference :analysis_name: reference :boiler_eff: NECB_Default :btap_batch_version: 1.0.002 :building_type: QuickServiceRestaurant :chiller_type: NECB_Default :compute_environment: aws_batch :datapoint_id: ea52e261-3ce7-4879-a85f-d602b09a14f1 :daylighting_type: NECB_Default :dcv_type: NECB_Default :door_construction_cond: NECB_Default :ecm_system_name: NECB_Default :electrical_loads_scale: NECB_Default :enable_costing: true :epw_file: CAN_NS_Halifax.Dockyard.713280_CWEC2016.epw :erv_package: NECB_Default :ext_floor_cond: NECB_Default :ext_roof_cond: NECB_Default :ext_wall_cond: NECB_Default :fdwr_set: NECB_Default :fixed_wind_solar_trans: NECB_Default :fixed_window_cond: NECB_Default :furnace_eff: NECB_Default :glass_door_cond: NECB_Default :glass_door_solar_trans: NECB_Default :ground_floor_cond: NECB_Default :ground_roof_cond: NECB_Default :ground_wall_cond: NECB_Default :image_name: btap_private_cli :infiltration_scale: NECB_Default :lights_scale: NECB_Default :lights_type: NECB_Default :nv_delta_temp_in_out: NECB_Default :nv_opening_fraction: NECB_Default :nv_temp_out_min: NECB_Default :nv_type: NECB_Default :oa_scale: NECB_Default :occupancy_loads_scale: NECB_Default :output_meters: [] :output_variables: [] :overhead_door_cond: NECB_Default :primary_heating_fuel: NaturalGas :pv_ground_azimuth_angle: NECB_Default :pv_ground_module_description: NECB_Default :pv_ground_tilt_angle: NECB_Default :pv_ground_total_area_pv_panels_m2: NECB_Default :pv_ground_type: NECB_Default :rotation_degrees: NECB_Default :run_annual_simulation: true :s3_bucket: '834599497928' :scale_x: NECB_Default :scale_y: NECB_Default :scale_z: NECB_Default :shw_eff: NECB_Default :skylight_cond: NECB_Default :skylight_solar_trans: NECB_Default :srr_set: NECB_Default :template: BTAPPRE1980 | reference | reference | ea52e261-3ce7-4879-a85f-d602b09a14f1 | BTAPPRE1980 | QuickServiceRestaurant | NaturalGas | Natural Gas | CAN_NS_Halifax.Dockyard.713280_CWEC2016.epw | parametric |  | NECB_Default | NECB_Default | NECB_Default | NECB_Default | NECB_Default | NECB_Default | NECB_Default | NECB_Default | NECB_Default | NECB_Default | NECB_Default | NECB_Default | NECB_Default | NECB_Default | NECB_Default | NECB_Default | NECB_Default | NECB_Default | NECB_Default | NECB_Default | NECB_Default | NECB_Default | NECB_Default | NECB_Default | NECB_Default | NECB_Default | NECB_Default | NECB_Default | NECB_Default | NECB_Default | NECB_Default | NECB_Default | NECB_Default | NECB_Default | NECB_Default | NECB_Default | NECB_Default | NECB_Default | NECB_Default | NECB_Default | NECB_Default | NECB_Default | NECB_Default | NECB_Default | NECB_Default | aws_batch | 834599497928 | btap_private_cli |  | TRUE | TRUE |  |  | 519.2612 | 35.9761 | 673.7731 | 1108.1581 | 232.34 | 444.7457 | 14 | QuickServiceRestaurant |  |  | 0 | QuickServiceRestaurant | 1 |  | 1 | BTAPPRE1980 | 0.46263 | 961.3389 | 0.8921 | 163.6791 | 68.9808 | 38.3669 | 720.4327 | 448.5139 | HALIFAX | NOVA SCOTIA | 159.6344 | 176.6586 | 0 | 336.2931 | 31.3073 | 44.5903 | 0 | 75.8976 | 0 | 0.029267 | 0 | 0 | 0.78725 | 0.40811 | 0 | 3.4106 | 0.10696 | 0.24111 | 3.5502 | 0.0018077 | 4.3374 | 0.13958 | 71.6991 | 526.4181 | 14 | 0.678 | [5 empty] | 0.267 | 0.823 | 2.95 |  | 0 | Halifax Dockyard | CAN | 112 | 3647 | 44.655 | -63.577 | 6 | 4000 | NS | CAN_NS_Halifax.Dockyard.713280_CWEC2016.epw | 4.3374 | 35.9761 | 519.2612 | 5.4234 | 17.2134 | FALSE | FALSE | FALSE | FALSE | 6.7475 | 9.3492 | 0 | 0 | 0 | 0 | 32.43 | 17.4313 | 0.34213 | 0.019628 | 125.05 | 0 | 4.3374 | 1 | 0.33 | 0.17 | 0.17 |  | https://s3.console.aws.amazon.com/s3/buckets/834599497928?region=ca-central-1&prefix=phylroy.lopez/reference/reference/output/ea52e261-3ce7-4879-a85f-d602b09a14f1/ | 1.0.002
405 |  | TRUE | 47 | 0 | 0 | 126.317 |  |  |  | 0.1 | 2021-09-22 20:08:47 +0000 | 438c2ebff | 0.2.14 | :adv_dx_units: NECB_Default :airloop_economizer_type: NECB_Default :algorithm_type: parametric :analysis_id: reference :analysis_name: reference :boiler_eff: NECB_Default :btap_batch_version: 1.0.002 :building_type: QuickServiceRestaurant :chiller_type: NECB_Default :compute_environment: aws_batch :datapoint_id: 5945f29e-855c-4133-8d91-a8f7444dfffd :daylighting_type: NECB_Default :dcv_type: NECB_Default :door_construction_cond: NECB_Default :ecm_system_name: NECB_Default :electrical_loads_scale: NECB_Default :enable_costing: true :epw_file: CAN_BC_Vancouver.Intl.AP.718920_CWEC2016.epw :erv_package: NECB_Default :ext_floor_cond: NECB_Default :ext_roof_cond: NECB_Default :ext_wall_cond: NECB_Default :fdwr_set: NECB_Default :fixed_wind_solar_trans: NECB_Default :fixed_window_cond: NECB_Default :furnace_eff: NECB_Default :glass_door_cond: NECB_Default :glass_door_solar_trans: NECB_Default :ground_floor_cond: NECB_Default :ground_roof_cond: NECB_Default :ground_wall_cond: NECB_Default :image_name: btap_private_cli :infiltration_scale: NECB_Default :lights_scale: NECB_Default :lights_type: NECB_Default :nv_delta_temp_in_out: NECB_Default :nv_opening_fraction: NECB_Default :nv_temp_out_min: NECB_Default :nv_type: NECB_Default :oa_scale: NECB_Default :occupancy_loads_scale: NECB_Default :output_meters: [] :output_variables: [] :overhead_door_cond: NECB_Default :primary_heating_fuel: Electricity :pv_ground_azimuth_angle: NECB_Default :pv_ground_module_description: NECB_Default :pv_ground_tilt_angle: NECB_Default :pv_ground_total_area_pv_panels_m2: NECB_Default :pv_ground_type: NECB_Default :rotation_degrees: NECB_Default :run_annual_simulation: true :s3_bucket: '834599497928' :scale_x: NECB_Default :scale_y: NECB_Default :scale_z: NECB_Default :shw_eff: NECB_Default :skylight_cond: NECB_Default :skylight_solar_trans: NECB_Default :srr_set: NECB_Default :template: BTAPPRE1980 | reference | reference | 5945f29e-855c-4133-8d91-a8f7444dfffd | BTAPPRE1980 | QuickServiceRestaurant | Electricity | Electricity | CAN_BC_Vancouver.Intl.AP.718920_CWEC2016.epw | parametric |  | NECB_Default | NECB_Default | NECB_Default | NECB_Default | NECB_Default | NECB_Default | NECB_Default | NECB_Default | NECB_Default | NECB_Default | NECB_Default | NECB_Default | NECB_Default | NECB_Default | NECB_Default | NECB_Default | NECB_Default | NECB_Default | NECB_Default | NECB_Default | NECB_Default | NECB_Default | NECB_Default | NECB_Default | NECB_Default | NECB_Default | NECB_Default | NECB_Default | NECB_Default | NECB_Default | NECB_Default | NECB_Default | NECB_Default | NECB_Default | NECB_Default | NECB_Default | NECB_Default | NECB_Default | NECB_Default | NECB_Default | NECB_Default | NECB_Default | NECB_Default | NECB_Default | NECB_Default | aws_batch | 834599497928 | btap_private_cli |  | TRUE | TRUE |  |  | 259.7083 | 34.0623 | 531.9671 | 675.6024 | 232.34 | 444.7457 | 14 | QuickServiceRestaurant |  |  | 0 | QuickServiceRestaurant | 1 |  | 1 | BTAPPRE1980 | 0.46263 | 961.3389 | 0.96518 | 17.7916 | 63.325 | 48.7271 | 628.3599 | 497.551 | VANCOUVER | BRITISH COLUMBIA | 7.8791 | 0 | 0 | 7.8791 | 78.6807 | 0 | 0 | 78.6807 | 0 | 0.014246 | 0 | 0 | 2.7802 | 0.39326 | 0 | 1.915 | 0.10696 | 0.24111 | 0 | 0 | 2.7802 | 0.10962 | 296.7134 | 0 | 14 | 0.678 | [5 empty] | 0.363 | 0.994 | 4.09 |  | 0 | Vancouver Intl AP | CAN | 42 | 2797 | 49.195 | -123.184 | 4 | 2800 | BC | CAN_BC_Vancouver.Intl.AP.718920_CWEC2016.epw | 2.7802 | 34.0623 | 259.7083 | 3.6481 | 18.5042 | FALSE | FALSE | FALSE | FALSE | 8.8057 | 9.2904 | 0 | 0.069685 | 0.0039977 | 25.47 | 0 | 17.4313 | 0.34213 | 0.019628 | 125.05 | 0 | 2.7802 | 1.33 | 1.33 | 0 | 0 |  | https://s3.console.aws.amazon.com/s3/buckets/834599497928?region=ca-central-1&prefix=phylroy.lopez/reference/reference/output/5945f29e-855c-4133-8d91-a8f7444dfffd/ | 1.0.002
406 |  | TRUE | 50 | 0 | 0 | 127.1284 |  |  |  | 0.1 | 2021-09-22 20:08:45 +0000 | 438c2ebff | 0.2.14 | :adv_dx_units: NECB_Default :airloop_economizer_type: NECB_Default :algorithm_type: parametric :analysis_id: reference :analysis_name: reference :boiler_eff: NECB_Default :btap_batch_version: 1.0.002 :building_type: QuickServiceRestaurant :chiller_type: NECB_Default :compute_environment: aws_batch :datapoint_id: b293f452-b384-4730-be12-4481e4b01433 :daylighting_type: NECB_Default :dcv_type: NECB_Default :door_construction_cond: NECB_Default :ecm_system_name: NECB_Default :electrical_loads_scale: NECB_Default :enable_costing: true :epw_file: CAN_AB_Edmonton.Intl.AP.711230_CWEC2016.epw :erv_package: NECB_Default :ext_floor_cond: NECB_Default :ext_roof_cond: NECB_Default :ext_wall_cond: NECB_Default :fdwr_set: NECB_Default :fixed_wind_solar_trans: NECB_Default :fixed_window_cond: NECB_Default :furnace_eff: NECB_Default :glass_door_cond: NECB_Default :glass_door_solar_trans: NECB_Default :ground_floor_cond: NECB_Default :ground_roof_cond: NECB_Default :ground_wall_cond: NECB_Default :image_name: btap_private_cli :infiltration_scale: NECB_Default :lights_scale: NECB_Default :lights_type: NECB_Default :nv_delta_temp_in_out: NECB_Default :nv_opening_fraction: NECB_Default :nv_temp_out_min: NECB_Default :nv_type: NECB_Default :oa_scale: NECB_Default :occupancy_loads_scale: NECB_Default :output_meters: [] :output_variables: [] :overhead_door_cond: NECB_Default :primary_heating_fuel: Electricity :pv_ground_azimuth_angle: NECB_Default :pv_ground_module_description: NECB_Default :pv_ground_tilt_angle: NECB_Default :pv_ground_total_area_pv_panels_m2: NECB_Default :pv_ground_type: NECB_Default :rotation_degrees: NECB_Default :run_annual_simulation: true :s3_bucket: '834599497928' :scale_x: NECB_Default :scale_y: NECB_Default :scale_z: NECB_Default :shw_eff: NECB_Default :skylight_cond: NECB_Default :skylight_solar_trans: NECB_Default :srr_set: NECB_Default :template: BTAPPRE1980 | reference | reference | b293f452-b384-4730-be12-4481e4b01433 | BTAPPRE1980 | QuickServiceRestaurant | Electricity | Electricity | CAN_AB_Edmonton.Intl.AP.711230_CWEC2016.epw | parametric |  | NECB_Default | NECB_Default | NECB_Default | NECB_Default | NECB_Default | NECB_Default | NECB_Default | NECB_Default | NECB_Default | NECB_Default | NECB_Default | NECB_Default | NECB_Default | NECB_Default | NECB_Default | NECB_Default | NECB_Default | NECB_Default | NECB_Default | NECB_Default | NECB_Default | NECB_Default | NECB_Default | NECB_Default | NECB_Default | NECB_Default | NECB_Default | NECB_Default | NECB_Default | NECB_Default | NECB_Default | NECB_Default | NECB_Default | NECB_Default | NECB_Default | NECB_Default | NECB_Default | NECB_Default | NECB_Default | NECB_Default | NECB_Default | NECB_Default | NECB_Default | NECB_Default | NECB_Default | aws_batch | 834599497928 | btap_private_cli |  | TRUE | TRUE |  |  | 493.2295 | 42.3067 | 875.3216 | 1034.5709 | 232.34 | 444.7457 | 14 | QuickServiceRestaurant |  |  | 0 | QuickServiceRestaurant | 1 |  | 1 | BTAPPRE1980 | 0.46263 | 961.3389 | 0.91336 | 23.9892 | 70.6817 | 48.9649 | 719.5749 | 575.0257 | EDMONTON | ALBERTA | 893.7366 | 0 | 0 | 893.7366 | 84.7076 | 0 | 0 | 84.7076 | 0 | 0.02406 | 0 | 0 | 4.0725 | 0.4221 | 0 | 3.1512 | 0.10696 | 0.24111 | 0 | 0 | 4.0725 | 0.1271 | 535.0075 | 0 | 14 | 0.678 | [5 empty] | 0.227 | 0.772 | 2.95 |  | 0 | Edmonton Intl AP | CAN | 23 | 5588 | 53.31 | -113.579 | 7a | 5120 | AB | CAN_AB_Edmonton.Intl.AP.711230_CWEC2016.epw | 4.0724 | 42.3067 | 493.2295 | 4.098 | 18.8472 | FALSE | FALSE | FALSE | FALSE | 10.017 | 21.0081 | 0 | 0.080793 | 0.004635 | 29.53 | 0 | 17.4313 | 0.34213 | 0.019628 | 125.05 | 0 | 4.0725 | 0.67 | 0.67 | 0 | 0 |  | https://s3.console.aws.amazon.com/s3/buckets/834599497928?region=ca-central-1&prefix=phylroy.lopez/reference/reference/output/b293f452-b384-4730-be12-4481e4b01433/ | 1.0.002
407 |  | TRUE | 47 | 0 | 0 | 126.7372 |  |  |  | 0.1 | 2021-09-22 20:09:04 +0000 | 438c2ebff | 0.2.14 | :adv_dx_units: NECB_Default :airloop_economizer_type: NECB_Default :algorithm_type: parametric :analysis_id: reference :analysis_name: reference :boiler_eff: NECB_Default :btap_batch_version: 1.0.002 :building_type: QuickServiceRestaurant :chiller_type: NECB_Default :compute_environment: aws_batch :datapoint_id: 5d212fbd-c992-4004-bc11-4c21449d2d1e :daylighting_type: NECB_Default :dcv_type: NECB_Default :door_construction_cond: NECB_Default :ecm_system_name: NECB_Default :electrical_loads_scale: NECB_Default :enable_costing: true :epw_file: CAN_AB_Edmonton.Intl.AP.711230_CWEC2016.epw :erv_package: NECB_Default :ext_floor_cond: NECB_Default :ext_roof_cond: NECB_Default :ext_wall_cond: NECB_Default :fdwr_set: NECB_Default :fixed_wind_solar_trans: NECB_Default :fixed_window_cond: NECB_Default :furnace_eff: NECB_Default :glass_door_cond: NECB_Default :glass_door_solar_trans: NECB_Default :ground_floor_cond: NECB_Default :ground_roof_cond: NECB_Default :ground_wall_cond: NECB_Default :image_name: btap_private_cli :infiltration_scale: NECB_Default :lights_scale: NECB_Default :lights_type: NECB_Default :nv_delta_temp_in_out: NECB_Default :nv_opening_fraction: NECB_Default :nv_temp_out_min: NECB_Default :nv_type: NECB_Default :oa_scale: NECB_Default :occupancy_loads_scale: NECB_Default :output_meters: [] :output_variables: [] :overhead_door_cond: NECB_Default :primary_heating_fuel: NaturalGas :pv_ground_azimuth_angle: NECB_Default :pv_ground_module_description: NECB_Default :pv_ground_tilt_angle: NECB_Default :pv_ground_total_area_pv_panels_m2: NECB_Default :pv_ground_type: NECB_Default :rotation_degrees: NECB_Default :run_annual_simulation: true :s3_bucket: '834599497928' :scale_x: NECB_Default :scale_y: NECB_Default :scale_z: NECB_Default :shw_eff: NECB_Default :skylight_cond: NECB_Default :skylight_solar_trans: NECB_Default :srr_set: NECB_Default :template: BTAPPRE1980 | reference | reference | 5d212fbd-c992-4004-bc11-4c21449d2d1e | BTAPPRE1980 | QuickServiceRestaurant | NaturalGas | Natural Gas | CAN_AB_Edmonton.Intl.AP.711230_CWEC2016.epw | parametric |  | NECB_Default | NECB_Default | NECB_Default | NECB_Default | NECB_Default | NECB_Default | NECB_Default | NECB_Default | NECB_Default | NECB_Default | NECB_Default | NECB_Default | NECB_Default | NECB_Default | NECB_Default | NECB_Default | NECB_Default | NECB_Default | NECB_Default | NECB_Default | NECB_Default | NECB_Default | NECB_Default | NECB_Default | NECB_Default | NECB_Default | NECB_Default | NECB_Default | NECB_Default | NECB_Default | NECB_Default | NECB_Default | NECB_Default | NECB_Default | NECB_Default | NECB_Default | NECB_Default | NECB_Default | NECB_Default | NECB_Default | NECB_Default | NECB_Default | NECB_Default | NECB_Default | NECB_Default | aws_batch | 834599497928 | btap_private_cli |  | TRUE | TRUE |  |  | 647.4285 | 42.3061 | 875.4054 | 1393.8624 | 232.34 | 444.7457 | 14 | QuickServiceRestaurant |  |  | 0 | QuickServiceRestaurant | 1 |  | 1 | BTAPPRE1980 | 0.46263 | 961.3389 | 0.91336 | 172.8411 | 70.6817 | 39.0383 | 762.7933 | 479.3189 | EDMONTON | ALBERTA | 174.7707 | 230.5878 | 0 | 405.3586 | 16.5646 | 16.4504 | 0 | 33.015 | 0 | 0.02406 | 0 | 0 | 0.79638 | 0.4221 | 0 | 4.4148 | 0.10696 | 0.24111 | 4.5696 | 0.002152 | 5.366 | 0.15477 | 78.7523 | 654.0457 | 14 | 0.678 | [5 empty] | 0.227 | 0.772 | 2.95 |  | 0 | Edmonton Intl AP | CAN | 23 | 5588 | 53.31 | -113.579 | 7a | 5120 | AB | CAN_AB_Edmonton.Intl.AP.711230_CWEC2016.epw | 5.3659 | 42.3061 | 647.4285 | 4.098 | 18.8472 | FALSE | FALSE | FALSE | FALSE | 10.017 | 21.008 | 0 | 0 | 0 | 0 | 35.96 | 17.4313 | 0.34213 | 0.019628 | 125.05 | 0 | 5.366 | 0.67 | 0.67 | 0 | 0 |  | https://s3.console.aws.amazon.com/s3/buckets/834599497928?region=ca-central-1&prefix=phylroy.lopez/reference/reference/output/5d212fbd-c992-4004-bc11-4c21449d2d1e/ | 1.0.002
408 |  | TRUE | 52 | 0 | 0 | 125.8623 |  |  |  | 0.1 | 2021-09-22 20:08:52 +0000 | 438c2ebff | 0.2.14 | :adv_dx_units: NECB_Default :airloop_economizer_type: NECB_Default :algorithm_type: parametric :analysis_id: reference :analysis_name: reference :boiler_eff: NECB_Default :btap_batch_version: 1.0.002 :building_type: QuickServiceRestaurant :chiller_type: NECB_Default :compute_environment: aws_batch :datapoint_id: 36ab85e4-8f0d-4f2c-bc35-ac295d5c1e80 :daylighting_type: NECB_Default :dcv_type: NECB_Default :door_construction_cond: NECB_Default :ecm_system_name: NECB_Default :electrical_loads_scale: NECB_Default :enable_costing: true :epw_file: CAN_AB_Calgary.Intl.AP.718770_CWEC2016.epw :erv_package: NECB_Default :ext_floor_cond: NECB_Default :ext_roof_cond: NECB_Default :ext_wall_cond: NECB_Default :fdwr_set: NECB_Default :fixed_wind_solar_trans: NECB_Default :fixed_window_cond: NECB_Default :furnace_eff: NECB_Default :glass_door_cond: NECB_Default :glass_door_solar_trans: NECB_Default :ground_floor_cond: NECB_Default :ground_roof_cond: NECB_Default :ground_wall_cond: NECB_Default :image_name: btap_private_cli :infiltration_scale: NECB_Default :lights_scale: NECB_Default :lights_type: NECB_Default :nv_delta_temp_in_out: NECB_Default :nv_opening_fraction: NECB_Default :nv_temp_out_min: NECB_Default :nv_type: NECB_Default :oa_scale: NECB_Default :occupancy_loads_scale: NECB_Default :output_meters: [] :output_variables: [] :overhead_door_cond: NECB_Default :primary_heating_fuel: Electricity :pv_ground_azimuth_angle: NECB_Default :pv_ground_module_description: NECB_Default :pv_ground_tilt_angle: NECB_Default :pv_ground_total_area_pv_panels_m2: NECB_Default :pv_ground_type: NECB_Default :rotation_degrees: NECB_Default :run_annual_simulation: true :s3_bucket: '834599497928' :scale_x: NECB_Default :scale_y: NECB_Default :scale_z: NECB_Default :shw_eff: NECB_Default :skylight_cond: NECB_Default :skylight_solar_trans: NECB_Default :srr_set: NECB_Default :template: BTAPPRE1980 | reference | reference | 36ab85e4-8f0d-4f2c-bc35-ac295d5c1e80 | BTAPPRE1980 | QuickServiceRestaurant | Electricity | Electricity | CAN_AB_Calgary.Intl.AP.718770_CWEC2016.epw | parametric |  | NECB_Default | NECB_Default | NECB_Default | NECB_Default | NECB_Default | NECB_Default | NECB_Default | NECB_Default | NECB_Default | NECB_Default | NECB_Default | NECB_Default | NECB_Default | NECB_Default | NECB_Default | NECB_Default | NECB_Default | NECB_Default | NECB_Default | NECB_Default | NECB_Default | NECB_Default | NECB_Default | NECB_Default | NECB_Default | NECB_Default | NECB_Default | NECB_Default | NECB_Default | NECB_Default | NECB_Default | NECB_Default | NECB_Default | NECB_Default | NECB_Default | NECB_Default | NECB_Default | NECB_Default | NECB_Default | NECB_Default | NECB_Default | NECB_Default | NECB_Default | NECB_Default | NECB_Default | aws_batch | 834599497928 | btap_private_cli |  | TRUE | TRUE |  |  | 452.0483 | 53.1001 | 714.5658 | 875.1183 | 232.34 | 444.7457 | 14 | QuickServiceRestaurant |  |  | 0 | QuickServiceRestaurant | 1 |  | 1 | BTAPPRE1980 | 0.46263 | 961.3389 | 0.91654 | 23.0598 | 68.0393 | 48.9881 | 697.5136 | 556.5098 | CALGARY | ALBERTA | 767.7615 | 0 | 0 | 767.7615 | 72.7678 | 0 | 0 | 72.7678 | 0 | 0.030257 | 0 | 0 | 3.4985 | 0.42588 | 0 | 2.5724 | 0.10696 | 0.24111 | 0 | 0 | 3.4985 | 0.12185 | 494.2512 | 0 | 14 | 0.678 | [5 empty] | 0.227 | 0.772 | 2.95 |  | 0 | Calgary Intl AP | CAN | 64 | 4781 | 51.114 | -114.02 | 7a | 5000 | AB | CAN_AB_Calgary.Intl.AP.718770_CWEC2016.epw | 3.4984 | 53.1001 | 452.0483 | 4.1305 | 19.5374 | FALSE | FALSE | FALSE | FALSE | 11.1515 | 18.6868 | 0 | 0.077456 | 0.0044435 | 28.31 | 0 | 17.4313 | 0.34213 | 0.019628 | 125.05 | 0 | 3.4985 | 2.83 | 2.83 | 0 | 0 |  | https://s3.console.aws.amazon.com/s3/buckets/834599497928?region=ca-central-1&prefix=phylroy.lopez/reference/reference/output/36ab85e4-8f0d-4f2c-bc35-ac295d5c1e80/ | 1.0.002
409 |  | TRUE | 44 | 0 | 0 | 126.5574 |  |  |  | 0.1 | 2021-09-22 20:08:46 +0000 | 438c2ebff | 0.2.14 | :adv_dx_units: NECB_Default :airloop_economizer_type: NECB_Default :algorithm_type: parametric :analysis_id: reference :analysis_name: reference :boiler_eff: NECB_Default :btap_batch_version: 1.0.002 :building_type: QuickServiceRestaurant :chiller_type: NECB_Default :compute_environment: aws_batch :datapoint_id: 9c218977-6f7b-49b5-84a5-7b4554b7bad7 :daylighting_type: NECB_Default :dcv_type: NECB_Default :door_construction_cond: NECB_Default :ecm_system_name: NECB_Default :electrical_loads_scale: NECB_Default :enable_costing: true :epw_file: CAN_BC_Vancouver.Intl.AP.718920_CWEC2016.epw :erv_package: NECB_Default :ext_floor_cond: NECB_Default :ext_roof_cond: NECB_Default :ext_wall_cond: NECB_Default :fdwr_set: NECB_Default :fixed_wind_solar_trans: NECB_Default :fixed_window_cond: NECB_Default :furnace_eff: NECB_Default :glass_door_cond: NECB_Default :glass_door_solar_trans: NECB_Default :ground_floor_cond: NECB_Default :ground_roof_cond: NECB_Default :ground_wall_cond: NECB_Default :image_name: btap_private_cli :infiltration_scale: NECB_Default :lights_scale: NECB_Default :lights_type: NECB_Default :nv_delta_temp_in_out: NECB_Default :nv_opening_fraction: NECB_Default :nv_temp_out_min: NECB_Default :nv_type: NECB_Default :oa_scale: NECB_Default :occupancy_loads_scale: NECB_Default :output_meters: [] :output_variables: [] :overhead_door_cond: NECB_Default :primary_heating_fuel: NaturalGas :pv_ground_azimuth_angle: NECB_Default :pv_ground_module_description: NECB_Default :pv_ground_tilt_angle: NECB_Default :pv_ground_total_area_pv_panels_m2: NECB_Default :pv_ground_type: NECB_Default :rotation_degrees: NECB_Default :run_annual_simulation: true :s3_bucket: '834599497928' :scale_x: NECB_Default :scale_y: NECB_Default :scale_z: NECB_Default :shw_eff: NECB_Default :skylight_cond: NECB_Default :skylight_solar_trans: NECB_Default :srr_set: NECB_Default :template: BTAPPRE1980 | reference | reference | 9c218977-6f7b-49b5-84a5-7b4554b7bad7 | BTAPPRE1980 | QuickServiceRestaurant | NaturalGas | Natural Gas | CAN_BC_Vancouver.Intl.AP.718920_CWEC2016.epw | parametric |  | NECB_Default | NECB_Default | NECB_Default | NECB_Default | NECB_Default | NECB_Default | NECB_Default | NECB_Default | NECB_Default | NECB_Default | NECB_Default | NECB_Default | NECB_Default | NECB_Default | NECB_Default | NECB_Default | NECB_Default | NECB_Default | NECB_Default | NECB_Default | NECB_Default | NECB_Default | NECB_Default | NECB_Default | NECB_Default | NECB_Default | NECB_Default | NECB_Default | NECB_Default | NECB_Default | NECB_Default | NECB_Default | NECB_Default | NECB_Default | NECB_Default | NECB_Default | NECB_Default | NECB_Default | NECB_Default | NECB_Default | NECB_Default | NECB_Default | NECB_Default | NECB_Default | NECB_Default | aws_batch | 834599497928 | btap_private_cli |  | TRUE | TRUE |  |  | 348.8627 | 34.0615 | 531.7399 | 909.467 | 232.34 | 444.7457 | 14 | QuickServiceRestaurant |  |  | 0 | QuickServiceRestaurant | 1 |  | 1 | BTAPPRE1980 | 0.46263 | 961.3389 | 0.96518 | 159.1343 | 63.325 | 38.6584 | 690.3821 | 428.2992 | VANCOUVER | BRITISH COLUMBIA | 2.149 | 144.3778 | 0 | 146.5267 | 21.4595 | 32.3898 | 0 | 53.8493 | 0 | 0.014246 | 0 | 0 | 0.75833 | 0.39451 | 0 | 2.7301 | 0.10696 | 0.24111 | 2.8638 | 0.0015064 | 3.6221 | 0.13373 | 69.1474 | 355.7552 | 14 | 0.678 | [5 empty] | 0.363 | 0.994 | 4.09 |  | 0 | Vancouver Intl AP | CAN | 42 | 2797 | 49.195 | -123.184 | 4 | 2800 | BC | CAN_BC_Vancouver.Intl.AP.718920_CWEC2016.epw | 3.622 | 34.0615 | 348.8627 | 3.6481 | 18.5044 | FALSE | FALSE | FALSE | FALSE | 8.8057 | 9.2904 | 0 | 0 | 0 | 0 | 31.07 | 17.4313 | 0.34213 | 0.019628 | 125.05 | 0 | 3.6221 | 1.33 | 1.33 | 0.33 | 0.33 |  | https://s3.console.aws.amazon.com/s3/buckets/834599497928?region=ca-central-1&prefix=phylroy.lopez/reference/reference/output/9c218977-6f7b-49b5-84a5-7b4554b7bad7/ | 1.0.002
410 |  | TRUE | 49 | 0 | 0 | 126.0157 |  |  |  | 0.1 | 2021-09-22 20:08:51 +0000 | 438c2ebff | 0.2.14 | :adv_dx_units: NECB_Default :airloop_economizer_type: NECB_Default :algorithm_type: parametric :analysis_id: reference :analysis_name: reference :boiler_eff: NECB_Default :btap_batch_version: 1.0.002 :building_type: QuickServiceRestaurant :chiller_type: NECB_Default :compute_environment: aws_batch :datapoint_id: 4d7e9b39-5d1b-4f42-b21a-421eb2d40dca :daylighting_type: NECB_Default :dcv_type: NECB_Default :door_construction_cond: NECB_Default :ecm_system_name: NECB_Default :electrical_loads_scale: NECB_Default :enable_costing: true :epw_file: CAN_AB_Calgary.Intl.AP.718770_CWEC2016.epw :erv_package: NECB_Default :ext_floor_cond: NECB_Default :ext_roof_cond: NECB_Default :ext_wall_cond: NECB_Default :fdwr_set: NECB_Default :fixed_wind_solar_trans: NECB_Default :fixed_window_cond: NECB_Default :furnace_eff: NECB_Default :glass_door_cond: NECB_Default :glass_door_solar_trans: NECB_Default :ground_floor_cond: NECB_Default :ground_roof_cond: NECB_Default :ground_wall_cond: NECB_Default :image_name: btap_private_cli :infiltration_scale: NECB_Default :lights_scale: NECB_Default :lights_type: NECB_Default :nv_delta_temp_in_out: NECB_Default :nv_opening_fraction: NECB_Default :nv_temp_out_min: NECB_Default :nv_type: NECB_Default :oa_scale: NECB_Default :occupancy_loads_scale: NECB_Default :output_meters: [] :output_variables: [] :overhead_door_cond: NECB_Default :primary_heating_fuel: NaturalGas :pv_ground_azimuth_angle: NECB_Default :pv_ground_module_description: NECB_Default :pv_ground_tilt_angle: NECB_Default :pv_ground_total_area_pv_panels_m2: NECB_Default :pv_ground_type: NECB_Default :rotation_degrees: NECB_Default :run_annual_simulation: true :s3_bucket: '834599497928' :scale_x: NECB_Default :scale_y: NECB_Default :scale_z: NECB_Default :shw_eff: NECB_Default :skylight_cond: NECB_Default :skylight_solar_trans: NECB_Default :srr_set: NECB_Default :template: BTAPPRE1980 | reference | reference | 4d7e9b39-5d1b-4f42-b21a-421eb2d40dca | BTAPPRE1980 | QuickServiceRestaurant | NaturalGas | Natural Gas | CAN_AB_Calgary.Intl.AP.718770_CWEC2016.epw | parametric |  | NECB_Default | NECB_Default | NECB_Default | NECB_Default | NECB_Default | NECB_Default | NECB_Default | NECB_Default | NECB_Default | NECB_Default | NECB_Default | NECB_Default | NECB_Default | NECB_Default | NECB_Default | NECB_Default | NECB_Default | NECB_Default | NECB_Default | NECB_Default | NECB_Default | NECB_Default | NECB_Default | NECB_Default | NECB_Default | NECB_Default | NECB_Default | NECB_Default | NECB_Default | NECB_Default | NECB_Default | NECB_Default | NECB_Default | NECB_Default | NECB_Default | NECB_Default | NECB_Default | NECB_Default | NECB_Default | NECB_Default | NECB_Default | NECB_Default | NECB_Default | NECB_Default | NECB_Default | aws_batch | 834599497928 | btap_private_cli |  | TRUE | TRUE |  |  | 587.2361 | 53.1005 | 714.6375 | 1177.4292 | 232.34 | 444.7457 | 14 | QuickServiceRestaurant |  |  | 0 | QuickServiceRestaurant | 1 |  | 1 | BTAPPRE1980 | 0.46263 | 961.3389 | 0.91654 | 170.0781 | 68.0393 | 39.0296 | 758.8011 | 480.7376 | CALGARY | ALBERTA | 176.9338 | 190.7726 | 0 | 367.7064 | 16.7696 | 13.6099 | 0 | 30.3796 | 0 | 0.030257 | 0 | 0 | 0.80628 | 0.42588 | 0 | 3.6321 | 0.10696 | 0.24111 | 3.7805 | 0.0020659 | 4.5868 | 0.14845 | 89.6948 | 593.1763 | 14 | 0.678 | [5 empty] | 0.227 | 0.772 | 2.95 |  | 0 | Calgary Intl AP | CAN | 64 | 4781 | 51.114 | -114.02 | 7a | 5000 | AB | CAN_AB_Calgary.Intl.AP.718770_CWEC2016.epw | 4.5867 | 53.1005 | 587.2361 | 4.1304 | 19.5375 | FALSE | FALSE | FALSE | FALSE | 11.1515 | 18.6868 | 0 | 0 | 0 | 0 | 34.49 | 17.4313 | 0.34213 | 0.019628 | 125.05 | 0 | 4.5868 | 3 | 3 | 0 | 0 |  | https://s3.console.aws.amazon.com/s3/buckets/834599497928?region=ca-central-1&prefix=phylroy.lopez/reference/reference/output/4d7e9b39-5d1b-4f42-b21a-421eb2d40dca/ | 1.0.002
411 |  | TRUE | 51 | 0 | 0 | 126.0998 |  |  |  | 0.1 | 2021-09-22 20:08:49 +0000 | 438c2ebff | 0.2.14 | :adv_dx_units: NECB_Default :airloop_economizer_type: NECB_Default :algorithm_type: parametric :analysis_id: reference :analysis_name: reference :boiler_eff: NECB_Default :btap_batch_version: 1.0.002 :building_type: QuickServiceRestaurant :chiller_type: NECB_Default :compute_environment: aws_batch :datapoint_id: c8d6c5c9-a581-4ab8-9150-6af3f12dd527 :daylighting_type: NECB_Default :dcv_type: NECB_Default :door_construction_cond: NECB_Default :ecm_system_name: NECB_Default :electrical_loads_scale: NECB_Default :enable_costing: true :epw_file: CAN_ON_Toronto.Pearson.Intl.AP.716240_CWEC2016.epw :erv_package: NECB_Default :ext_floor_cond: NECB_Default :ext_roof_cond: NECB_Default :ext_wall_cond: NECB_Default :fdwr_set: NECB_Default :fixed_wind_solar_trans: NECB_Default :fixed_window_cond: NECB_Default :furnace_eff: NECB_Default :glass_door_cond: NECB_Default :glass_door_solar_trans: NECB_Default :ground_floor_cond: NECB_Default :ground_roof_cond: NECB_Default :ground_wall_cond: NECB_Default :image_name: btap_private_cli :infiltration_scale: NECB_Default :lights_scale: NECB_Default :lights_type: NECB_Default :nv_delta_temp_in_out: NECB_Default :nv_opening_fraction: NECB_Default :nv_temp_out_min: NECB_Default :nv_type: NECB_Default :oa_scale: NECB_Default :occupancy_loads_scale: NECB_Default :output_meters: [] :output_variables: [] :overhead_door_cond: NECB_Default :primary_heating_fuel: Electricity :pv_ground_azimuth_angle: NECB_Default :pv_ground_module_description: NECB_Default :pv_ground_tilt_angle: NECB_Default :pv_ground_total_area_pv_panels_m2: NECB_Default :pv_ground_type: NECB_Default :rotation_degrees: NECB_Default :run_annual_simulation: true :s3_bucket: '834599497928' :scale_x: NECB_Default :scale_y: NECB_Default :scale_z: NECB_Default :shw_eff: NECB_Default :skylight_cond: NECB_Default :skylight_solar_trans: NECB_Default :srr_set: NECB_Default :template: BTAPPRE1980 | reference | reference | c8d6c5c9-a581-4ab8-9150-6af3f12dd527 | BTAPPRE1980 | QuickServiceRestaurant | Electricity | Electricity | CAN_ON_Toronto.Pearson.Intl.AP.716240_CWEC2016.epw | parametric |  | NECB_Default | NECB_Default | NECB_Default | NECB_Default | NECB_Default | NECB_Default | NECB_Default | NECB_Default | NECB_Default | NECB_Default | NECB_Default | NECB_Default | NECB_Default | NECB_Default | NECB_Default | NECB_Default | NECB_Default | NECB_Default | NECB_Default | NECB_Default | NECB_Default | NECB_Default | NECB_Default | NECB_Default | NECB_Default | NECB_Default | NECB_Default | NECB_Default | NECB_Default | NECB_Default | NECB_Default | NECB_Default | NECB_Default | NECB_Default | NECB_Default | NECB_Default | NECB_Default | NECB_Default | NECB_Default | NECB_Default | NECB_Default | NECB_Default | NECB_Default | NECB_Default | NECB_Default | aws_batch | 834599497928 | btap_private_cli |  | TRUE | TRUE |  |  | 494.8937 | 86.8154 | 654.4648 | 833.3812 | 232.34 | 444.7457 | 14 | QuickServiceRestaurant |  |  | 0 | QuickServiceRestaurant | 1 |  | 1 | BTAPPRE1980 | 0.46263 | 961.3389 | 1.0529 | 25.9947 | 71.3357 | 49.5028 | 747.1688 | 599.2827 | TORONTO | ONTARIO | 18.5966 | 0 | 0 | 18.5966 | 148.9947 | 0 | 0 | 148.9947 | 0 | 0.10549 | 0 | 0 | 3.3482 | 0.42597 | 0 | 2.356 | 0.10696 | 0.24111 | 0 | 0 | 3.3482 | 0.11268 | 529.8569 | 0 | 14 | 0.678 | [5 empty] | 0.296 | 0.9 | 3.35 |  | 0 | Toronto Pearson Intl AP | CAN | 382 | 3615 | 43.677 | -79.631 | 5 | 3890 | ON | CAN_ON_Toronto.Pearson.Intl.AP.716240_CWEC2016.epw | 3.3481 | 86.8154 | 494.8937 | 8.4881 | 15.7401 | FALSE | FALSE | FALSE | FALSE | 12.483 | 11.0004 | 0 | 0.071628 | 0.0041092 | 26.18 | 0 | 17.4313 | 0.34213 | 0.019628 | 125.05 | 0 | 3.3482 | 4.83 | 4.17 | 0 | 0 |  | https://s3.console.aws.amazon.com/s3/buckets/834599497928?region=ca-central-1&prefix=phylroy.lopez/reference/reference/output/c8d6c5c9-a581-4ab8-9150-6af3f12dd527/ | 1.0.002
412 |  | TRUE | 48 | 0 | 0 | 126.7581 |  |  |  | 0.1 | 2021-09-22 20:08:56 +0000 | 438c2ebff | 0.2.14 | :adv_dx_units: NECB_Default :airloop_economizer_type: NECB_Default :algorithm_type: parametric :analysis_id: reference :analysis_name: reference :boiler_eff: NECB_Default :btap_batch_version: 1.0.002 :building_type: QuickServiceRestaurant :chiller_type: NECB_Default :compute_environment: aws_batch :datapoint_id: b786a5a0-8bb3-4e18-9ee1-ec6ecfd3d801 :daylighting_type: NECB_Default :dcv_type: NECB_Default :door_construction_cond: NECB_Default :ecm_system_name: NECB_Default :electrical_loads_scale: NECB_Default :enable_costing: true :epw_file: CAN_ON_Toronto.Pearson.Intl.AP.716240_CWEC2016.epw :erv_package: NECB_Default :ext_floor_cond: NECB_Default :ext_roof_cond: NECB_Default :ext_wall_cond: NECB_Default :fdwr_set: NECB_Default :fixed_wind_solar_trans: NECB_Default :fixed_window_cond: NECB_Default :furnace_eff: NECB_Default :glass_door_cond: NECB_Default :glass_door_solar_trans: NECB_Default :ground_floor_cond: NECB_Default :ground_roof_cond: NECB_Default :ground_wall_cond: NECB_Default :image_name: btap_private_cli :infiltration_scale: NECB_Default :lights_scale: NECB_Default :lights_type: NECB_Default :nv_delta_temp_in_out: NECB_Default :nv_opening_fraction: NECB_Default :nv_temp_out_min: NECB_Default :nv_type: NECB_Default :oa_scale: NECB_Default :occupancy_loads_scale: NECB_Default :output_meters: [] :output_variables: [] :overhead_door_cond: NECB_Default :primary_heating_fuel: NaturalGas :pv_ground_azimuth_angle: NECB_Default :pv_ground_module_description: NECB_Default :pv_ground_tilt_angle: NECB_Default :pv_ground_total_area_pv_panels_m2: NECB_Default :pv_ground_type: NECB_Default :rotation_degrees: NECB_Default :run_annual_simulation: true :s3_bucket: '834599497928' :scale_x: NECB_Default :scale_y: NECB_Default :scale_z: NECB_Default :shw_eff: NECB_Default :skylight_cond: NECB_Default :skylight_solar_trans: NECB_Default :srr_set: NECB_Default :template: BTAPPRE1980 | reference | reference | b786a5a0-8bb3-4e18-9ee1-ec6ecfd3d801 | BTAPPRE1980 | QuickServiceRestaurant | NaturalGas | Natural Gas | CAN_ON_Toronto.Pearson.Intl.AP.716240_CWEC2016.epw | parametric |  | NECB_Default | NECB_Default | NECB_Default | NECB_Default | NECB_Default | NECB_Default | NECB_Default | NECB_Default | NECB_Default | NECB_Default | NECB_Default | NECB_Default | NECB_Default | NECB_Default | NECB_Default | NECB_Default | NECB_Default | NECB_Default | NECB_Default | NECB_Default | NECB_Default | NECB_Default | NECB_Default | NECB_Default | NECB_Default | NECB_Default | NECB_Default | NECB_Default | NECB_Default | NECB_Default | NECB_Default | NECB_Default | NECB_Default | NECB_Default | NECB_Default | NECB_Default | NECB_Default | NECB_Default | NECB_Default | NECB_Default | NECB_Default | NECB_Default | NECB_Default | NECB_Default | NECB_Default | aws_batch | 834599497928 | btap_private_cli |  | TRUE | TRUE |  |  | 638.6669 | 86.8154 | 654.6201 | 1101.0684 | 232.34 | 444.7457 | 14 | QuickServiceRestaurant |  |  | 0 | QuickServiceRestaurant | 1 |  | 1 | BTAPPRE1980 | 0.46263 | 961.3389 | 1.0529 | 176.6107 | 71.3357 | 39.8721 | 812.1588 | 523.2873 | TORONTO | ONTARIO | 4.8954 | 169.532 | 0 | 174.4274 | 39.2214 | 29.9139 | 0 | 69.1353 | 0 | 0.10549 | 0 | 0 | 0.88142 | 0.42597 | 0 | 3.2931 | 0.10696 | 0.24111 | 3.4305 | 0.0018938 | 4.3119 | 0.13738 | 123.2513 | 645.2158 | 14 | 0.678 | [5 empty] | 0.296 | 0.9 | 3.35 |  | 0 | Toronto Pearson Intl AP | CAN | 382 | 3615 | 43.677 | -79.631 | 5 | 3890 | ON | CAN_ON_Toronto.Pearson.Intl.AP.716240_CWEC2016.epw | 4.3118 | 86.8154 | 638.6669 | 8.488 | 15.7403 | FALSE | FALSE | FALSE | FALSE | 12.483 | 11.0006 | 0 | 0 | 0 | 0 | 31.92 | 17.4313 | 0.34213 | 0.019628 | 125.05 | 0 | 4.3119 | 4.83 | 4.17 | 0 | 0 |  | https://s3.console.aws.amazon.com/s3/buckets/834599497928?region=ca-central-1&prefix=phylroy.lopez/reference/reference/output/b786a5a0-8bb3-4e18-9ee1-ec6ecfd3d801/ | 1.0.002
413 |  | TRUE | 50 | 0 | 0 | 126.8323 |  |  |  | 0.1 | 2021-09-22 20:08:56 +0000 | 438c2ebff | 0.2.14 | :adv_dx_units: NECB_Default :airloop_economizer_type: NECB_Default :algorithm_type: parametric :analysis_id: reference :analysis_name: reference :boiler_eff: NECB_Default :btap_batch_version: 1.0.002 :building_type: QuickServiceRestaurant :chiller_type: NECB_Default :compute_environment: aws_batch :datapoint_id: 17d8c882-fd26-4b96-8ede-90bac8fdd10e :daylighting_type: NECB_Default :dcv_type: NECB_Default :door_construction_cond: NECB_Default :ecm_system_name: NECB_Default :electrical_loads_scale: NECB_Default :enable_costing: true :epw_file: CAN_YT_Whitehorse.Intl.AP.719640_CWEC2016.epw :erv_package: NECB_Default :ext_floor_cond: NECB_Default :ext_roof_cond: NECB_Default :ext_wall_cond: NECB_Default :fdwr_set: NECB_Default :fixed_wind_solar_trans: NECB_Default :fixed_window_cond: NECB_Default :furnace_eff: NECB_Default :glass_door_cond: NECB_Default :glass_door_solar_trans: NECB_Default :ground_floor_cond: NECB_Default :ground_roof_cond: NECB_Default :ground_wall_cond: NECB_Default :image_name: btap_private_cli :infiltration_scale: NECB_Default :lights_scale: NECB_Default :lights_type: NECB_Default :nv_delta_temp_in_out: NECB_Default :nv_opening_fraction: NECB_Default :nv_temp_out_min: NECB_Default :nv_type: NECB_Default :oa_scale: NECB_Default :occupancy_loads_scale: NECB_Default :output_meters: [] :output_variables: [] :overhead_door_cond: NECB_Default :primary_heating_fuel: Electricity :pv_ground_azimuth_angle: NECB_Default :pv_ground_module_description: NECB_Default :pv_ground_tilt_angle: NECB_Default :pv_ground_total_area_pv_panels_m2: NECB_Default :pv_ground_type: NECB_Default :rotation_degrees: NECB_Default :run_annual_simulation: true :s3_bucket: '834599497928' :scale_x: NECB_Default :scale_y: NECB_Default :scale_z: NECB_Default :shw_eff: NECB_Default :skylight_cond: NECB_Default :skylight_solar_trans: NECB_Default :srr_set: NECB_Default :template: BTAPPRE1980 | reference | reference | 17d8c882-fd26-4b96-8ede-90bac8fdd10e | BTAPPRE1980 | QuickServiceRestaurant | Electricity | Electricity | CAN_YT_Whitehorse.Intl.AP.719640_CWEC2016.epw | parametric |  | NECB_Default | NECB_Default | NECB_Default | NECB_Default | NECB_Default | NECB_Default | NECB_Default | NECB_Default | NECB_Default | NECB_Default | NECB_Default | NECB_Default | NECB_Default | NECB_Default | NECB_Default | NECB_Default | NECB_Default | NECB_Default | NECB_Default | NECB_Default | NECB_Default | NECB_Default | NECB_Default | NECB_Default | NECB_Default | NECB_Default | NECB_Default | NECB_Default | NECB_Default | NECB_Default | NECB_Default | NECB_Default | NECB_Default | NECB_Default | NECB_Default | NECB_Default | NECB_Default | NECB_Default | NECB_Default | NECB_Default | NECB_Default | NECB_Default | NECB_Default | NECB_Default | NECB_Default | aws_batch | 834599497928 | btap_private_cli |  | TRUE | TRUE |  |  | 620.0602 | 32.1978 | 1027.1346 | 1181.5778 | 232.34 | 444.7457 | 14 | QuickServiceRestaurant |  |  | 0 | QuickServiceRestaurant | 1 |  | 1 | BTAPPRE1980 | 0.46263 | 961.3389 | 0.68705 | 19.1635 | 63.2397 | 47.5659 | 646.921 | 516.2648 | WHITEHORSE | YUKON | 71.5734 | 0 | 0 | 71.5734 | 163.9127 | 0 | 0 | 163.9127 | 0 | 0.0081777 | 0 | 0 | 4.6017 | 0.41521 | 0 | 3.6977 | 0.10696 | 0.24111 | 0 | 0 | 4.6017 | 0.13256 | 655.5951 | 0 | 14 | 0.678 | [5 empty] | 0.227 | 0.772 | 2.95 |  | 0 | Whitehorse Intl AP | CAN | 5 | 6491 | 60.709 | -135.069 | 7b | 6580 | YT | CAN_YT_Whitehorse.Intl.AP.719640_CWEC2016.epw | 4.6016 | 32.1978 | 620.0602 | 4.956 | 15.7511 | TRUE | FALSE | FALSE | FALSE | 6.2235 | 23.1808 | 0 | 0.084268 | 0.0048343 | 30.8 | 0 | 17.4313 | 0.34213 | 0.019628 | 125.05 | 0 | 4.6017 | 0.5 | 0.5 | 0.17 | 0.17 |  | https://s3.console.aws.amazon.com/s3/buckets/834599497928?region=ca-central-1&prefix=phylroy.lopez/reference/reference/output/17d8c882-fd26-4b96-8ede-90bac8fdd10e/ | 1.0.002
414 |  | TRUE | 51 | 0 | 0 | 126.4917 |  |  |  | 0.1 | 2021-09-22 20:08:58 +0000 | 438c2ebff | 0.2.14 | :adv_dx_units: NECB_Default :airloop_economizer_type: NECB_Default :algorithm_type: parametric :analysis_id: reference :analysis_name: reference :boiler_eff: NECB_Default :btap_batch_version: 1.0.002 :building_type: QuickServiceRestaurant :chiller_type: NECB_Default :compute_environment: aws_batch :datapoint_id: 42f38987-0979-4f0d-9380-62f710fdab29 :daylighting_type: NECB_Default :dcv_type: NECB_Default :door_construction_cond: NECB_Default :ecm_system_name: NECB_Default :electrical_loads_scale: NECB_Default :enable_costing: true :epw_file: CAN_QC_Montreal-Trudeau.Intl.AP.716270_CWEC2016.epw :erv_package: NECB_Default :ext_floor_cond: NECB_Default :ext_roof_cond: NECB_Default :ext_wall_cond: NECB_Default :fdwr_set: NECB_Default :fixed_wind_solar_trans: NECB_Default :fixed_window_cond: NECB_Default :furnace_eff: NECB_Default :glass_door_cond: NECB_Default :glass_door_solar_trans: NECB_Default :ground_floor_cond: NECB_Default :ground_roof_cond: NECB_Default :ground_wall_cond: NECB_Default :image_name: btap_private_cli :infiltration_scale: NECB_Default :lights_scale: NECB_Default :lights_type: NECB_Default :nv_delta_temp_in_out: NECB_Default :nv_opening_fraction: NECB_Default :nv_temp_out_min: NECB_Default :nv_type: NECB_Default :oa_scale: NECB_Default :occupancy_loads_scale: NECB_Default :output_meters: [] :output_variables: [] :overhead_door_cond: NECB_Default :primary_heating_fuel: Electricity :pv_ground_azimuth_angle: NECB_Default :pv_ground_module_description: NECB_Default :pv_ground_tilt_angle: NECB_Default :pv_ground_total_area_pv_panels_m2: NECB_Default :pv_ground_type: NECB_Default :rotation_degrees: NECB_Default :run_annual_simulation: true :s3_bucket: '834599497928' :scale_x: NECB_Default :scale_y: NECB_Default :scale_z: NECB_Default :shw_eff: NECB_Default :skylight_cond: NECB_Default :skylight_solar_trans: NECB_Default :srr_set: NECB_Default :template: BTAP1980TO2010 | reference | reference | 42f38987-0979-4f0d-9380-62f710fdab29 | BTAP1980TO2010 | QuickServiceRestaurant | Electricity | Electricity | CAN_QC_Montreal-Trudeau.Intl.AP.716270_CWEC2016.epw | parametric |  | NECB_Default | NECB_Default | NECB_Default | NECB_Default | NECB_Default | NECB_Default | NECB_Default | NECB_Default | NECB_Default | NECB_Default | NECB_Default | NECB_Default | NECB_Default | NECB_Default | NECB_Default | NECB_Default | NECB_Default | NECB_Default | NECB_Default | NECB_Default | NECB_Default | NECB_Default | NECB_Default | NECB_Default | NECB_Default | NECB_Default | NECB_Default | NECB_Default | NECB_Default | NECB_Default | NECB_Default | NECB_Default | NECB_Default | NECB_Default | NECB_Default | NECB_Default | NECB_Default | NECB_Default | NECB_Default | NECB_Default | NECB_Default | NECB_Default | NECB_Default | NECB_Default | NECB_Default | aws_batch | 834599497928 | btap_private_cli |  | TRUE | TRUE |  |  | 533.4723 | 82.9891 | 732.3678 | 904.8401 | 232.34 | 444.7457 | 14 | QuickServiceRestaurant |  |  | 0 | QuickServiceRestaurant | 1 |  | 1 | BTAP1980TO2010 | 0.46263 | 961.3389 | 0.88435 | 20.9051 | 64.9445 | 48.4945 | 693.8956 | 558.6672 | MONTREAL | QUEBEC | 1.4011 | 0 | 0 | 1.4011 | 89.2359 | 0 | 0 | 89.2359 | 0 | 0.09116 | 0 | 0 | 3.6055 | 0.41379 | 0 | 2.6365 | 0.10696 | 0.24111 | 0 | 0 | 3.6055 | 0.11595 | 571.9767 | 0 | 14 | 0.678 | [5 empty] | 0.267 | 0.426 | 2.95 |  | 0 | Montreal-Trudeau Intl AP | CAN | 323 | 4090 | 45.471 | -73.741 | 6 | 4400 | QC | CAN_QC_Montreal-Trudeau.Intl.AP.716270_CWEC2016.epw | 3.6055 | 82.9891 | 533.4723 | 7.2727 | 19.0631 | FALSE | FALSE | FALSE | FALSE | 12.0908 | 17.0774 | 0 | 0.073707 | 0.0042284 | 26.94 | 0 | 17.4313 | 0.34213 | 0.019628 | 125.05 | 0 | 3.6055 | 5.5 | 4.67 | 0 | 0 |  | https://s3.console.aws.amazon.com/s3/buckets/834599497928?region=ca-central-1&prefix=phylroy.lopez/reference/reference/output/42f38987-0979-4f0d-9380-62f710fdab29/ | 1.0.002
415 |  | TRUE | 47 | 0 | 0 | 127.4992 |  |  |  | 0.1 | 2021-09-22 20:08:46 +0000 | 438c2ebff | 0.2.14 | :adv_dx_units: NECB_Default :airloop_economizer_type: NECB_Default :algorithm_type: parametric :analysis_id: reference :analysis_name: reference :boiler_eff: NECB_Default :btap_batch_version: 1.0.002 :building_type: QuickServiceRestaurant :chiller_type: NECB_Default :compute_environment: aws_batch :datapoint_id: 25e7792c-7c5d-4c4e-be69-14251488f34d :daylighting_type: NECB_Default :dcv_type: NECB_Default :door_construction_cond: NECB_Default :ecm_system_name: NECB_Default :electrical_loads_scale: NECB_Default :enable_costing: true :epw_file: CAN_YT_Whitehorse.Intl.AP.719640_CWEC2016.epw :erv_package: NECB_Default :ext_floor_cond: NECB_Default :ext_roof_cond: NECB_Default :ext_wall_cond: NECB_Default :fdwr_set: NECB_Default :fixed_wind_solar_trans: NECB_Default :fixed_window_cond: NECB_Default :furnace_eff: NECB_Default :glass_door_cond: NECB_Default :glass_door_solar_trans: NECB_Default :ground_floor_cond: NECB_Default :ground_roof_cond: NECB_Default :ground_wall_cond: NECB_Default :image_name: btap_private_cli :infiltration_scale: NECB_Default :lights_scale: NECB_Default :lights_type: NECB_Default :nv_delta_temp_in_out: NECB_Default :nv_opening_fraction: NECB_Default :nv_temp_out_min: NECB_Default :nv_type: NECB_Default :oa_scale: NECB_Default :occupancy_loads_scale: NECB_Default :output_meters: [] :output_variables: [] :overhead_door_cond: NECB_Default :primary_heating_fuel: NaturalGas :pv_ground_azimuth_angle: NECB_Default :pv_ground_module_description: NECB_Default :pv_ground_tilt_angle: NECB_Default :pv_ground_total_area_pv_panels_m2: NECB_Default :pv_ground_type: NECB_Default :rotation_degrees: NECB_Default :run_annual_simulation: true :s3_bucket: '834599497928' :scale_x: NECB_Default :scale_y: NECB_Default :scale_z: NECB_Default :shw_eff: NECB_Default :skylight_cond: NECB_Default :skylight_solar_trans: NECB_Default :srr_set: NECB_Default :template: BTAPPRE1980 | reference | reference | 25e7792c-7c5d-4c4e-be69-14251488f34d | BTAPPRE1980 | QuickServiceRestaurant | NaturalGas | Natural Gas | CAN_YT_Whitehorse.Intl.AP.719640_CWEC2016.epw | parametric |  | NECB_Default | NECB_Default | NECB_Default | NECB_Default | NECB_Default | NECB_Default | NECB_Default | NECB_Default | NECB_Default | NECB_Default | NECB_Default | NECB_Default | NECB_Default | NECB_Default | NECB_Default | NECB_Default | NECB_Default | NECB_Default | NECB_Default | NECB_Default | NECB_Default | NECB_Default | NECB_Default | NECB_Default | NECB_Default | NECB_Default | NECB_Default | NECB_Default | NECB_Default | NECB_Default | NECB_Default | NECB_Default | NECB_Default | NECB_Default | NECB_Default | NECB_Default | NECB_Default | NECB_Default | NECB_Default | NECB_Default | NECB_Default | NECB_Default | NECB_Default | NECB_Default | NECB_Default | aws_batch | 834599497928 | btap_private_cli |  | TRUE | TRUE |  |  | 796.4433 | 32.198 | 1027.1704 | 1601.592 | 232.34 | 444.7457 | 14 | QuickServiceRestaurant |  |  | 0 | QuickServiceRestaurant | 1 |  | 1 | BTAPPRE1980 | 0.46263 | 961.3389 | 0.68705 | 161.9564 | 63.2397 | 37.0584 | 684.4762 | 421.5346 | WHITEHORSE | YUKON | 12.0371 | 265.715 | 0 | 277.7522 | 27.5666 | 48.4328 | 0 | 75.9994 | 0 | 0.0081777 | 0 | 0 | 0.77395 | 0.41551 | 0 | 5.1785 | 0.10696 | 0.24111 | 5.3398 | 0.0021951 | 6.1138 | 0.16136 | 68.3061 | 802.8575 | 14 | 0.678 | [5 empty] | 0.227 | 0.772 | 2.95 |  | 0 | Whitehorse Intl AP | CAN | 5 | 6491 | 60.709 | -135.069 | 7b | 6580 | YT | CAN_YT_Whitehorse.Intl.AP.719640_CWEC2016.epw | 6.1137 | 32.198 | 796.4433 | 4.9559 | 15.7515 | TRUE | FALSE | FALSE | FALSE | 6.2235 | 23.181 | 0 | 0 | 0 | 0 | 37.49 | 17.4313 | 0.34213 | 0.019628 | 125.05 | 0 | 6.1138 | 0.67 | 0.67 | 0.17 | 0.17 |  | https://s3.console.aws.amazon.com/s3/buckets/834599497928?region=ca-central-1&prefix=phylroy.lopez/reference/reference/output/25e7792c-7c5d-4c4e-be69-14251488f34d/ | 1.0.002
416 |  | TRUE | 48 | 0 | 0 | 127.1903 |  |  |  | 0.1 | 2021-09-22 20:09:09 +0000 | 438c2ebff | 0.2.14 | :adv_dx_units: NECB_Default :airloop_economizer_type: NECB_Default :algorithm_type: parametric :analysis_id: reference :analysis_name: reference :boiler_eff: NECB_Default :btap_batch_version: 1.0.002 :building_type: QuickServiceRestaurant :chiller_type: NECB_Default :compute_environment: aws_batch :datapoint_id: 00a7c028-5079-46aa-8352-7973ff979480 :daylighting_type: NECB_Default :dcv_type: NECB_Default :door_construction_cond: NECB_Default :ecm_system_name: NECB_Default :electrical_loads_scale: NECB_Default :enable_costing: true :epw_file: CAN_QC_Montreal-Trudeau.Intl.AP.716270_CWEC2016.epw :erv_package: NECB_Default :ext_floor_cond: NECB_Default :ext_roof_cond: NECB_Default :ext_wall_cond: NECB_Default :fdwr_set: NECB_Default :fixed_wind_solar_trans: NECB_Default :fixed_window_cond: NECB_Default :furnace_eff: NECB_Default :glass_door_cond: NECB_Default :glass_door_solar_trans: NECB_Default :ground_floor_cond: NECB_Default :ground_roof_cond: NECB_Default :ground_wall_cond: NECB_Default :image_name: btap_private_cli :infiltration_scale: NECB_Default :lights_scale: NECB_Default :lights_type: NECB_Default :nv_delta_temp_in_out: NECB_Default :nv_opening_fraction: NECB_Default :nv_temp_out_min: NECB_Default :nv_type: NECB_Default :oa_scale: NECB_Default :occupancy_loads_scale: NECB_Default :output_meters: [] :output_variables: [] :overhead_door_cond: NECB_Default :primary_heating_fuel: NaturalGas :pv_ground_azimuth_angle: NECB_Default :pv_ground_module_description: NECB_Default :pv_ground_tilt_angle: NECB_Default :pv_ground_total_area_pv_panels_m2: NECB_Default :pv_ground_type: NECB_Default :rotation_degrees: NECB_Default :run_annual_simulation: true :s3_bucket: '834599497928' :scale_x: NECB_Default :scale_y: NECB_Default :scale_z: NECB_Default :shw_eff: NECB_Default :skylight_cond: NECB_Default :skylight_solar_trans: NECB_Default :srr_set: NECB_Default :template: BTAP1980TO2010 | reference | reference | 00a7c028-5079-46aa-8352-7973ff979480 | BTAP1980TO2010 | QuickServiceRestaurant | NaturalGas | Natural Gas | CAN_QC_Montreal-Trudeau.Intl.AP.716270_CWEC2016.epw | parametric |  | NECB_Default | NECB_Default | NECB_Default | NECB_Default | NECB_Default | NECB_Default | NECB_Default | NECB_Default | NECB_Default | NECB_Default | NECB_Default | NECB_Default | NECB_Default | NECB_Default | NECB_Default | NECB_Default | NECB_Default | NECB_Default | NECB_Default | NECB_Default | NECB_Default | NECB_Default | NECB_Default | NECB_Default | NECB_Default | NECB_Default | NECB_Default | NECB_Default | NECB_Default | NECB_Default | NECB_Default | NECB_Default | NECB_Default | NECB_Default | NECB_Default | NECB_Default | NECB_Default | NECB_Default | NECB_Default | NECB_Default | NECB_Default | NECB_Default | NECB_Default | NECB_Default | NECB_Default | aws_batch | 834599497928 | btap_private_cli |  | TRUE | TRUE |  |  | 691.3385 | 82.9898 | 732.4993 | 1200.5992 | 232.34 | 444.7457 | 14 | QuickServiceRestaurant |  |  | 0 | QuickServiceRestaurant | 1 |  | 1 | BTAP1980TO2010 | 0.46263 | 961.3389 | 0.88435 | 163.5077 | 64.9445 | 38.2221 | 750.0892 | 482.5306 | MONTREAL | QUEBEC | 0.33217 | 188.4838 | 0 | 188.8159 | 21.1558 | 49.3718 | 0 | 70.5277 | 0 | 0.09116 | 0 | 0 | 0.85478 | 0.41388 | 0 | 3.6741 | 0.10696 | 0.24111 | 3.8154 | 0.0016786 | 4.6702 | 0.14134 | 118.9135 | 698.8445 | 14 | 0.678 | [5 empty] | 0.267 | 0.426 | 2.95 |  | 0 | Montreal-Trudeau Intl AP | CAN | 323 | 4090 | 45.471 | -73.741 | 6 | 4400 | QC | CAN_QC_Montreal-Trudeau.Intl.AP.716270_CWEC2016.epw | 4.6701 | 82.9898 | 691.3385 | 7.2727 | 19.0631 | FALSE | FALSE | FALSE | FALSE | 12.0908 | 17.0774 | 0 | 0 | 0 | 0 | 32.84 | 17.4313 | 0.34213 | 0.019628 | 125.05 | 0 | 4.6702 | 5.5 | 4.67 | 0 | 0 |  | https://s3.console.aws.amazon.com/s3/buckets/834599497928?region=ca-central-1&prefix=phylroy.lopez/reference/reference/output/00a7c028-5079-46aa-8352-7973ff979480/ | 1.0.002
417 |  | TRUE | 50 | 0 | 0 | 127.2671 |  |  |  | 0.1 | 2021-09-22 20:08:52 +0000 | 438c2ebff | 0.2.14 | :adv_dx_units: NECB_Default :airloop_economizer_type: NECB_Default :algorithm_type: parametric :analysis_id: reference :analysis_name: reference :boiler_eff: NECB_Default :btap_batch_version: 1.0.002 :building_type: QuickServiceRestaurant :chiller_type: NECB_Default :compute_environment: aws_batch :datapoint_id: 1107b2d4-de6a-40c5-b6bf-b22765c40a8a :daylighting_type: NECB_Default :dcv_type: NECB_Default :door_construction_cond: NECB_Default :ecm_system_name: NECB_Default :electrical_loads_scale: NECB_Default :enable_costing: true :epw_file: CAN_AB_Edmonton.Intl.AP.711230_CWEC2016.epw :erv_package: NECB_Default :ext_floor_cond: NECB_Default :ext_roof_cond: NECB_Default :ext_wall_cond: NECB_Default :fdwr_set: NECB_Default :fixed_wind_solar_trans: NECB_Default :fixed_window_cond: NECB_Default :furnace_eff: NECB_Default :glass_door_cond: NECB_Default :glass_door_solar_trans: NECB_Default :ground_floor_cond: NECB_Default :ground_roof_cond: NECB_Default :ground_wall_cond: NECB_Default :image_name: btap_private_cli :infiltration_scale: NECB_Default :lights_scale: NECB_Default :lights_type: NECB_Default :nv_delta_temp_in_out: NECB_Default :nv_opening_fraction: NECB_Default :nv_temp_out_min: NECB_Default :nv_type: NECB_Default :oa_scale: NECB_Default :occupancy_loads_scale: NECB_Default :output_meters: [] :output_variables: [] :overhead_door_cond: NECB_Default :primary_heating_fuel: Electricity :pv_ground_azimuth_angle: NECB_Default :pv_ground_module_description: NECB_Default :pv_ground_tilt_angle: NECB_Default :pv_ground_total_area_pv_panels_m2: NECB_Default :pv_ground_type: NECB_Default :rotation_degrees: NECB_Default :run_annual_simulation: true :s3_bucket: '834599497928' :scale_x: NECB_Default :scale_y: NECB_Default :scale_z: NECB_Default :shw_eff: NECB_Default :skylight_cond: NECB_Default :skylight_solar_trans: NECB_Default :srr_set: NECB_Default :template: BTAP1980TO2010 | reference | reference | 1107b2d4-de6a-40c5-b6bf-b22765c40a8a | BTAP1980TO2010 | QuickServiceRestaurant | Electricity | Electricity | CAN_AB_Edmonton.Intl.AP.711230_CWEC2016.epw | parametric |  | NECB_Default | NECB_Default | NECB_Default | NECB_Default | NECB_Default | NECB_Default | NECB_Default | NECB_Default | NECB_Default | NECB_Default | NECB_Default | NECB_Default | NECB_Default | NECB_Default | NECB_Default | NECB_Default | NECB_Default | NECB_Default | NECB_Default | NECB_Default | NECB_Default | NECB_Default | NECB_Default | NECB_Default | NECB_Default | NECB_Default | NECB_Default | NECB_Default | NECB_Default | NECB_Default | NECB_Default | NECB_Default | NECB_Default | NECB_Default | NECB_Default | NECB_Default | NECB_Default | NECB_Default | NECB_Default | NECB_Default | NECB_Default | NECB_Default | NECB_Default | NECB_Default | NECB_Default | aws_batch | 834599497928 | btap_private_cli |  | TRUE | TRUE |  |  | 486.8351 | 41.1378 | 856.6588 | 1011.4368 | 232.34 | 444.7457 | 14 | QuickServiceRestaurant |  |  | 0 | QuickServiceRestaurant | 1 |  | 1 | BTAP1980TO2010 | 0.46263 | 961.3389 | 0.91336 | 21.1767 | 70.6817 | 48.9649 | 698.9382 | 557.2015 | EDMONTON | ALBERTA | 875.45 | 0 | 0 | 875.45 | 82.9744 | 0 | 0 | 82.9744 | 0 | 0.023801 | 0 | 0 | 3.9892 | 0.4063 | 0 | 3.084 | 0.10696 | 0.24111 | 0 | 0 | 3.9892 | 0.1271 | 527.8517 | 0 | 14 | 0.678 | [5 empty] | 0.227 | 0.346 | 2.95 |  | 0 | Edmonton Intl AP | CAN | 23 | 5588 | 53.31 | -113.579 | 7a | 5120 | AB | CAN_AB_Edmonton.Intl.AP.711230_CWEC2016.epw | 3.9891 | 41.1378 | 486.8351 | 4.098 | 18.8473 | FALSE | FALSE | FALSE | FALSE | 10.017 | 21.0081 | 0 | 0.080793 | 0.004635 | 29.53 | 0 | 17.4313 | 0.34213 | 0.019628 | 125.05 | 0 | 3.9892 | 1.17 | 0.5 | 0 | 0 |  | https://s3.console.aws.amazon.com/s3/buckets/834599497928?region=ca-central-1&prefix=phylroy.lopez/reference/reference/output/1107b2d4-de6a-40c5-b6bf-b22765c40a8a/ | 1.0.002
418 |  | TRUE | 48 | 0 | 0 | 127.4469 |  |  |  | 0.1 | 2021-09-22 20:08:58 +0000 | 438c2ebff | 0.2.14 | :adv_dx_units: NECB_Default :airloop_economizer_type: NECB_Default :algorithm_type: parametric :analysis_id: reference :analysis_name: reference :boiler_eff: NECB_Default :btap_batch_version: 1.0.002 :building_type: QuickServiceRestaurant :chiller_type: NECB_Default :compute_environment: aws_batch :datapoint_id: 0b35707d-2818-4577-b112-5dfb0b999221 :daylighting_type: NECB_Default :dcv_type: NECB_Default :door_construction_cond: NECB_Default :ecm_system_name: NECB_Default :electrical_loads_scale: NECB_Default :enable_costing: true :epw_file: CAN_NS_Halifax.Dockyard.713280_CWEC2016.epw :erv_package: NECB_Default :ext_floor_cond: NECB_Default :ext_roof_cond: NECB_Default :ext_wall_cond: NECB_Default :fdwr_set: NECB_Default :fixed_wind_solar_trans: NECB_Default :fixed_window_cond: NECB_Default :furnace_eff: NECB_Default :glass_door_cond: NECB_Default :glass_door_solar_trans: NECB_Default :ground_floor_cond: NECB_Default :ground_roof_cond: NECB_Default :ground_wall_cond: NECB_Default :image_name: btap_private_cli :infiltration_scale: NECB_Default :lights_scale: NECB_Default :lights_type: NECB_Default :nv_delta_temp_in_out: NECB_Default :nv_opening_fraction: NECB_Default :nv_temp_out_min: NECB_Default :nv_type: NECB_Default :oa_scale: NECB_Default :occupancy_loads_scale: NECB_Default :output_meters: [] :output_variables: [] :overhead_door_cond: NECB_Default :primary_heating_fuel: NaturalGas :pv_ground_azimuth_angle: NECB_Default :pv_ground_module_description: NECB_Default :pv_ground_tilt_angle: NECB_Default :pv_ground_total_area_pv_panels_m2: NECB_Default :pv_ground_type: NECB_Default :rotation_degrees: NECB_Default :run_annual_simulation: true :s3_bucket: '834599497928' :scale_x: NECB_Default :scale_y: NECB_Default :scale_z: NECB_Default :shw_eff: NECB_Default :skylight_cond: NECB_Default :skylight_solar_trans: NECB_Default :srr_set: NECB_Default :template: BTAP1980TO2010 | reference | reference | 0b35707d-2818-4577-b112-5dfb0b999221 | BTAP1980TO2010 | QuickServiceRestaurant | NaturalGas | Natural Gas | CAN_NS_Halifax.Dockyard.713280_CWEC2016.epw | parametric |  | NECB_Default | NECB_Default | NECB_Default | NECB_Default | NECB_Default | NECB_Default | NECB_Default | NECB_Default | NECB_Default | NECB_Default | NECB_Default | NECB_Default | NECB_Default | NECB_Default | NECB_Default | NECB_Default | NECB_Default | NECB_Default | NECB_Default | NECB_Default | NECB_Default | NECB_Default | NECB_Default | NECB_Default | NECB_Default | NECB_Default | NECB_Default | NECB_Default | NECB_Default | NECB_Default | NECB_Default | NECB_Default | NECB_Default | NECB_Default | NECB_Default | NECB_Default | NECB_Default | NECB_Default | NECB_Default | NECB_Default | NECB_Default | NECB_Default | NECB_Default | NECB_Default | NECB_Default | aws_batch | 834599497928 | btap_private_cli |  | TRUE | TRUE |  |  | 512.2547 | 35.5006 | 663.0608 | 1091.4561 | 232.34 | 444.7457 | 14 | QuickServiceRestaurant |  |  | 0 | QuickServiceRestaurant | 1 |  | 1 | BTAP1980TO2010 | 0.46263 | 961.3389 | 0.8921 | 160.768 | 68.9808 | 38.3669 | 707.6367 | 438.6289 | HALIFAX | NOVA SCOTIA | 157.7492 | 174.1293 | 0 | 331.8785 | 30.9375 | 43.9519 | 0 | 74.8894 | 0 | 0.028837 | 0 | 0 | 0.77795 | 0.39954 | 0 | 3.3598 | 0.10696 | 0.24111 | 3.4994 | 0.0015064 | 4.2773 | 0.13958 | 70.808 | 519.4118 | 14 | 0.678 | [5 empty] | 0.267 | 0.426 | 2.95 |  | 0 | Halifax Dockyard | CAN | 112 | 3647 | 44.655 | -63.577 | 6 | 4000 | NS | CAN_NS_Halifax.Dockyard.713280_CWEC2016.epw | 4.2772 | 35.5006 | 512.2547 | 5.4234 | 17.2134 | FALSE | FALSE | FALSE | FALSE | 6.7475 | 9.3492 | 0 | 0 | 0 | 0 | 32.43 | 17.4313 | 0.34213 | 0.019628 | 125.05 | 0 | 4.2773 | 1.5 | 0.67 | 0.5 | 0.5 |  | https://s3.console.aws.amazon.com/s3/buckets/834599497928?region=ca-central-1&prefix=phylroy.lopez/reference/reference/output/0b35707d-2818-4577-b112-5dfb0b999221/ | 1.0.002
419 |  | TRUE | 47 | 0 | 0 | 127.4269 |  |  |  | 0.1 | 2021-09-22 20:08:56 +0000 | 438c2ebff | 0.2.14 | :adv_dx_units: NECB_Default :airloop_economizer_type: NECB_Default :algorithm_type: parametric :analysis_id: reference :analysis_name: reference :boiler_eff: NECB_Default :btap_batch_version: 1.0.002 :building_type: QuickServiceRestaurant :chiller_type: NECB_Default :compute_environment: aws_batch :datapoint_id: cbe1078f-4035-42ed-ab04-0317b9b529f6 :daylighting_type: NECB_Default :dcv_type: NECB_Default :door_construction_cond: NECB_Default :ecm_system_name: NECB_Default :electrical_loads_scale: NECB_Default :enable_costing: true :epw_file: CAN_BC_Vancouver.Intl.AP.718920_CWEC2016.epw :erv_package: NECB_Default :ext_floor_cond: NECB_Default :ext_roof_cond: NECB_Default :ext_wall_cond: NECB_Default :fdwr_set: NECB_Default :fixed_wind_solar_trans: NECB_Default :fixed_window_cond: NECB_Default :furnace_eff: NECB_Default :glass_door_cond: NECB_Default :glass_door_solar_trans: NECB_Default :ground_floor_cond: NECB_Default :ground_roof_cond: NECB_Default :ground_wall_cond: NECB_Default :image_name: btap_private_cli :infiltration_scale: NECB_Default :lights_scale: NECB_Default :lights_type: NECB_Default :nv_delta_temp_in_out: NECB_Default :nv_opening_fraction: NECB_Default :nv_temp_out_min: NECB_Default :nv_type: NECB_Default :oa_scale: NECB_Default :occupancy_loads_scale: NECB_Default :output_meters: [] :output_variables: [] :overhead_door_cond: NECB_Default :primary_heating_fuel: Electricity :pv_ground_azimuth_angle: NECB_Default :pv_ground_module_description: NECB_Default :pv_ground_tilt_angle: NECB_Default :pv_ground_total_area_pv_panels_m2: NECB_Default :pv_ground_type: NECB_Default :rotation_degrees: NECB_Default :run_annual_simulation: true :s3_bucket: '834599497928' :scale_x: NECB_Default :scale_y: NECB_Default :scale_z: NECB_Default :shw_eff: NECB_Default :skylight_cond: NECB_Default :skylight_solar_trans: NECB_Default :srr_set: NECB_Default :template: BTAP1980TO2010 | reference | reference | cbe1078f-4035-42ed-ab04-0317b9b529f6 | BTAP1980TO2010 | QuickServiceRestaurant | Electricity | Electricity | CAN_BC_Vancouver.Intl.AP.718920_CWEC2016.epw | parametric |  | NECB_Default | NECB_Default | NECB_Default | NECB_Default | NECB_Default | NECB_Default | NECB_Default | NECB_Default | NECB_Default | NECB_Default | NECB_Default | NECB_Default | NECB_Default | NECB_Default | NECB_Default | NECB_Default | NECB_Default | NECB_Default | NECB_Default | NECB_Default | NECB_Default | NECB_Default | NECB_Default | NECB_Default | NECB_Default | NECB_Default | NECB_Default | NECB_Default | NECB_Default | NECB_Default | NECB_Default | NECB_Default | NECB_Default | NECB_Default | NECB_Default | NECB_Default | NECB_Default | NECB_Default | NECB_Default | NECB_Default | NECB_Default | NECB_Default | NECB_Default | NECB_Default | NECB_Default | aws_batch | 834599497928 | btap_private_cli |  | TRUE | TRUE |  |  | 254.4175 | 33.5635 | 521.9243 | 664.6509 | 232.34 | 444.7457 | 14 | QuickServiceRestaurant |  |  | 0 | QuickServiceRestaurant | 1 |  | 1 | BTAP1980TO2010 | 0.46263 | 961.3389 | 0.96518 | 16.4261 | 63.325 | 48.7271 | 624.3194 | 494.8761 | VANCOUVER | BRITISH COLUMBIA | 7.7673 | 0 | 0 | 7.7673 | 77.5637 | 0 | 0 | 77.5637 | 0 | 0.014289 | 0 | 0 | 2.7408 | 0.3899 | 0 | 1.8789 | 0.10696 | 0.24111 | 0 | 0 | 2.7408 | 0.10962 | 293.9847 | 0 | 14 | 0.678 | [5 empty] | 0.363 | 0.568 | 4.09 |  | 0 | Vancouver Intl AP | CAN | 42 | 2797 | 49.195 | -123.184 | 4 | 2800 | BC | CAN_BC_Vancouver.Intl.AP.718920_CWEC2016.epw | 2.7407 | 33.5635 | 254.4175 | 3.6481 | 18.5043 | FALSE | FALSE | FALSE | FALSE | 8.8057 | 9.2904 | 0 | 0.069685 | 0.0039977 | 25.47 | 0 | 17.4313 | 0.34213 | 0.019628 | 125.05 | 0 | 2.7408 | 1 | 1 | 0 | 0 |  | https://s3.console.aws.amazon.com/s3/buckets/834599497928?region=ca-central-1&prefix=phylroy.lopez/reference/reference/output/cbe1078f-4035-42ed-ab04-0317b9b529f6/ | 1.0.002
420 |  | TRUE | 44 | 0 | 0 | 127.6534 |  |  |  | 0.1 | 2021-09-22 20:08:57 +0000 | 438c2ebff | 0.2.14 | :adv_dx_units: NECB_Default :airloop_economizer_type: NECB_Default :algorithm_type: parametric :analysis_id: reference :analysis_name: reference :boiler_eff: NECB_Default :btap_batch_version: 1.0.002 :building_type: QuickServiceRestaurant :chiller_type: NECB_Default :compute_environment: aws_batch :datapoint_id: cc337acc-633e-4334-b6bf-01e07a8ced9c :daylighting_type: NECB_Default :dcv_type: NECB_Default :door_construction_cond: NECB_Default :ecm_system_name: NECB_Default :electrical_loads_scale: NECB_Default :enable_costing: true :epw_file: CAN_BC_Vancouver.Intl.AP.718920_CWEC2016.epw :erv_package: NECB_Default :ext_floor_cond: NECB_Default :ext_roof_cond: NECB_Default :ext_wall_cond: NECB_Default :fdwr_set: NECB_Default :fixed_wind_solar_trans: NECB_Default :fixed_window_cond: NECB_Default :furnace_eff: NECB_Default :glass_door_cond: NECB_Default :glass_door_solar_trans: NECB_Default :ground_floor_cond: NECB_Default :ground_roof_cond: NECB_Default :ground_wall_cond: NECB_Default :image_name: btap_private_cli :infiltration_scale: NECB_Default :lights_scale: NECB_Default :lights_type: NECB_Default :nv_delta_temp_in_out: NECB_Default :nv_opening_fraction: NECB_Default :nv_temp_out_min: NECB_Default :nv_type: NECB_Default :oa_scale: NECB_Default :occupancy_loads_scale: NECB_Default :output_meters: [] :output_variables: [] :overhead_door_cond: NECB_Default :primary_heating_fuel: NaturalGas :pv_ground_azimuth_angle: NECB_Default :pv_ground_module_description: NECB_Default :pv_ground_tilt_angle: NECB_Default :pv_ground_total_area_pv_panels_m2: NECB_Default :pv_ground_type: NECB_Default :rotation_degrees: NECB_Default :run_annual_simulation: true :s3_bucket: '834599497928' :scale_x: NECB_Default :scale_y: NECB_Default :scale_z: NECB_Default :shw_eff: NECB_Default :skylight_cond: NECB_Default :skylight_solar_trans: NECB_Default :srr_set: NECB_Default :template: BTAP1980TO2010 | reference | reference | cc337acc-633e-4334-b6bf-01e07a8ced9c | BTAP1980TO2010 | QuickServiceRestaurant | NaturalGas | Natural Gas | CAN_BC_Vancouver.Intl.AP.718920_CWEC2016.epw | parametric |  | NECB_Default | NECB_Default | NECB_Default | NECB_Default | NECB_Default | NECB_Default | NECB_Default | NECB_Default | NECB_Default | NECB_Default | NECB_Default | NECB_Default | NECB_Default | NECB_Default | NECB_Default | NECB_Default | NECB_Default | NECB_Default | NECB_Default | NECB_Default | NECB_Default | NECB_Default | NECB_Default | NECB_Default | NECB_Default | NECB_Default | NECB_Default | NECB_Default | NECB_Default | NECB_Default | NECB_Default | NECB_Default | NECB_Default | NECB_Default | NECB_Default | NECB_Default | NECB_Default | NECB_Default | NECB_Default | NECB_Default | NECB_Default | NECB_Default | NECB_Default | NECB_Default | NECB_Default | aws_batch | 834599497928 | btap_private_cli |  | TRUE | TRUE |  |  | 340.1027 | 33.5627 | 521.6493 | 895.4071 | 232.34 | 444.7457 | 14 | QuickServiceRestaurant |  |  | 0 | QuickServiceRestaurant | 1 |  | 1 | BTAP1980TO2010 | 0.46263 | 961.3389 | 0.96518 | 158.4343 | 63.325 | 38.6584 | 686.9044 | 425.5215 | VANCOUVER | BRITISH COLUMBIA | 2.1392 | 142.0018 | 0 | 144.141 | 21.362 | 31.8568 | 0 | 53.2188 | 0 | 0.014289 | 0 | 0 | 0.75484 | 0.39124 | 0 | 2.683 | 0.10696 | 0.24111 | 2.8167 | 0.0012482 | 3.5715 | 0.13373 | 68.5028 | 346.987 | 14 | 0.678 | [5 empty] | 0.363 | 0.568 | 4.09 |  | 0 | Vancouver Intl AP | CAN | 42 | 2797 | 49.195 | -123.184 | 4 | 2800 | BC | CAN_BC_Vancouver.Intl.AP.718920_CWEC2016.epw | 3.5715 | 33.5627 | 340.1027 | 3.6481 | 18.5042 | FALSE | FALSE | FALSE | FALSE | 8.8057 | 9.2904 | 0 | 0 | 0 | 0 | 31.07 | 17.4313 | 0.34213 | 0.019628 | 125.05 | 0 | 3.5715 | 1 | 1 | 0.33 | 0.33 |  | https://s3.console.aws.amazon.com/s3/buckets/834599497928?region=ca-central-1&prefix=phylroy.lopez/reference/reference/output/cc337acc-633e-4334-b6bf-01e07a8ced9c/ | 1.0.002
421 |  | TRUE | 52 | 0 | 0 | 126.9501 |  |  |  | 0.1 | 2021-09-22 20:08:50 +0000 | 438c2ebff | 0.2.14 | :adv_dx_units: NECB_Default :airloop_economizer_type: NECB_Default :algorithm_type: parametric :analysis_id: reference :analysis_name: reference :boiler_eff: NECB_Default :btap_batch_version: 1.0.002 :building_type: QuickServiceRestaurant :chiller_type: NECB_Default :compute_environment: aws_batch :datapoint_id: a9f3e491-cbc4-44fd-a232-ac619e4daeae :daylighting_type: NECB_Default :dcv_type: NECB_Default :door_construction_cond: NECB_Default :ecm_system_name: NECB_Default :electrical_loads_scale: NECB_Default :enable_costing: true :epw_file: CAN_AB_Calgary.Intl.AP.718770_CWEC2016.epw :erv_package: NECB_Default :ext_floor_cond: NECB_Default :ext_roof_cond: NECB_Default :ext_wall_cond: NECB_Default :fdwr_set: NECB_Default :fixed_wind_solar_trans: NECB_Default :fixed_window_cond: NECB_Default :furnace_eff: NECB_Default :glass_door_cond: NECB_Default :glass_door_solar_trans: NECB_Default :ground_floor_cond: NECB_Default :ground_roof_cond: NECB_Default :ground_wall_cond: NECB_Default :image_name: btap_private_cli :infiltration_scale: NECB_Default :lights_scale: NECB_Default :lights_type: NECB_Default :nv_delta_temp_in_out: NECB_Default :nv_opening_fraction: NECB_Default :nv_temp_out_min: NECB_Default :nv_type: NECB_Default :oa_scale: NECB_Default :occupancy_loads_scale: NECB_Default :output_meters: [] :output_variables: [] :overhead_door_cond: NECB_Default :primary_heating_fuel: Electricity :pv_ground_azimuth_angle: NECB_Default :pv_ground_module_description: NECB_Default :pv_ground_tilt_angle: NECB_Default :pv_ground_total_area_pv_panels_m2: NECB_Default :pv_ground_type: NECB_Default :rotation_degrees: NECB_Default :run_annual_simulation: true :s3_bucket: '834599497928' :scale_x: NECB_Default :scale_y: NECB_Default :scale_z: NECB_Default :shw_eff: NECB_Default :skylight_cond: NECB_Default :skylight_solar_trans: NECB_Default :srr_set: NECB_Default :template: BTAP1980TO2010 | reference | reference | a9f3e491-cbc4-44fd-a232-ac619e4daeae | BTAP1980TO2010 | QuickServiceRestaurant | Electricity | Electricity | CAN_AB_Calgary.Intl.AP.718770_CWEC2016.epw | parametric |  | NECB_Default | NECB_Default | NECB_Default | NECB_Default | NECB_Default | NECB_Default | NECB_Default | NECB_Default | NECB_Default | NECB_Default | NECB_Default | NECB_Default | NECB_Default | NECB_Default | NECB_Default | NECB_Default | NECB_Default | NECB_Default | NECB_Default | NECB_Default | NECB_Default | NECB_Default | NECB_Default | NECB_Default | NECB_Default | NECB_Default | NECB_Default | NECB_Default | NECB_Default | NECB_Default | NECB_Default | NECB_Default | NECB_Default | NECB_Default | NECB_Default | NECB_Default | NECB_Default | NECB_Default | NECB_Default | NECB_Default | NECB_Default | NECB_Default | NECB_Default | NECB_Default | NECB_Default | aws_batch | 834599497928 | btap_private_cli |  | TRUE | TRUE |  |  | 443.2861 | 51.7684 | 698.9159 | 855.0927 | 232.34 | 444.7457 | 14 | QuickServiceRestaurant |  |  | 0 | QuickServiceRestaurant | 1 |  | 1 | BTAP1980TO2010 | 0.46263 | 961.3389 | 0.91654 | 20.9028 | 68.0393 | 48.9881 | 676.8558 | 538.009 | CALGARY | ALBERTA | 751.9497 | 0 | 0 | 751.9497 | 71.2691 | 0 | 0 | 71.2691 | 0 | 0.029698 | 0 | 0 | 3.4264 | 0.41069 | 0 | 2.5161 | 0.10696 | 0.24111 | 0 | 0 | 3.4264 | 0.12185 | 484.7699 | 0 | 14 | 0.678 | [5 empty] | 0.227 | 0.346 | 2.95 |  | 0 | Calgary Intl AP | CAN | 64 | 4781 | 51.114 | -114.02 | 7a | 5000 | AB | CAN_AB_Calgary.Intl.AP.718770_CWEC2016.epw | 3.4263 | 51.7684 | 443.2861 | 4.1305 | 19.5373 | FALSE | FALSE | FALSE | FALSE | 11.1515 | 18.6867 | 0 | 0.077456 | 0.0044435 | 28.31 | 0 | 17.4313 | 0.34213 | 0.019628 | 125.05 | 0 | 3.4264 | 3.33 | 3.33 | 0 | 0 |  | https://s3.console.aws.amazon.com/s3/buckets/834599497928?region=ca-central-1&prefix=phylroy.lopez/reference/reference/output/a9f3e491-cbc4-44fd-a232-ac619e4daeae/ | 1.0.002
422 |  | TRUE | 51 | 0 | 0 | 126.8121 |  |  |  | 0.1 | 2021-09-22 20:08:55 +0000 | 438c2ebff | 0.2.14 | :adv_dx_units: NECB_Default :airloop_economizer_type: NECB_Default :algorithm_type: parametric :analysis_id: reference :analysis_name: reference :boiler_eff: NECB_Default :btap_batch_version: 1.0.002 :building_type: QuickServiceRestaurant :chiller_type: NECB_Default :compute_environment: aws_batch :datapoint_id: 7060a2ee-fc4e-4262-978c-3087b99ecc4f :daylighting_type: NECB_Default :dcv_type: NECB_Default :door_construction_cond: NECB_Default :ecm_system_name: NECB_Default :electrical_loads_scale: NECB_Default :enable_costing: true :epw_file: CAN_ON_Toronto.Pearson.Intl.AP.716240_CWEC2016.epw :erv_package: NECB_Default :ext_floor_cond: NECB_Default :ext_roof_cond: NECB_Default :ext_wall_cond: NECB_Default :fdwr_set: NECB_Default :fixed_wind_solar_trans: NECB_Default :fixed_window_cond: NECB_Default :furnace_eff: NECB_Default :glass_door_cond: NECB_Default :glass_door_solar_trans: NECB_Default :ground_floor_cond: NECB_Default :ground_roof_cond: NECB_Default :ground_wall_cond: NECB_Default :image_name: btap_private_cli :infiltration_scale: NECB_Default :lights_scale: NECB_Default :lights_type: NECB_Default :nv_delta_temp_in_out: NECB_Default :nv_opening_fraction: NECB_Default :nv_temp_out_min: NECB_Default :nv_type: NECB_Default :oa_scale: NECB_Default :occupancy_loads_scale: NECB_Default :output_meters: [] :output_variables: [] :overhead_door_cond: NECB_Default :primary_heating_fuel: Electricity :pv_ground_azimuth_angle: NECB_Default :pv_ground_module_description: NECB_Default :pv_ground_tilt_angle: NECB_Default :pv_ground_total_area_pv_panels_m2: NECB_Default :pv_ground_type: NECB_Default :rotation_degrees: NECB_Default :run_annual_simulation: true :s3_bucket: '834599497928' :scale_x: NECB_Default :scale_y: NECB_Default :scale_z: NECB_Default :shw_eff: NECB_Default :skylight_cond: NECB_Default :skylight_solar_trans: NECB_Default :srr_set: NECB_Default :template: BTAP1980TO2010 | reference | reference | 7060a2ee-fc4e-4262-978c-3087b99ecc4f | BTAP1980TO2010 | QuickServiceRestaurant | Electricity | Electricity | CAN_ON_Toronto.Pearson.Intl.AP.716240_CWEC2016.epw | parametric |  | NECB_Default | NECB_Default | NECB_Default | NECB_Default | NECB_Default | NECB_Default | NECB_Default | NECB_Default | NECB_Default | NECB_Default | NECB_Default | NECB_Default | NECB_Default | NECB_Default | NECB_Default | NECB_Default | NECB_Default | NECB_Default | NECB_Default | NECB_Default | NECB_Default | NECB_Default | NECB_Default | NECB_Default | NECB_Default | NECB_Default | NECB_Default | NECB_Default | NECB_Default | NECB_Default | NECB_Default | NECB_Default | NECB_Default | NECB_Default | NECB_Default | NECB_Default | NECB_Default | NECB_Default | NECB_Default | NECB_Default | NECB_Default | NECB_Default | NECB_Default | NECB_Default | NECB_Default | aws_batch | 834599497928 | btap_private_cli |  | TRUE | TRUE |  |  | 492.2795 | 85.8673 | 648.5347 | 825.7773 | 232.34 | 444.7457 | 14 | QuickServiceRestaurant |  |  | 0 | QuickServiceRestaurant | 1 |  | 1 | BTAP1980TO2010 | 0.46263 | 961.3389 | 1.0529 | 24.5046 | 71.3357 | 49.5028 | 741.5285 | 595.1325 | TORONTO | ONTARIO | 18.4445 | 0 | 0 | 18.4445 | 147.7766 | 0 | 0 | 147.7766 | 0 | 0.1045 | 0 | 0 | 3.3209 | 0.42089 | 0 | 2.3347 | 0.10696 | 0.24111 | 0 | 0 | 3.3209 | 0.11268 | 526.8677 | 0 | 14 | 0.678 | [5 empty] | 0.296 | 0.682 | 3.35 |  | 0 | Toronto Pearson Intl AP | CAN | 382 | 3615 | 43.677 | -79.631 | 5 | 3890 | ON | CAN_ON_Toronto.Pearson.Intl.AP.716240_CWEC2016.epw | 3.3208 | 85.8673 | 492.2795 | 8.4881 | 15.7401 | FALSE | FALSE | FALSE | FALSE | 12.483 | 11.0004 | 0 | 0.071628 | 0.0041092 | 26.18 | 0 | 17.4313 | 0.34213 | 0.019628 | 125.05 | 0 | 3.3209 | 8.17 | 7 | 0 | 0 |  | https://s3.console.aws.amazon.com/s3/buckets/834599497928?region=ca-central-1&prefix=phylroy.lopez/reference/reference/output/7060a2ee-fc4e-4262-978c-3087b99ecc4f/ | 1.0.002
423 |  | TRUE | 48 | 0 | 0 | 126.818 |  |  |  | 0.1 | 2021-09-22 20:09:01 +0000 | 438c2ebff | 0.2.14 | :adv_dx_units: NECB_Default :airloop_economizer_type: NECB_Default :algorithm_type: parametric :analysis_id: reference :analysis_name: reference :boiler_eff: NECB_Default :btap_batch_version: 1.0.002 :building_type: QuickServiceRestaurant :chiller_type: NECB_Default :compute_environment: aws_batch :datapoint_id: 990ef542-f45c-4117-b59c-17a7916a337e :daylighting_type: NECB_Default :dcv_type: NECB_Default :door_construction_cond: NECB_Default :ecm_system_name: NECB_Default :electrical_loads_scale: NECB_Default :enable_costing: true :epw_file: CAN_ON_Toronto.Pearson.Intl.AP.716240_CWEC2016.epw :erv_package: NECB_Default :ext_floor_cond: NECB_Default :ext_roof_cond: NECB_Default :ext_wall_cond: NECB_Default :fdwr_set: NECB_Default :fixed_wind_solar_trans: NECB_Default :fixed_window_cond: NECB_Default :furnace_eff: NECB_Default :glass_door_cond: NECB_Default :glass_door_solar_trans: NECB_Default :ground_floor_cond: NECB_Default :ground_roof_cond: NECB_Default :ground_wall_cond: NECB_Default :image_name: btap_private_cli :infiltration_scale: NECB_Default :lights_scale: NECB_Default :lights_type: NECB_Default :nv_delta_temp_in_out: NECB_Default :nv_opening_fraction: NECB_Default :nv_temp_out_min: NECB_Default :nv_type: NECB_Default :oa_scale: NECB_Default :occupancy_loads_scale: NECB_Default :output_meters: [] :output_variables: [] :overhead_door_cond: NECB_Default :primary_heating_fuel: NaturalGas :pv_ground_azimuth_angle: NECB_Default :pv_ground_module_description: NECB_Default :pv_ground_tilt_angle: NECB_Default :pv_ground_total_area_pv_panels_m2: NECB_Default :pv_ground_type: NECB_Default :rotation_degrees: NECB_Default :run_annual_simulation: true :s3_bucket: '834599497928' :scale_x: NECB_Default :scale_y: NECB_Default :scale_z: NECB_Default :shw_eff: NECB_Default :skylight_cond: NECB_Default :skylight_solar_trans: NECB_Default :srr_set: NECB_Default :template: BTAP1980TO2010 | reference | reference | 990ef542-f45c-4117-b59c-17a7916a337e | BTAP1980TO2010 | QuickServiceRestaurant | NaturalGas | Natural Gas | CAN_ON_Toronto.Pearson.Intl.AP.716240_CWEC2016.epw | parametric |  | NECB_Default | NECB_Default | NECB_Default | NECB_Default | NECB_Default | NECB_Default | NECB_Default | NECB_Default | NECB_Default | NECB_Default | NECB_Default | NECB_Default | NECB_Default | NECB_Default | NECB_Default | NECB_Default | NECB_Default | NECB_Default | NECB_Default | NECB_Default | NECB_Default | NECB_Default | NECB_Default | NECB_Default | NECB_Default | NECB_Default | NECB_Default | NECB_Default | NECB_Default | NECB_Default | NECB_Default | NECB_Default | NECB_Default | NECB_Default | NECB_Default | NECB_Default | NECB_Default | NECB_Default | NECB_Default | NECB_Default | NECB_Default | NECB_Default | NECB_Default | NECB_Default | NECB_Default | aws_batch | 834599497928 | btap_private_cli |  | TRUE | TRUE |  |  | 635.2932 | 85.8674 | 648.6782 | 1091.5516 | 232.34 | 444.7457 | 14 | QuickServiceRestaurant |  |  | 0 | QuickServiceRestaurant | 1 |  | 1 | BTAP1980TO2010 | 0.46263 | 961.3389 | 1.0529 | 176.1229 | 71.3357 | 39.8721 | 806.7917 | 518.4081 | TORONTO | ONTARIO | 4.8614 | 168.1431 | 0 | 173.0045 | 38.9495 | 29.6688 | 0 | 68.6183 | 0 | 0.1045 | 0 | 0 | 0.87531 | 0.42098 | 0 | 3.265 | 0.10696 | 0.24111 | 3.4023 | 0.0017647 | 4.2777 | 0.13738 | 122.0671 | 641.8508 | 14 | 0.678 | [5 empty] | 0.296 | 0.682 | 3.35 |  | 0 | Toronto Pearson Intl AP | CAN | 382 | 3615 | 43.677 | -79.631 | 5 | 3890 | ON | CAN_ON_Toronto.Pearson.Intl.AP.716240_CWEC2016.epw | 4.2776 | 85.8674 | 635.2932 | 8.488 | 15.7403 | FALSE | FALSE | FALSE | FALSE | 12.483 | 11.0006 | 0 | 0 | 0 | 0 | 31.92 | 17.4313 | 0.34213 | 0.019628 | 125.05 | 0 | 4.2777 | 8.17 | 7 | 0 | 0 |  | https://s3.console.aws.amazon.com/s3/buckets/834599497928?region=ca-central-1&prefix=phylroy.lopez/reference/reference/output/990ef542-f45c-4117-b59c-17a7916a337e/ | 1.0.002
424 |  | TRUE | 50 | 0 | 0 | 127.3387 |  |  |  | 0.1 | 2021-09-22 20:09:04 +0000 | 438c2ebff | 0.2.14 | :adv_dx_units: NECB_Default :airloop_economizer_type: NECB_Default :algorithm_type: parametric :analysis_id: reference :analysis_name: reference :boiler_eff: NECB_Default :btap_batch_version: 1.0.002 :building_type: QuickServiceRestaurant :chiller_type: NECB_Default :compute_environment: aws_batch :datapoint_id: 55dd6e33-7672-4860-9262-88dbf05c5b82 :daylighting_type: NECB_Default :dcv_type: NECB_Default :door_construction_cond: NECB_Default :ecm_system_name: NECB_Default :electrical_loads_scale: NECB_Default :enable_costing: true :epw_file: CAN_YT_Whitehorse.Intl.AP.719640_CWEC2016.epw :erv_package: NECB_Default :ext_floor_cond: NECB_Default :ext_roof_cond: NECB_Default :ext_wall_cond: NECB_Default :fdwr_set: NECB_Default :fixed_wind_solar_trans: NECB_Default :fixed_window_cond: NECB_Default :furnace_eff: NECB_Default :glass_door_cond: NECB_Default :glass_door_solar_trans: NECB_Default :ground_floor_cond: NECB_Default :ground_roof_cond: NECB_Default :ground_wall_cond: NECB_Default :image_name: btap_private_cli :infiltration_scale: NECB_Default :lights_scale: NECB_Default :lights_type: NECB_Default :nv_delta_temp_in_out: NECB_Default :nv_opening_fraction: NECB_Default :nv_temp_out_min: NECB_Default :nv_type: NECB_Default :oa_scale: NECB_Default :occupancy_loads_scale: NECB_Default :output_meters: [] :output_variables: [] :overhead_door_cond: NECB_Default :primary_heating_fuel: Electricity :pv_ground_azimuth_angle: NECB_Default :pv_ground_module_description: NECB_Default :pv_ground_tilt_angle: NECB_Default :pv_ground_total_area_pv_panels_m2: NECB_Default :pv_ground_type: NECB_Default :rotation_degrees: NECB_Default :run_annual_simulation: true :s3_bucket: '834599497928' :scale_x: NECB_Default :scale_y: NECB_Default :scale_z: NECB_Default :shw_eff: NECB_Default :skylight_cond: NECB_Default :skylight_solar_trans: NECB_Default :srr_set: NECB_Default :template: BTAP1980TO2010 | reference | reference | 55dd6e33-7672-4860-9262-88dbf05c5b82 | BTAP1980TO2010 | QuickServiceRestaurant | Electricity | Electricity | CAN_YT_Whitehorse.Intl.AP.719640_CWEC2016.epw | parametric |  | NECB_Default | NECB_Default | NECB_Default | NECB_Default | NECB_Default | NECB_Default | NECB_Default | NECB_Default | NECB_Default | NECB_Default | NECB_Default | NECB_Default | NECB_Default | NECB_Default | NECB_Default | NECB_Default | NECB_Default | NECB_Default | NECB_Default | NECB_Default | NECB_Default | NECB_Default | NECB_Default | NECB_Default | NECB_Default | NECB_Default | NECB_Default | NECB_Default | NECB_Default | NECB_Default | NECB_Default | NECB_Default | NECB_Default | NECB_Default | NECB_Default | NECB_Default | NECB_Default | NECB_Default | NECB_Default | NECB_Default | NECB_Default | NECB_Default | NECB_Default | NECB_Default | NECB_Default | aws_batch | 834599497928 | btap_private_cli |  | TRUE | TRUE |  |  | 606.7431 | 31.5337 | 1004.4188 | 1153.733 | 232.34 | 444.7457 | 14 | QuickServiceRestaurant |  |  | 0 | QuickServiceRestaurant | 1 |  | 1 | BTAP1980TO2010 | 0.46263 | 961.3389 | 0.68705 | 16.7189 | 63.2397 | 47.5659 | 623.4365 | 495.2249 | WHITEHORSE | YUKON | 70.015 | 0 | 0 | 70.015 | 160.3437 | 0 | 0 | 160.3437 | 0 | 0.0077042 | 0 | 0 | 4.5015 | 0.39726 | 0 | 3.6159 | 0.10696 | 0.24111 | 0 | 0 | 4.5015 | 0.13256 | 641.4113 | 0 | 14 | 0.678 | [5 empty] | 0.227 | 0.346 | 2.95 |  | 0 | Whitehorse Intl AP | CAN | 5 | 6491 | 60.709 | -135.069 | 7b | 6580 | YT | CAN_YT_Whitehorse.Intl.AP.719640_CWEC2016.epw | 4.5014 | 31.5337 | 606.7431 | 4.9561 | 15.751 | TRUE | FALSE | FALSE | FALSE | 6.2235 | 23.1807 | 0 | 0.084268 | 0.0048343 | 30.8 | 0 | 17.4313 | 0.34213 | 0.019628 | 125.05 | 0 | 4.5015 | 0.83 | 0.83 | 0.67 | 0.67 |  | https://s3.console.aws.amazon.com/s3/buckets/834599497928?region=ca-central-1&prefix=phylroy.lopez/reference/reference/output/55dd6e33-7672-4860-9262-88dbf05c5b82/ | 1.0.002
425 |  | TRUE | 53 | 0 | 0 | 126.7889 |  |  |  | 0.1 | 2021-09-22 20:08:56 +0000 | 438c2ebff | 0.2.14 | :adv_dx_units: NECB_Default :airloop_economizer_type: NECB_Default :algorithm_type: parametric :analysis_id: reference :analysis_name: reference :boiler_eff: NECB_Default :btap_batch_version: 1.0.002 :building_type: QuickServiceRestaurant :chiller_type: NECB_Default :compute_environment: aws_batch :datapoint_id: 47ddca92-acc9-433d-95cb-dc8e285b606d :daylighting_type: NECB_Default :dcv_type: NECB_Default :door_construction_cond: NECB_Default :ecm_system_name: NECB_Default :electrical_loads_scale: NECB_Default :enable_costing: true :epw_file: CAN_QC_Montreal-Trudeau.Intl.AP.716270_CWEC2016.epw :erv_package: NECB_Default :ext_floor_cond: NECB_Default :ext_roof_cond: NECB_Default :ext_wall_cond: NECB_Default :fdwr_set: NECB_Default :fixed_wind_solar_trans: NECB_Default :fixed_window_cond: NECB_Default :furnace_eff: NECB_Default :glass_door_cond: NECB_Default :glass_door_solar_trans: NECB_Default :ground_floor_cond: NECB_Default :ground_roof_cond: NECB_Default :ground_wall_cond: NECB_Default :image_name: btap_private_cli :infiltration_scale: NECB_Default :lights_scale: NECB_Default :lights_type: NECB_Default :nv_delta_temp_in_out: NECB_Default :nv_opening_fraction: NECB_Default :nv_temp_out_min: NECB_Default :nv_type: NECB_Default :oa_scale: NECB_Default :occupancy_loads_scale: NECB_Default :output_meters: [] :output_variables: [] :overhead_door_cond: NECB_Default :primary_heating_fuel: Electricity :pv_ground_azimuth_angle: NECB_Default :pv_ground_module_description: NECB_Default :pv_ground_tilt_angle: NECB_Default :pv_ground_total_area_pv_panels_m2: NECB_Default :pv_ground_type: NECB_Default :rotation_degrees: NECB_Default :run_annual_simulation: true :s3_bucket: '834599497928' :scale_x: NECB_Default :scale_y: NECB_Default :scale_z: NECB_Default :shw_eff: NECB_Default :skylight_cond: NECB_Default :skylight_solar_trans: NECB_Default :srr_set: NECB_Default :template: NECB2011 | reference | reference | 47ddca92-acc9-433d-95cb-dc8e285b606d | NECB2011 | QuickServiceRestaurant | Electricity | Electricity | CAN_QC_Montreal-Trudeau.Intl.AP.716270_CWEC2016.epw | parametric |  | NECB_Default | NECB_Default | NECB_Default | NECB_Default | NECB_Default | NECB_Default | NECB_Default | NECB_Default | NECB_Default | NECB_Default | NECB_Default | NECB_Default | NECB_Default | NECB_Default | NECB_Default | NECB_Default | NECB_Default | NECB_Default | NECB_Default | NECB_Default | NECB_Default | NECB_Default | NECB_Default | NECB_Default | NECB_Default | NECB_Default | NECB_Default | NECB_Default | NECB_Default | NECB_Default | NECB_Default | NECB_Default | NECB_Default | NECB_Default | NECB_Default | NECB_Default | NECB_Default | NECB_Default | NECB_Default | NECB_Default | NECB_Default | NECB_Default | NECB_Default | NECB_Default | NECB_Default | aws_batch | 834599497928 | btap_private_cli |  | TRUE | TRUE |  |  | 505.0894 | 67.9582 | 669.1822 | 818.3529 | 232.34 | 444.7457 | 37.3 | QuickServiceRestaurant |  |  | 0 | QuickServiceRestaurant | 1 |  | 1 | NECB2011 | 0.46263 | 961.3389 | 253.3591 | 17.6251 | 64.9445 | 48.4945 | 980.41 | 595.9868 | MONTREAL | QUEBEC | 1.2801 | 0 | 0 | 1.2801 | 81.5288 | 0 | 0 | 81.5288 | 0 | 0.093441 | 0 | 0 | 3.2941 | 0.32762 | 0 | 2.4091 | 0.10696 | 0.24111 | 0 | 0 | 3.2941 | 0.11595 | 535.7026 | 0 | 37.3 | 0.757 | [5 empty] | 0.183 | 0.247 | 2.2 |  | 0 | Montreal-Trudeau Intl AP | CAN | 323 | 4090 | 45.471 | -73.741 | 6 | 4400 | QC | CAN_QC_Montreal-Trudeau.Intl.AP.716270_CWEC2016.epw | 3.2941 | 67.9582 | 505.0894 | 7.2727 | 19.0631 | FALSE | FALSE | FALSE | FALSE | 12.0908 | 17.0775 | 0 | 0.073707 | 0.0042284 | 26.94 | 0 | 17.4313 | 0.34213 | 0.019628 | 125.05 | 0 | 3.2941 | 27.83 | 20.67 | 0 | 0 |  | https://s3.console.aws.amazon.com/s3/buckets/834599497928?region=ca-central-1&prefix=phylroy.lopez/reference/reference/output/47ddca92-acc9-433d-95cb-dc8e285b606d/ | 1.0.002
426 |  | TRUE | 49 | 0 | 0 | 127.6715 |  |  |  | 0.1 | 2021-09-22 20:09:08 +0000 | 438c2ebff | 0.2.14 | :adv_dx_units: NECB_Default :airloop_economizer_type: NECB_Default :algorithm_type: parametric :analysis_id: reference :analysis_name: reference :boiler_eff: NECB_Default :btap_batch_version: 1.0.002 :building_type: QuickServiceRestaurant :chiller_type: NECB_Default :compute_environment: aws_batch :datapoint_id: 8fac53e6-750e-4fc5-8d80-fecdabf60107 :daylighting_type: NECB_Default :dcv_type: NECB_Default :door_construction_cond: NECB_Default :ecm_system_name: NECB_Default :electrical_loads_scale: NECB_Default :enable_costing: true :epw_file: CAN_AB_Calgary.Intl.AP.718770_CWEC2016.epw :erv_package: NECB_Default :ext_floor_cond: NECB_Default :ext_roof_cond: NECB_Default :ext_wall_cond: NECB_Default :fdwr_set: NECB_Default :fixed_wind_solar_trans: NECB_Default :fixed_window_cond: NECB_Default :furnace_eff: NECB_Default :glass_door_cond: NECB_Default :glass_door_solar_trans: NECB_Default :ground_floor_cond: NECB_Default :ground_roof_cond: NECB_Default :ground_wall_cond: NECB_Default :image_name: btap_private_cli :infiltration_scale: NECB_Default :lights_scale: NECB_Default :lights_type: NECB_Default :nv_delta_temp_in_out: NECB_Default :nv_opening_fraction: NECB_Default :nv_temp_out_min: NECB_Default :nv_type: NECB_Default :oa_scale: NECB_Default :occupancy_loads_scale: NECB_Default :output_meters: [] :output_variables: [] :overhead_door_cond: NECB_Default :primary_heating_fuel: NaturalGas :pv_ground_azimuth_angle: NECB_Default :pv_ground_module_description: NECB_Default :pv_ground_tilt_angle: NECB_Default :pv_ground_total_area_pv_panels_m2: NECB_Default :pv_ground_type: NECB_Default :rotation_degrees: NECB_Default :run_annual_simulation: true :s3_bucket: '834599497928' :scale_x: NECB_Default :scale_y: NECB_Default :scale_z: NECB_Default :shw_eff: NECB_Default :skylight_cond: NECB_Default :skylight_solar_trans: NECB_Default :srr_set: NECB_Default :template: BTAP1980TO2010 | reference | reference | 8fac53e6-750e-4fc5-8d80-fecdabf60107 | BTAP1980TO2010 | QuickServiceRestaurant | NaturalGas | Natural Gas | CAN_AB_Calgary.Intl.AP.718770_CWEC2016.epw | parametric |  | NECB_Default | NECB_Default | NECB_Default | NECB_Default | NECB_Default | NECB_Default | NECB_Default | NECB_Default | NECB_Default | NECB_Default | NECB_Default | NECB_Default | NECB_Default | NECB_Default | NECB_Default | NECB_Default | NECB_Default | NECB_Default | NECB_Default | NECB_Default | NECB_Default | NECB_Default | NECB_Default | NECB_Default | NECB_Default | NECB_Default | NECB_Default | NECB_Default | NECB_Default | NECB_Default | NECB_Default | NECB_Default | NECB_Default | NECB_Default | NECB_Default | NECB_Default | NECB_Default | NECB_Default | NECB_Default | NECB_Default | NECB_Default | NECB_Default | NECB_Default | NECB_Default | NECB_Default | aws_batch | 834599497928 | btap_private_cli |  | TRUE | TRUE |  |  | 576.3778 | 51.7678 | 698.9995 | 1152.2028 | 232.34 | 444.7457 | 14 | QuickServiceRestaurant |  |  | 0 | QuickServiceRestaurant | 1 |  | 1 | BTAP1980TO2010 | 0.46263 | 961.3389 | 0.91654 | 166.1083 | 68.0393 | 39.0296 | 735.2584 | 461.1646 | CALGARY | ALBERTA | 173.4673 | 186.987 | 0 | 360.4543 | 16.4411 | 13.3399 | 0 | 29.7809 | 0 | 0.029698 | 0 | 0 | 0.79048 | 0.41073 | 0 | 3.5571 | 0.10696 | 0.24111 | 3.7055 | 0.0019799 | 4.496 | 0.1484 | 87.6294 | 582.3185 | 14 | 0.678 | [5 empty] | 0.227 | 0.346 | 2.95 |  | 0 | Calgary Intl AP | CAN | 64 | 4781 | 51.114 | -114.02 | 7a | 5000 | AB | CAN_AB_Calgary.Intl.AP.718770_CWEC2016.epw | 4.4959 | 51.7678 | 576.3778 | 4.1304 | 19.5375 | FALSE | FALSE | FALSE | FALSE | 11.1515 | 18.6868 | 0 | 0 | 0 | 0 | 34.48 | 17.4313 | 0.34213 | 0.019628 | 125.05 | 0 | 4.496 | 3.33 | 3.33 | 0 | 0 |  | https://s3.console.aws.amazon.com/s3/buckets/834599497928?region=ca-central-1&prefix=phylroy.lopez/reference/reference/output/8fac53e6-750e-4fc5-8d80-fecdabf60107/ | 1.0.002
427 |  | TRUE | 50 | 0 | 0 | 126.8431 |  |  |  | 0.1 | 2021-09-22 20:08:59 +0000 | 438c2ebff | 0.2.14 | :adv_dx_units: NECB_Default :airloop_economizer_type: NECB_Default :algorithm_type: parametric :analysis_id: reference :analysis_name: reference :boiler_eff: NECB_Default :btap_batch_version: 1.0.002 :building_type: QuickServiceRestaurant :chiller_type: NECB_Default :compute_environment: aws_batch :datapoint_id: 739642e4-7aeb-496c-8f2a-79055bc6c170 :daylighting_type: NECB_Default :dcv_type: NECB_Default :door_construction_cond: NECB_Default :ecm_system_name: NECB_Default :electrical_loads_scale: NECB_Default :enable_costing: true :epw_file: CAN_QC_Montreal-Trudeau.Intl.AP.716270_CWEC2016.epw :erv_package: NECB_Default :ext_floor_cond: NECB_Default :ext_roof_cond: NECB_Default :ext_wall_cond: NECB_Default :fdwr_set: NECB_Default :fixed_wind_solar_trans: NECB_Default :fixed_window_cond: NECB_Default :furnace_eff: NECB_Default :glass_door_cond: NECB_Default :glass_door_solar_trans: NECB_Default :ground_floor_cond: NECB_Default :ground_roof_cond: NECB_Default :ground_wall_cond: NECB_Default :image_name: btap_private_cli :infiltration_scale: NECB_Default :lights_scale: NECB_Default :lights_type: NECB_Default :nv_delta_temp_in_out: NECB_Default :nv_opening_fraction: NECB_Default :nv_temp_out_min: NECB_Default :nv_type: NECB_Default :oa_scale: NECB_Default :occupancy_loads_scale: NECB_Default :output_meters: [] :output_variables: [] :overhead_door_cond: NECB_Default :primary_heating_fuel: NaturalGas :pv_ground_azimuth_angle: NECB_Default :pv_ground_module_description: NECB_Default :pv_ground_tilt_angle: NECB_Default :pv_ground_total_area_pv_panels_m2: NECB_Default :pv_ground_type: NECB_Default :rotation_degrees: NECB_Default :run_annual_simulation: true :s3_bucket: '834599497928' :scale_x: NECB_Default :scale_y: NECB_Default :scale_z: NECB_Default :shw_eff: NECB_Default :skylight_cond: NECB_Default :skylight_solar_trans: NECB_Default :srr_set: NECB_Default :template: NECB2011 | reference | reference | 739642e4-7aeb-496c-8f2a-79055bc6c170 | NECB2011 | QuickServiceRestaurant | NaturalGas | Natural Gas | CAN_QC_Montreal-Trudeau.Intl.AP.716270_CWEC2016.epw | parametric |  | NECB_Default | NECB_Default | NECB_Default | NECB_Default | NECB_Default | NECB_Default | NECB_Default | NECB_Default | NECB_Default | NECB_Default | NECB_Default | NECB_Default | NECB_Default | NECB_Default | NECB_Default | NECB_Default | NECB_Default | NECB_Default | NECB_Default | NECB_Default | NECB_Default | NECB_Default | NECB_Default | NECB_Default | NECB_Default | NECB_Default | NECB_Default | NECB_Default | NECB_Default | NECB_Default | NECB_Default | NECB_Default | NECB_Default | NECB_Default | NECB_Default | NECB_Default | NECB_Default | NECB_Default | NECB_Default | NECB_Default | NECB_Default | NECB_Default | NECB_Default | NECB_Default | NECB_Default | aws_batch | 834599497928 | btap_private_cli |  | TRUE | TRUE |  |  | 639.7435 | 67.9581 | 669.242 | 1075.0529 | 232.34 | 444.7457 | 37.3 | QuickServiceRestaurant |  |  | 0 | QuickServiceRestaurant | 1 |  | 1 | NECB2011 | 0.46263 | 961.3389 | 253.3591 | 149.0671 | 64.9445 | 38.2221 | 1026.6193 | 521.0266 | MONTREAL | QUEBEC | 0.29922 | 170.3472 | 0 | 170.6465 | 19.0573 | 44.6211 | 0 | 63.6784 | 0 | 0.093441 | 0 | 0 | 0.76999 | 0.32758 | 0 | 3.3069 | 0.10696 | 0.24111 | 3.4483 | 0.00090385 | 4.2183 | 0.14134 | 99.5649 | 645.7797 | 37.3 | 0.757 | [5 empty] | 0.183 | 0.247 | 2.2 |  | 0 | Montreal-Trudeau Intl AP | CAN | 323 | 4090 | 45.471 | -73.741 | 6 | 4400 | QC | CAN_QC_Montreal-Trudeau.Intl.AP.716270_CWEC2016.epw | 4.2182 | 67.9581 | 639.7435 | 7.2727 | 19.0631 | FALSE | FALSE | FALSE | FALSE | 12.0908 | 17.0774 | 0 | 0 | 0 | 0 | 32.84 | 17.4313 | 0.34213 | 0.019628 | 125.05 | 0 | 4.2183 | 27.83 | 20.67 | 0 | 0 |  | https://s3.console.aws.amazon.com/s3/buckets/834599497928?region=ca-central-1&prefix=phylroy.lopez/reference/reference/output/739642e4-7aeb-496c-8f2a-79055bc6c170/ | 1.0.002
428 |  | TRUE | 48 | 0 | 0 | 126.809 |  |  |  | 0.1 | 2021-09-22 20:09:02 +0000 | 438c2ebff | 0.2.14 | :adv_dx_units: NECB_Default :airloop_economizer_type: NECB_Default :algorithm_type: parametric :analysis_id: reference :analysis_name: reference :boiler_eff: NECB_Default :btap_batch_version: 1.0.002 :building_type: QuickServiceRestaurant :chiller_type: NECB_Default :compute_environment: aws_batch :datapoint_id: 4091df50-5062-4125-8096-f058d3eba16e :daylighting_type: NECB_Default :dcv_type: NECB_Default :door_construction_cond: NECB_Default :ecm_system_name: NECB_Default :electrical_loads_scale: NECB_Default :enable_costing: true :epw_file: CAN_NS_Halifax.Dockyard.713280_CWEC2016.epw :erv_package: NECB_Default :ext_floor_cond: NECB_Default :ext_roof_cond: NECB_Default :ext_wall_cond: NECB_Default :fdwr_set: NECB_Default :fixed_wind_solar_trans: NECB_Default :fixed_window_cond: NECB_Default :furnace_eff: NECB_Default :glass_door_cond: NECB_Default :glass_door_solar_trans: NECB_Default :ground_floor_cond: NECB_Default :ground_roof_cond: NECB_Default :ground_wall_cond: NECB_Default :image_name: btap_private_cli :infiltration_scale: NECB_Default :lights_scale: NECB_Default :lights_type: NECB_Default :nv_delta_temp_in_out: NECB_Default :nv_opening_fraction: NECB_Default :nv_temp_out_min: NECB_Default :nv_type: NECB_Default :oa_scale: NECB_Default :occupancy_loads_scale: NECB_Default :output_meters: [] :output_variables: [] :overhead_door_cond: NECB_Default :primary_heating_fuel: NaturalGas :pv_ground_azimuth_angle: NECB_Default :pv_ground_module_description: NECB_Default :pv_ground_tilt_angle: NECB_Default :pv_ground_total_area_pv_panels_m2: NECB_Default :pv_ground_type: NECB_Default :rotation_degrees: NECB_Default :run_annual_simulation: true :s3_bucket: '834599497928' :scale_x: NECB_Default :scale_y: NECB_Default :scale_z: NECB_Default :shw_eff: NECB_Default :skylight_cond: NECB_Default :skylight_solar_trans: NECB_Default :srr_set: NECB_Default :template: NECB2011 | reference | reference | 4091df50-5062-4125-8096-f058d3eba16e | NECB2011 | QuickServiceRestaurant | NaturalGas | Natural Gas | CAN_NS_Halifax.Dockyard.713280_CWEC2016.epw | parametric |  | NECB_Default | NECB_Default | NECB_Default | NECB_Default | NECB_Default | NECB_Default | NECB_Default | NECB_Default | NECB_Default | NECB_Default | NECB_Default | NECB_Default | NECB_Default | NECB_Default | NECB_Default | NECB_Default | NECB_Default | NECB_Default | NECB_Default | NECB_Default | NECB_Default | NECB_Default | NECB_Default | NECB_Default | NECB_Default | NECB_Default | NECB_Default | NECB_Default | NECB_Default | NECB_Default | NECB_Default | NECB_Default | NECB_Default | NECB_Default | NECB_Default | NECB_Default | NECB_Default | NECB_Default | NECB_Default | NECB_Default | NECB_Default | NECB_Default | NECB_Default | NECB_Default | NECB_Default | aws_batch | 834599497928 | btap_private_cli |  | TRUE | TRUE |  |  | 476.6333 | 34.2982 | 604.5498 | 979.4196 | 232.34 | 444.7457 | 40 | QuickServiceRestaurant |  |  | 0 | QuickServiceRestaurant | 1 |  | 1 | NECB2011 | 0.46263 | 961.3389 | 239.2422 | 147.0235 | 68.9808 | 38.3669 | 980.8024 | 487.189 | HALIFAX | NOVA SCOTIA | 144.1598 | 157.3918 | 0 | 301.5516 | 28.2724 | 39.7272 | 0 | 67.9996 | 0 | 0.038865 | 0 | 0 | 0.71094 | 0.32345 | 0 | 3.0235 | 0.10696 | 0.24111 | 3.163 | 0.00055952 | 3.874 | 0.13958 | 65.7778 | 483.7704 | 40 | 0.757 | [5 empty] | 0.183 | 0.247 | 2.2 |  | 0 | Halifax Dockyard | CAN | 112 | 3647 | 44.655 | -63.577 | 6 | 4000 | NS | CAN_NS_Halifax.Dockyard.713280_CWEC2016.epw | 3.8739 | 34.2982 | 476.6333 | 5.4234 | 17.2135 | FALSE | FALSE | FALSE | FALSE | 6.7475 | 9.3492 | 0 | 0 | 0 | 0 | 32.43 | 17.4313 | 0.34213 | 0.019628 | 125.05 | 0 | 3.874 | 20.33 | 15.5 | 0 | 0 |  | https://s3.console.aws.amazon.com/s3/buckets/834599497928?region=ca-central-1&prefix=phylroy.lopez/reference/reference/output/4091df50-5062-4125-8096-f058d3eba16e/ | 1.0.002
429 |  | TRUE | 51 | 0 | 0 | 126.8842 |  |  |  | 0.1 | 2021-09-22 20:08:54 +0000 | 438c2ebff | 0.2.14 | :adv_dx_units: NECB_Default :airloop_economizer_type: NECB_Default :algorithm_type: parametric :analysis_id: reference :analysis_name: reference :boiler_eff: NECB_Default :btap_batch_version: 1.0.002 :building_type: QuickServiceRestaurant :chiller_type: NECB_Default :compute_environment: aws_batch :datapoint_id: 07c0f0f5-bf6e-42cf-a024-3650d0607fae :daylighting_type: NECB_Default :dcv_type: NECB_Default :door_construction_cond: NECB_Default :ecm_system_name: NECB_Default :electrical_loads_scale: NECB_Default :enable_costing: true :epw_file: CAN_NS_Halifax.Dockyard.713280_CWEC2016.epw :erv_package: NECB_Default :ext_floor_cond: NECB_Default :ext_roof_cond: NECB_Default :ext_wall_cond: NECB_Default :fdwr_set: NECB_Default :fixed_wind_solar_trans: NECB_Default :fixed_window_cond: NECB_Default :furnace_eff: NECB_Default :glass_door_cond: NECB_Default :glass_door_solar_trans: NECB_Default :ground_floor_cond: NECB_Default :ground_roof_cond: NECB_Default :ground_wall_cond: NECB_Default :image_name: btap_private_cli :infiltration_scale: NECB_Default :lights_scale: NECB_Default :lights_type: NECB_Default :nv_delta_temp_in_out: NECB_Default :nv_opening_fraction: NECB_Default :nv_temp_out_min: NECB_Default :nv_type: NECB_Default :oa_scale: NECB_Default :occupancy_loads_scale: NECB_Default :output_meters: [] :output_variables: [] :overhead_door_cond: NECB_Default :primary_heating_fuel: Electricity :pv_ground_azimuth_angle: NECB_Default :pv_ground_module_description: NECB_Default :pv_ground_tilt_angle: NECB_Default :pv_ground_total_area_pv_panels_m2: NECB_Default :pv_ground_type: NECB_Default :rotation_degrees: NECB_Default :run_annual_simulation: true :s3_bucket: '834599497928' :scale_x: NECB_Default :scale_y: NECB_Default :scale_z: NECB_Default :shw_eff: NECB_Default :skylight_cond: NECB_Default :skylight_solar_trans: NECB_Default :srr_set: NECB_Default :template: NECB2011 | reference | reference | 07c0f0f5-bf6e-42cf-a024-3650d0607fae | NECB2011 | QuickServiceRestaurant | Electricity | Electricity | CAN_NS_Halifax.Dockyard.713280_CWEC2016.epw | parametric |  | NECB_Default | NECB_Default | NECB_Default | NECB_Default | NECB_Default | NECB_Default | NECB_Default | NECB_Default | NECB_Default | NECB_Default | NECB_Default | NECB_Default | NECB_Default | NECB_Default | NECB_Default | NECB_Default | NECB_Default | NECB_Default | NECB_Default | NECB_Default | NECB_Default | NECB_Default | NECB_Default | NECB_Default | NECB_Default | NECB_Default | NECB_Default | NECB_Default | NECB_Default | NECB_Default | NECB_Default | NECB_Default | NECB_Default | NECB_Default | NECB_Default | NECB_Default | NECB_Default | NECB_Default | NECB_Default | NECB_Default | NECB_Default | NECB_Default | NECB_Default | NECB_Default | NECB_Default | aws_batch | 834599497928 | btap_private_cli |  | TRUE | TRUE |  |  | 371.378 | 34.2991 | 604.5737 | 736.9587 | 232.34 | 444.7457 | 40 | QuickServiceRestaurant |  |  | 0 | QuickServiceRestaurant | 1 |  | 1 | NECB2011 | 0.46263 | 961.3389 | 239.2422 | 16.2458 | 68.9808 | 48.576 | 935.3179 | 562.2731 | HALIFAX | NOVA SCOTIA | 608.5659 | 0 | 0 | 608.5659 | 119.3511 | 0 | 0 | 119.3511 | 0 | 0.038865 | 0 | 0 | 3.0011 | 0.32323 | 0 | 2.1765 | 0.10696 | 0.24111 | 0 | 0 | 3.0011 | 0.11449 | 405.2539 | 0 | 40 | 0.757 | [5 empty] | 0.183 | 0.247 | 2.2 |  | 0 | Halifax Dockyard | CAN | 112 | 3647 | 44.655 | -63.577 | 6 | 4000 | NS | CAN_NS_Halifax.Dockyard.713280_CWEC2016.epw | 3.001 | 34.2991 | 371.378 | 5.4234 | 17.2133 | FALSE | FALSE | FALSE | FALSE | 6.7475 | 9.3491 | 0 | 0.072777 | 0.0041751 | 26.6 | 0 | 17.4313 | 0.34213 | 0.019628 | 125.05 | 0 | 3.0011 | 20.5 | 15.67 | 0 | 0 |  | https://s3.console.aws.amazon.com/s3/buckets/834599497928?region=ca-central-1&prefix=phylroy.lopez/reference/reference/output/07c0f0f5-bf6e-42cf-a024-3650d0607fae/ | 1.0.002
430 |  | TRUE | 47 | 0 | 0 | 127.2922 |  |  |  | 0.1 | 2021-09-22 20:09:02 +0000 | 438c2ebff | 0.2.14 | :adv_dx_units: NECB_Default :airloop_economizer_type: NECB_Default :algorithm_type: parametric :analysis_id: reference :analysis_name: reference :boiler_eff: NECB_Default :btap_batch_version: 1.0.002 :building_type: QuickServiceRestaurant :chiller_type: NECB_Default :compute_environment: aws_batch :datapoint_id: 3467bdb6-4ed5-48dd-8f33-cd95697eed03 :daylighting_type: NECB_Default :dcv_type: NECB_Default :door_construction_cond: NECB_Default :ecm_system_name: NECB_Default :electrical_loads_scale: NECB_Default :enable_costing: true :epw_file: CAN_YT_Whitehorse.Intl.AP.719640_CWEC2016.epw :erv_package: NECB_Default :ext_floor_cond: NECB_Default :ext_roof_cond: NECB_Default :ext_wall_cond: NECB_Default :fdwr_set: NECB_Default :fixed_wind_solar_trans: NECB_Default :fixed_window_cond: NECB_Default :furnace_eff: NECB_Default :glass_door_cond: NECB_Default :glass_door_solar_trans: NECB_Default :ground_floor_cond: NECB_Default :ground_roof_cond: NECB_Default :ground_wall_cond: NECB_Default :image_name: btap_private_cli :infiltration_scale: NECB_Default :lights_scale: NECB_Default :lights_type: NECB_Default :nv_delta_temp_in_out: NECB_Default :nv_opening_fraction: NECB_Default :nv_temp_out_min: NECB_Default :nv_type: NECB_Default :oa_scale: NECB_Default :occupancy_loads_scale: NECB_Default :output_meters: [] :output_variables: [] :overhead_door_cond: NECB_Default :primary_heating_fuel: NaturalGas :pv_ground_azimuth_angle: NECB_Default :pv_ground_module_description: NECB_Default :pv_ground_tilt_angle: NECB_Default :pv_ground_total_area_pv_panels_m2: NECB_Default :pv_ground_type: NECB_Default :rotation_degrees: NECB_Default :run_annual_simulation: true :s3_bucket: '834599497928' :scale_x: NECB_Default :scale_y: NECB_Default :scale_z: NECB_Default :shw_eff: NECB_Default :skylight_cond: NECB_Default :skylight_solar_trans: NECB_Default :srr_set: NECB_Default :template: BTAP1980TO2010 | reference | reference | 3467bdb6-4ed5-48dd-8f33-cd95697eed03 | BTAP1980TO2010 | QuickServiceRestaurant | NaturalGas | Natural Gas | CAN_YT_Whitehorse.Intl.AP.719640_CWEC2016.epw | parametric |  | NECB_Default | NECB_Default | NECB_Default | NECB_Default | NECB_Default | NECB_Default | NECB_Default | NECB_Default | NECB_Default | NECB_Default | NECB_Default | NECB_Default | NECB_Default | NECB_Default | NECB_Default | NECB_Default | NECB_Default | NECB_Default | NECB_Default | NECB_Default | NECB_Default | NECB_Default | NECB_Default | NECB_Default | NECB_Default | NECB_Default | NECB_Default | NECB_Default | NECB_Default | NECB_Default | NECB_Default | NECB_Default | NECB_Default | NECB_Default | NECB_Default | NECB_Default | NECB_Default | NECB_Default | NECB_Default | NECB_Default | NECB_Default | NECB_Default | NECB_Default | NECB_Default | NECB_Default | aws_batch | 834599497928 | btap_private_cli |  | TRUE | TRUE |  |  | 780.141 | 31.5339 | 1004.2634 | 1566.4304 | 232.34 | 444.7457 | 14 | QuickServiceRestaurant |  |  | 0 | QuickServiceRestaurant | 1 |  | 1 | BTAP1980TO2010 | 0.46263 | 961.3389 | 0.68705 | 156.2413 | 63.2397 | 37.0584 | 656.9685 | 399.742 | WHITEHORSE | YUKON | 11.756 | 260.3137 | 0 | 272.0696 | 26.9227 | 47.4483 | 0 | 74.371 | 0 | 0.0077042 | 0 | 0 | 0.75588 | 0.39808 | 0 | 5.07 | 0.10696 | 0.24111 | 5.2313 | 0.0020229 | 5.9872 | 0.16136 | 66.7765 | 786.5679 | 14 | 0.678 | [5 empty] | 0.227 | 0.346 | 2.95 |  | 0 | Whitehorse Intl AP | CAN | 5 | 6491 | 60.709 | -135.069 | 7b | 6580 | YT | CAN_YT_Whitehorse.Intl.AP.719640_CWEC2016.epw | 5.9871 | 31.5339 | 780.141 | 4.9559 | 15.7515 | TRUE | FALSE | FALSE | FALSE | 6.2235 | 23.181 | 0 | 0 | 0 | 0 | 37.49 | 17.4313 | 0.34213 | 0.019628 | 125.05 | 0 | 5.9872 | 0.83 | 0.83 | 2.67 | 2.67 |  | https://s3.console.aws.amazon.com/s3/buckets/834599497928?region=ca-central-1&prefix=phylroy.lopez/reference/reference/output/3467bdb6-4ed5-48dd-8f33-cd95697eed03/ | 1.0.002
431 |  | TRUE | 47 | 0 | 0 | 126.9857 |  |  |  | 0.1 | 2021-09-22 20:09:00 +0000 | 438c2ebff | 0.2.14 | :adv_dx_units: NECB_Default :airloop_economizer_type: NECB_Default :algorithm_type: parametric :analysis_id: reference :analysis_name: reference :boiler_eff: NECB_Default :btap_batch_version: 1.0.002 :building_type: QuickServiceRestaurant :chiller_type: NECB_Default :compute_environment: aws_batch :datapoint_id: 667e743e-90ce-46ca-bd99-53324f885413 :daylighting_type: NECB_Default :dcv_type: NECB_Default :door_construction_cond: NECB_Default :ecm_system_name: NECB_Default :electrical_loads_scale: NECB_Default :enable_costing: true :epw_file: CAN_AB_Edmonton.Intl.AP.711230_CWEC2016.epw :erv_package: NECB_Default :ext_floor_cond: NECB_Default :ext_roof_cond: NECB_Default :ext_wall_cond: NECB_Default :fdwr_set: NECB_Default :fixed_wind_solar_trans: NECB_Default :fixed_window_cond: NECB_Default :furnace_eff: NECB_Default :glass_door_cond: NECB_Default :glass_door_solar_trans: NECB_Default :ground_floor_cond: NECB_Default :ground_roof_cond: NECB_Default :ground_wall_cond: NECB_Default :image_name: btap_private_cli :infiltration_scale: NECB_Default :lights_scale: NECB_Default :lights_type: NECB_Default :nv_delta_temp_in_out: NECB_Default :nv_opening_fraction: NECB_Default :nv_temp_out_min: NECB_Default :nv_type: NECB_Default :oa_scale: NECB_Default :occupancy_loads_scale: NECB_Default :output_meters: [] :output_variables: [] :overhead_door_cond: NECB_Default :primary_heating_fuel: NaturalGas :pv_ground_azimuth_angle: NECB_Default :pv_ground_module_description: NECB_Default :pv_ground_tilt_angle: NECB_Default :pv_ground_total_area_pv_panels_m2: NECB_Default :pv_ground_type: NECB_Default :rotation_degrees: NECB_Default :run_annual_simulation: true :s3_bucket: '834599497928' :scale_x: NECB_Default :scale_y: NECB_Default :scale_z: NECB_Default :shw_eff: NECB_Default :skylight_cond: NECB_Default :skylight_solar_trans: NECB_Default :srr_set: NECB_Default :template: NECB2011 | reference | reference | 667e743e-90ce-46ca-bd99-53324f885413 | NECB2011 | QuickServiceRestaurant | NaturalGas | Natural Gas | CAN_AB_Edmonton.Intl.AP.711230_CWEC2016.epw | parametric |  | NECB_Default | NECB_Default | NECB_Default | NECB_Default | NECB_Default | NECB_Default | NECB_Default | NECB_Default | NECB_Default | NECB_Default | NECB_Default | NECB_Default | NECB_Default | NECB_Default | NECB_Default | NECB_Default | NECB_Default | NECB_Default | NECB_Default | NECB_Default | NECB_Default | NECB_Default | NECB_Default | NECB_Default | NECB_Default | NECB_Default | NECB_Default | NECB_Default | NECB_Default | NECB_Default | NECB_Default | NECB_Default | NECB_Default | NECB_Default | NECB_Default | NECB_Default | NECB_Default | NECB_Default | NECB_Default | NECB_Default | NECB_Default | NECB_Default | NECB_Default | NECB_Default | NECB_Default | aws_batch | 834599497928 | btap_private_cli |  | TRUE | TRUE |  |  | 585.5716 | 37.0804 | 799.4868 | 1245.2297 | 232.34 | 444.7457 | 32.5 | QuickServiceRestaurant |  |  | 0 | QuickServiceRestaurant | 1 |  | 1 | NECB2011 | 0.46263 | 961.3389 | 258.1658 | 156.7652 | 70.6817 | 39.0383 | 1025.9092 | 501.2582 | EDMONTON | ALBERTA | 154.6895 | 208.2064 | 0 | 362.896 | 14.6613 | 14.8537 | 0 | 29.515 | 0 | 0.031549 | 0 | 0 | 0.70492 | 0.32427 | 0 | 3.9712 | 0.10696 | 0.24111 | 4.126 | 0.001033 | 4.8309 | 0.15477 | 68.6196 | 591.9755 | 32.5 | 0.757 | [5 empty] | 0.162 | 0.21 | 2.2 |  | 0 | Edmonton Intl AP | CAN | 23 | 5588 | 53.31 | -113.579 | 7a | 5120 | AB | CAN_AB_Edmonton.Intl.AP.711230_CWEC2016.epw | 4.8308 | 37.0804 | 585.5716 | 4.098 | 18.8475 | FALSE | FALSE | FALSE | FALSE | 10.017 | 21.0082 | 0 | 0 | 0 | 0 | 35.96 | 17.4313 | 0.34213 | 0.019628 | 125.05 | 0 | 4.8309 | 16 | 14.33 | 0 | 0 |  | https://s3.console.aws.amazon.com/s3/buckets/834599497928?region=ca-central-1&prefix=phylroy.lopez/reference/reference/output/667e743e-90ce-46ca-bd99-53324f885413/ | 1.0.002
432 |  | TRUE | 50 | 0 | 0 | 127.3807 |  |  |  | 0.1 | 2021-09-22 20:09:00 +0000 | 438c2ebff | 0.2.14 | :adv_dx_units: NECB_Default :airloop_economizer_type: NECB_Default :algorithm_type: parametric :analysis_id: reference :analysis_name: reference :boiler_eff: NECB_Default :btap_batch_version: 1.0.002 :building_type: QuickServiceRestaurant :chiller_type: NECB_Default :compute_environment: aws_batch :datapoint_id: 95645e60-5b69-4451-905c-551678b329d5 :daylighting_type: NECB_Default :dcv_type: NECB_Default :door_construction_cond: NECB_Default :ecm_system_name: NECB_Default :electrical_loads_scale: NECB_Default :enable_costing: true :epw_file: CAN_AB_Edmonton.Intl.AP.711230_CWEC2016.epw :erv_package: NECB_Default :ext_floor_cond: NECB_Default :ext_roof_cond: NECB_Default :ext_wall_cond: NECB_Default :fdwr_set: NECB_Default :fixed_wind_solar_trans: NECB_Default :fixed_window_cond: NECB_Default :furnace_eff: NECB_Default :glass_door_cond: NECB_Default :glass_door_solar_trans: NECB_Default :ground_floor_cond: NECB_Default :ground_roof_cond: NECB_Default :ground_wall_cond: NECB_Default :image_name: btap_private_cli :infiltration_scale: NECB_Default :lights_scale: NECB_Default :lights_type: NECB_Default :nv_delta_temp_in_out: NECB_Default :nv_opening_fraction: NECB_Default :nv_temp_out_min: NECB_Default :nv_type: NECB_Default :oa_scale: NECB_Default :occupancy_loads_scale: NECB_Default :output_meters: [] :output_variables: [] :overhead_door_cond: NECB_Default :primary_heating_fuel: Electricity :pv_ground_azimuth_angle: NECB_Default :pv_ground_module_description: NECB_Default :pv_ground_tilt_angle: NECB_Default :pv_ground_total_area_pv_panels_m2: NECB_Default :pv_ground_type: NECB_Default :rotation_degrees: NECB_Default :run_annual_simulation: true :s3_bucket: '834599497928' :scale_x: NECB_Default :scale_y: NECB_Default :scale_z: NECB_Default :shw_eff: NECB_Default :skylight_cond: NECB_Default :skylight_solar_trans: NECB_Default :srr_set: NECB_Default :template: NECB2011 | reference | reference | 95645e60-5b69-4451-905c-551678b329d5 | NECB2011 | QuickServiceRestaurant | Electricity | Electricity | CAN_AB_Edmonton.Intl.AP.711230_CWEC2016.epw | parametric |  | NECB_Default | NECB_Default | NECB_Default | NECB_Default | NECB_Default | NECB_Default | NECB_Default | NECB_Default | NECB_Default | NECB_Default | NECB_Default | NECB_Default | NECB_Default | NECB_Default | NECB_Default | NECB_Default | NECB_Default | NECB_Default | NECB_Default | NECB_Default | NECB_Default | NECB_Default | NECB_Default | NECB_Default | NECB_Default | NECB_Default | NECB_Default | NECB_Default | NECB_Default | NECB_Default | NECB_Default | NECB_Default | NECB_Default | NECB_Default | NECB_Default | NECB_Default | NECB_Default | NECB_Default | NECB_Default | NECB_Default | NECB_Default | NECB_Default | NECB_Default | NECB_Default | NECB_Default | aws_batch | 834599497928 | btap_private_cli |  | TRUE | TRUE |  |  | 457.4994 | 37.0807 | 799.439 | 933.5815 | 232.34 | 444.7457 | 32.5 | QuickServiceRestaurant |  |  | 0 | QuickServiceRestaurant | 1 |  | 1 | NECB2011 | 0.46263 | 961.3389 | 258.1658 | 19.0674 | 70.6817 | 48.9649 | 993.124 | 596.2442 | EDMONTON | ALBERTA | 813.9407 | 0 | 0 | 813.9407 | 77.1446 | 0 | 0 | 77.1446 | 0 | 0.031549 | 0 | 0 | 3.709 | 0.32427 | 0 | 2.878 | 0.10696 | 0.24111 | 0 | 0 | 3.709 | 0.1271 | 494.4488 | 0 | 32.5 | 0.757 | [5 empty] | 0.162 | 0.21 | 2.2 |  | 0 | Edmonton Intl AP | CAN | 23 | 5588 | 53.31 | -113.579 | 7a | 5120 | AB | CAN_AB_Edmonton.Intl.AP.711230_CWEC2016.epw | 3.7088 | 37.0807 | 457.4994 | 4.098 | 18.8473 | FALSE | FALSE | FALSE | FALSE | 10.017 | 21.0081 | 0 | 0.080793 | 0.004635 | 29.53 | 0 | 17.4313 | 0.34213 | 0.019628 | 125.05 | 0 | 3.709 | 16 | 14.33 | 0 | 0 |  | https://s3.console.aws.amazon.com/s3/buckets/834599497928?region=ca-central-1&prefix=phylroy.lopez/reference/reference/output/95645e60-5b69-4451-905c-551678b329d5/ | 1.0.002
433 |  | TRUE | 46 | 0 | 0 | 126.8184 |  |  |  | 0.1 | 2021-09-22 20:09:05 +0000 | 438c2ebff | 0.2.14 | :adv_dx_units: NECB_Default :airloop_economizer_type: NECB_Default :algorithm_type: parametric :analysis_id: reference :analysis_name: reference :boiler_eff: NECB_Default :btap_batch_version: 1.0.002 :building_type: QuickServiceRestaurant :chiller_type: NECB_Default :compute_environment: aws_batch :datapoint_id: 084cfc52-927a-4cd2-ae8e-d1546cbb7b30 :daylighting_type: NECB_Default :dcv_type: NECB_Default :door_construction_cond: NECB_Default :ecm_system_name: NECB_Default :electrical_loads_scale: NECB_Default :enable_costing: true :epw_file: CAN_BC_Vancouver.Intl.AP.718920_CWEC2016.epw :erv_package: NECB_Default :ext_floor_cond: NECB_Default :ext_roof_cond: NECB_Default :ext_wall_cond: NECB_Default :fdwr_set: NECB_Default :fixed_wind_solar_trans: NECB_Default :fixed_window_cond: NECB_Default :furnace_eff: NECB_Default :glass_door_cond: NECB_Default :glass_door_solar_trans: NECB_Default :ground_floor_cond: NECB_Default :ground_roof_cond: NECB_Default :ground_wall_cond: NECB_Default :image_name: btap_private_cli :infiltration_scale: NECB_Default :lights_scale: NECB_Default :lights_type: NECB_Default :nv_delta_temp_in_out: NECB_Default :nv_opening_fraction: NECB_Default :nv_temp_out_min: NECB_Default :nv_type: NECB_Default :oa_scale: NECB_Default :occupancy_loads_scale: NECB_Default :output_meters: [] :output_variables: [] :overhead_door_cond: NECB_Default :primary_heating_fuel: NaturalGas :pv_ground_azimuth_angle: NECB_Default :pv_ground_module_description: NECB_Default :pv_ground_tilt_angle: NECB_Default :pv_ground_total_area_pv_panels_m2: NECB_Default :pv_ground_type: NECB_Default :rotation_degrees: NECB_Default :run_annual_simulation: true :s3_bucket: '834599497928' :scale_x: NECB_Default :scale_y: NECB_Default :scale_z: NECB_Default :shw_eff: NECB_Default :skylight_cond: NECB_Default :skylight_solar_trans: NECB_Default :srr_set: NECB_Default :template: NECB2011 | reference | reference | 084cfc52-927a-4cd2-ae8e-d1546cbb7b30 | NECB2011 | QuickServiceRestaurant | NaturalGas | Natural Gas | CAN_BC_Vancouver.Intl.AP.718920_CWEC2016.epw | parametric |  | NECB_Default | NECB_Default | NECB_Default | NECB_Default | NECB_Default | NECB_Default | NECB_Default | NECB_Default | NECB_Default | NECB_Default | NECB_Default | NECB_Default | NECB_Default | NECB_Default | NECB_Default | NECB_Default | NECB_Default | NECB_Default | NECB_Default | NECB_Default | NECB_Default | NECB_Default | NECB_Default | NECB_Default | NECB_Default | NECB_Default | NECB_Default | NECB_Default | NECB_Default | NECB_Default | NECB_Default | NECB_Default | NECB_Default | NECB_Default | NECB_Default | NECB_Default | NECB_Default | NECB_Default | NECB_Default | NECB_Default | NECB_Default | NECB_Default | NECB_Default | NECB_Default | NECB_Default | aws_batch | 834599497928 | btap_private_cli |  | TRUE | TRUE |  |  | 289.7871 | 33.3259 | 471.053 | 723.8912 | 232.34 | 444.7457 | 40 | QuickServiceRestaurant |  |  | 0 | QuickServiceRestaurant | 1 |  | 1 | NECB2011 | 0.46263 | 961.3389 | 244.1116 | 144.887 | 63.325 | 38.6584 | 982.3908 | 491.4088 | VANCOUVER | BRITISH COLUMBIA | 1.9956 | 113.4248 | 0 | 115.4204 | 19.9284 | 25.4458 | 0 | 45.3742 | 0 | 0.028794 | 0 | 0 | 0.70423 | 0.32698 | 0 | 2.1161 | 0.10696 | 0.24111 | 2.2498 | 0.00038736 | 2.9541 | 0.13373 | 64.8994 | 295.2316 | 40 | 0.757 | [5 empty] | 0.227 | 0.315 | 2.4 |  | 0 | Vancouver Intl AP | CAN | 42 | 2797 | 49.195 | -123.184 | 4 | 2800 | BC | CAN_BC_Vancouver.Intl.AP.718920_CWEC2016.epw | 2.954 | 33.3259 | 289.7871 | 3.648 | 18.5044 | FALSE | FALSE | FALSE | FALSE | 8.8057 | 9.2904 | 0 | 0 | 0 | 0 | 31.07 | 17.4313 | 0.34213 | 0.019628 | 125.05 | 0 | 2.9541 | 19 | 14.67 | 0.17 | 0.17 |  | https://s3.console.aws.amazon.com/s3/buckets/834599497928?region=ca-central-1&prefix=phylroy.lopez/reference/reference/output/084cfc52-927a-4cd2-ae8e-d1546cbb7b30/ | 1.0.002
434 |  | TRUE | 49 | 0 | 0 | 128.0841 |  |  |  | 0.1 | 2021-09-22 20:09:00 +0000 | 438c2ebff | 0.2.14 | :adv_dx_units: NECB_Default :airloop_economizer_type: NECB_Default :algorithm_type: parametric :analysis_id: reference :analysis_name: reference :boiler_eff: NECB_Default :btap_batch_version: 1.0.002 :building_type: QuickServiceRestaurant :chiller_type: NECB_Default :compute_environment: aws_batch :datapoint_id: 0811b4b0-a29a-46f2-8fb5-4cbbc14b4231 :daylighting_type: NECB_Default :dcv_type: NECB_Default :door_construction_cond: NECB_Default :ecm_system_name: NECB_Default :electrical_loads_scale: NECB_Default :enable_costing: true :epw_file: CAN_BC_Vancouver.Intl.AP.718920_CWEC2016.epw :erv_package: NECB_Default :ext_floor_cond: NECB_Default :ext_roof_cond: NECB_Default :ext_wall_cond: NECB_Default :fdwr_set: NECB_Default :fixed_wind_solar_trans: NECB_Default :fixed_window_cond: NECB_Default :furnace_eff: NECB_Default :glass_door_cond: NECB_Default :glass_door_solar_trans: NECB_Default :ground_floor_cond: NECB_Default :ground_roof_cond: NECB_Default :ground_wall_cond: NECB_Default :image_name: btap_private_cli :infiltration_scale: NECB_Default :lights_scale: NECB_Default :lights_type: NECB_Default :nv_delta_temp_in_out: NECB_Default :nv_opening_fraction: NECB_Default :nv_temp_out_min: NECB_Default :nv_type: NECB_Default :oa_scale: NECB_Default :occupancy_loads_scale: NECB_Default :output_meters: [] :output_variables: [] :overhead_door_cond: NECB_Default :primary_heating_fuel: Electricity :pv_ground_azimuth_angle: NECB_Default :pv_ground_module_description: NECB_Default :pv_ground_tilt_angle: NECB_Default :pv_ground_total_area_pv_panels_m2: NECB_Default :pv_ground_type: NECB_Default :rotation_degrees: NECB_Default :run_annual_simulation: true :s3_bucket: '834599497928' :scale_x: NECB_Default :scale_y: NECB_Default :scale_z: NECB_Default :shw_eff: NECB_Default :skylight_cond: NECB_Default :skylight_solar_trans: NECB_Default :srr_set: NECB_Default :template: NECB2011 | reference | reference | 0811b4b0-a29a-46f2-8fb5-4cbbc14b4231 | NECB2011 | QuickServiceRestaurant | Electricity | Electricity | CAN_BC_Vancouver.Intl.AP.718920_CWEC2016.epw | parametric |  | NECB_Default | NECB_Default | NECB_Default | NECB_Default | NECB_Default | NECB_Default | NECB_Default | NECB_Default | NECB_Default | NECB_Default | NECB_Default | NECB_Default | NECB_Default | NECB_Default | NECB_Default | NECB_Default | NECB_Default | NECB_Default | NECB_Default | NECB_Default | NECB_Default | NECB_Default | NECB_Default | NECB_Default | NECB_Default | NECB_Default | NECB_Default | NECB_Default | NECB_Default | NECB_Default | NECB_Default | NECB_Default | NECB_Default | NECB_Default | NECB_Default | NECB_Default | NECB_Default | NECB_Default | NECB_Default | NECB_Default | NECB_Default | NECB_Default | NECB_Default | NECB_Default | NECB_Default | aws_batch | 834599497928 | btap_private_cli |  | TRUE | TRUE |  |  | 249.1453 | 33.3268 | 471.304 | 600.2219 | 232.34 | 444.7457 | 40 | QuickServiceRestaurant |  |  | 0 | QuickServiceRestaurant | 1 |  | 1 | NECB2011 | 0.46263 | 961.3389 | 244.1116 | 14.3778 | 63.325 | 48.7271 | 932.2905 | 561.7491 | VANCOUVER | BRITISH COLUMBIA | 7.1099 | 0 | 0 | 7.1099 | 70.9997 | 0 | 0 | 70.9997 | 0 | 0.028794 | 0 | 0 | 2.5089 | 0.32569 | 0 | 1.6967 | 0.10696 | 0.24111 | 0 | 0 | 2.5089 | 0.10962 | 284.9103 | 0 | 40 | 0.757 | [5 empty] | 0.227 | 0.315 | 2.4 |  | 0 | Vancouver Intl AP | CAN | 42 | 2797 | 49.195 | -123.184 | 4 | 2800 | BC | CAN_BC_Vancouver.Intl.AP.718920_CWEC2016.epw | 2.5088 | 33.3268 | 249.1453 | 3.6481 | 18.5043 | FALSE | FALSE | FALSE | FALSE | 8.8057 | 9.2904 | 0 | 0.069685 | 0.0039977 | 25.47 | 0 | 17.4313 | 0.34213 | 0.019628 | 125.05 | 0 | 2.5089 | 19 | 14.67 | 0 | 0 |  | https://s3.console.aws.amazon.com/s3/buckets/834599497928?region=ca-central-1&prefix=phylroy.lopez/reference/reference/output/0811b4b0-a29a-46f2-8fb5-4cbbc14b4231/ | 1.0.002
435 |  | TRUE | 52 | 0 | 0 | 127.5916 |  |  |  | 0.1 | 2021-09-22 20:09:01 +0000 | 438c2ebff | 0.2.14 | :adv_dx_units: NECB_Default :airloop_economizer_type: NECB_Default :algorithm_type: parametric :analysis_id: reference :analysis_name: reference :boiler_eff: NECB_Default :btap_batch_version: 1.0.002 :building_type: QuickServiceRestaurant :chiller_type: NECB_Default :compute_environment: aws_batch :datapoint_id: ea58be91-0ac6-4dae-9e40-b4fb8aa63fd8 :daylighting_type: NECB_Default :dcv_type: NECB_Default :door_construction_cond: NECB_Default :ecm_system_name: NECB_Default :electrical_loads_scale: NECB_Default :enable_costing: true :epw_file: CAN_AB_Calgary.Intl.AP.718770_CWEC2016.epw :erv_package: NECB_Default :ext_floor_cond: NECB_Default :ext_roof_cond: NECB_Default :ext_wall_cond: NECB_Default :fdwr_set: NECB_Default :fixed_wind_solar_trans: NECB_Default :fixed_window_cond: NECB_Default :furnace_eff: NECB_Default :glass_door_cond: NECB_Default :glass_door_solar_trans: NECB_Default :ground_floor_cond: NECB_Default :ground_roof_cond: NECB_Default :ground_wall_cond: NECB_Default :image_name: btap_private_cli :infiltration_scale: NECB_Default :lights_scale: NECB_Default :lights_type: NECB_Default :nv_delta_temp_in_out: NECB_Default :nv_opening_fraction: NECB_Default :nv_temp_out_min: NECB_Default :nv_type: NECB_Default :oa_scale: NECB_Default :occupancy_loads_scale: NECB_Default :output_meters: [] :output_variables: [] :overhead_door_cond: NECB_Default :primary_heating_fuel: Electricity :pv_ground_azimuth_angle: NECB_Default :pv_ground_module_description: NECB_Default :pv_ground_tilt_angle: NECB_Default :pv_ground_total_area_pv_panels_m2: NECB_Default :pv_ground_type: NECB_Default :rotation_degrees: NECB_Default :run_annual_simulation: true :s3_bucket: '834599497928' :scale_x: NECB_Default :scale_y: NECB_Default :scale_z: NECB_Default :shw_eff: NECB_Default :skylight_cond: NECB_Default :skylight_solar_trans: NECB_Default :srr_set: NECB_Default :template: NECB2011 | reference | reference | ea58be91-0ac6-4dae-9e40-b4fb8aa63fd8 | NECB2011 | QuickServiceRestaurant | Electricity | Electricity | CAN_AB_Calgary.Intl.AP.718770_CWEC2016.epw | parametric |  | NECB_Default | NECB_Default | NECB_Default | NECB_Default | NECB_Default | NECB_Default | NECB_Default | NECB_Default | NECB_Default | NECB_Default | NECB_Default | NECB_Default | NECB_Default | NECB_Default | NECB_Default | NECB_Default | NECB_Default | NECB_Default | NECB_Default | NECB_Default | NECB_Default | NECB_Default | NECB_Default | NECB_Default | NECB_Default | NECB_Default | NECB_Default | NECB_Default | NECB_Default | NECB_Default | NECB_Default | NECB_Default | NECB_Default | NECB_Default | NECB_Default | NECB_Default | NECB_Default | NECB_Default | NECB_Default | NECB_Default | NECB_Default | NECB_Default | NECB_Default | NECB_Default | NECB_Default | aws_batch | 834599497928 | btap_private_cli |  | TRUE | TRUE |  |  | 431.3159 | 44.7139 | 644.5893 | 780.2502 | 232.34 | 444.7457 | 33.3 | QuickServiceRestaurant |  |  | 0 | QuickServiceRestaurant | 1 |  | 1 | NECB2011 | 0.46263 | 961.3389 | 263.2219 | 18.1048 | 68.0393 | 48.9881 | 972.9583 | 574.6042 | CALGARY | ALBERTA | 692.8112 | 0 | 0 | 692.8112 | 65.664 | 0 | 0 | 65.664 | 0 | 0.03723 | 0 | 0 | 3.157 | 0.3293 | 0 | 2.3205 | 0.10696 | 0.24111 | 0 | 0 | 3.157 | 0.12185 | 462.1474 | 0 | 33.3 | 0.757 | [5 empty] | 0.162 | 0.21 | 2.2 |  | 0 | Calgary Intl AP | CAN | 64 | 4781 | 51.114 | -114.02 | 7a | 5000 | AB | CAN_AB_Calgary.Intl.AP.718770_CWEC2016.epw | 3.1569 | 44.7139 | 431.3159 | 4.1305 | 19.5374 | FALSE | FALSE | FALSE | FALSE | 11.1515 | 18.6868 | 0 | 0.077456 | 0.0044435 | 28.31 | 0 | 17.4313 | 0.34213 | 0.019628 | 125.05 | 0 | 3.157 | 20.5 | 16.5 | 0 | 0 |  | https://s3.console.aws.amazon.com/s3/buckets/834599497928?region=ca-central-1&prefix=phylroy.lopez/reference/reference/output/ea58be91-0ac6-4dae-9e40-b4fb8aa63fd8/ | 1.0.002
436 |  | TRUE | 276 | 456 | 0 | 841.3196 |  |  |  | 0.1 | 2021-09-22 20:08:04 +0000 | 438c2ebff | 0.2.14 | :adv_dx_units: NECB_Default :airloop_economizer_type: NECB_Default :algorithm_type: parametric :analysis_id: reference :analysis_name: reference :boiler_eff: NECB_Default :btap_batch_version: 1.0.002 :building_type: PrimarySchool :chiller_type: NECB_Default :compute_environment: aws_batch :datapoint_id: f770ccb5-4950-474f-a341-7b475cc7c57a :daylighting_type: NECB_Default :dcv_type: NECB_Default :door_construction_cond: NECB_Default :ecm_system_name: NECB_Default :electrical_loads_scale: NECB_Default :enable_costing: true :epw_file: CAN_YT_Whitehorse.Intl.AP.719640_CWEC2016.epw :erv_package: NECB_Default :ext_floor_cond: NECB_Default :ext_roof_cond: NECB_Default :ext_wall_cond: NECB_Default :fdwr_set: NECB_Default :fixed_wind_solar_trans: NECB_Default :fixed_window_cond: NECB_Default :furnace_eff: NECB_Default :glass_door_cond: NECB_Default :glass_door_solar_trans: NECB_Default :ground_floor_cond: NECB_Default :ground_roof_cond: NECB_Default :ground_wall_cond: NECB_Default :image_name: btap_private_cli :infiltration_scale: NECB_Default :lights_scale: NECB_Default :lights_type: NECB_Default :nv_delta_temp_in_out: NECB_Default :nv_opening_fraction: NECB_Default :nv_temp_out_min: NECB_Default :nv_type: NECB_Default :oa_scale: NECB_Default :occupancy_loads_scale: NECB_Default :output_meters: [] :output_variables: [] :overhead_door_cond: NECB_Default :primary_heating_fuel: NaturalGas :pv_ground_azimuth_angle: NECB_Default :pv_ground_module_description: NECB_Default :pv_ground_tilt_angle: NECB_Default :pv_ground_total_area_pv_panels_m2: NECB_Default :pv_ground_type: NECB_Default :rotation_degrees: NECB_Default :run_annual_simulation: true :s3_bucket: '834599497928' :scale_x: NECB_Default :scale_y: NECB_Default :scale_z: NECB_Default :shw_eff: NECB_Default :skylight_cond: NECB_Default :skylight_solar_trans: NECB_Default :srr_set: NECB_Default :template: NECB2017 | reference | reference | f770ccb5-4950-474f-a341-7b475cc7c57a | NECB2017 | PrimarySchool | NaturalGas | Natural Gas | CAN_YT_Whitehorse.Intl.AP.719640_CWEC2016.epw | parametric |  | NECB_Default | NECB_Default | NECB_Default | NECB_Default | NECB_Default | NECB_Default | NECB_Default | NECB_Default | NECB_Default | NECB_Default | NECB_Default | NECB_Default | NECB_Default | NECB_Default | NECB_Default | NECB_Default | NECB_Default | NECB_Default | NECB_Default | NECB_Default | NECB_Default | NECB_Default | NECB_Default | NECB_Default | NECB_Default | NECB_Default | NECB_Default | NECB_Default | NECB_Default | NECB_Default | NECB_Default | NECB_Default | NECB_Default | NECB_Default | NECB_Default | NECB_Default | NECB_Default | NECB_Default | NECB_Default | NECB_Default | NECB_Default | NECB_Default | NECB_Default | NECB_Default | NECB_Default | aws_batch | 834599497928 | btap_private_cli |  | TRUE | TRUE |  |  | 254.1704 | 16.5531 | 119.6781 | 225.6113 | 6871 | 9383 | 22.8 | PrimarySchool |  |  | 2 | PrimarySchool | 1 |  | 1 | NECB2017 | 0.3414 | 27484 | 168.853 | 25.4532 | 63.2389 | 3.6449 | 444.8914 | 183.7013 | WHITEHORSE | YUKON | 4.2724 | 35.322 | 0 | 39.5944 | 9.7844 | 6.4383 | 0 | 16.2227 | 0 | 0.0064285 | 0 | 0 | 0.27469 | 0.093062 | 0.024992 | 0.60858 | 0.04265 | 0.10469 | 0.70984 | 0.0028686 | 0.98453 | 0.10126 | 37.1075 | 258.7792 | 22.8 | 0.757 | [5 empty] | 0.138 | 0.21 | 1.9 | 1.9 | 2 | Whitehorse Intl AP | CAN | 5 | 6491 | 60.709 | -135.069 | 7b | 6580 | YT | CAN_YT_Whitehorse.Intl.AP.719640_CWEC2016.epw | 0.98453 | 16.5531 | 254.1704 | 8.45 | 12.8762 | TRUE | FALSE | FALSE | FALSE | 7.1176 | 20.7223 | 0 | 0 | 0 | 0 | 695.78 | 1805.4702 | 6.4358 | 0.0035646 | 2352.28 | 0 | 0.98453 | 29.67 | 21.67 | 63 | 63 |  | https://s3.console.aws.amazon.com/s3/buckets/834599497928?region=ca-central-1&prefix=phylroy.lopez/reference/reference/output/f770ccb5-4950-474f-a341-7b475cc7c57a/ | 1.0.002
437 |  | TRUE | 49 | 0 | 0 | 127.1796 |  |  |  | 0.1 | 2021-09-22 20:09:06 +0000 | 438c2ebff | 0.2.14 | :adv_dx_units: NECB_Default :airloop_economizer_type: NECB_Default :algorithm_type: parametric :analysis_id: reference :analysis_name: reference :boiler_eff: NECB_Default :btap_batch_version: 1.0.002 :building_type: QuickServiceRestaurant :chiller_type: NECB_Default :compute_environment: aws_batch :datapoint_id: 9f656ca2-2446-4322-82b8-7c906e294fc6 :daylighting_type: NECB_Default :dcv_type: NECB_Default :door_construction_cond: NECB_Default :ecm_system_name: NECB_Default :electrical_loads_scale: NECB_Default :enable_costing: true :epw_file: CAN_AB_Calgary.Intl.AP.718770_CWEC2016.epw :erv_package: NECB_Default :ext_floor_cond: NECB_Default :ext_roof_cond: NECB_Default :ext_wall_cond: NECB_Default :fdwr_set: NECB_Default :fixed_wind_solar_trans: NECB_Default :fixed_window_cond: NECB_Default :furnace_eff: NECB_Default :glass_door_cond: NECB_Default :glass_door_solar_trans: NECB_Default :ground_floor_cond: NECB_Default :ground_roof_cond: NECB_Default :ground_wall_cond: NECB_Default :image_name: btap_private_cli :infiltration_scale: NECB_Default :lights_scale: NECB_Default :lights_type: NECB_Default :nv_delta_temp_in_out: NECB_Default :nv_opening_fraction: NECB_Default :nv_temp_out_min: NECB_Default :nv_type: NECB_Default :oa_scale: NECB_Default :occupancy_loads_scale: NECB_Default :output_meters: [] :output_variables: [] :overhead_door_cond: NECB_Default :primary_heating_fuel: NaturalGas :pv_ground_azimuth_angle: NECB_Default :pv_ground_module_description: NECB_Default :pv_ground_tilt_angle: NECB_Default :pv_ground_total_area_pv_panels_m2: NECB_Default :pv_ground_type: NECB_Default :rotation_degrees: NECB_Default :run_annual_simulation: true :s3_bucket: '834599497928' :scale_x: NECB_Default :scale_y: NECB_Default :scale_z: NECB_Default :shw_eff: NECB_Default :skylight_cond: NECB_Default :skylight_solar_trans: NECB_Default :srr_set: NECB_Default :template: NECB2011 | reference | reference | 9f656ca2-2446-4322-82b8-7c906e294fc6 | NECB2011 | QuickServiceRestaurant | NaturalGas | Natural Gas | CAN_AB_Calgary.Intl.AP.718770_CWEC2016.epw | parametric |  | NECB_Default | NECB_Default | NECB_Default | NECB_Default | NECB_Default | NECB_Default | NECB_Default | NECB_Default | NECB_Default | NECB_Default | NECB_Default | NECB_Default | NECB_Default | NECB_Default | NECB_Default | NECB_Default | NECB_Default | NECB_Default | NECB_Default | NECB_Default | NECB_Default | NECB_Default | NECB_Default | NECB_Default | NECB_Default | NECB_Default | NECB_Default | NECB_Default | NECB_Default | NECB_Default | NECB_Default | NECB_Default | NECB_Default | NECB_Default | NECB_Default | NECB_Default | NECB_Default | NECB_Default | NECB_Default | NECB_Default | NECB_Default | NECB_Default | NECB_Default | NECB_Default | NECB_Default | aws_batch | 834599497928 | btap_private_cli |  | TRUE | TRUE |  |  | 547.1192 | 44.7138 | 644.6133 | 1040.7281 | 232.34 | 444.7457 | 33.3 | QuickServiceRestaurant |  |  | 0 | QuickServiceRestaurant | 1 |  | 1 | NECB2011 | 0.46263 | 961.3389 | 263.2219 | 151.4547 | 68.0393 | 39.0296 | 1021.443 | 499.6975 | CALGARY | ALBERTA | 156.9848 | 170.5263 | 0 | 327.5111 | 14.8789 | 12.1655 | 0 | 27.0444 | 0 | 0.03723 | 0 | 0 | 0.71537 | 0.3293 | 0 | 3.2309 | 0.10696 | 0.24111 | 3.3793 | 0.00077473 | 4.0947 | 0.14845 | 76.5074 | 554.6154 | 33.3 | 0.757 | [5 empty] | 0.162 | 0.21 | 2.2 |  | 0 | Calgary Intl AP | CAN | 64 | 4781 | 51.114 | -114.02 | 7a | 5000 | AB | CAN_AB_Calgary.Intl.AP.718770_CWEC2016.epw | 4.0946 | 44.7138 | 547.1192 | 4.1304 | 19.5376 | FALSE | FALSE | FALSE | FALSE | 11.1515 | 18.6868 | 0 | 0 | 0 | 0 | 34.49 | 17.4313 | 0.34213 | 0.019628 | 125.05 | 0 | 4.0947 | 20.5 | 16.5 | 0 | 0 |  | https://s3.console.aws.amazon.com/s3/buckets/834599497928?region=ca-central-1&prefix=phylroy.lopez/reference/reference/output/9f656ca2-2446-4322-82b8-7c906e294fc6/ | 1.0.002
438 |  | TRUE | 50 | 0 | 0 | 126.6412 |  |  |  | 0.1 | 2021-09-22 20:08:48 +0000 | 438c2ebff | 0.2.14 | :adv_dx_units: NECB_Default :airloop_economizer_type: NECB_Default :algorithm_type: parametric :analysis_id: reference :analysis_name: reference :boiler_eff: NECB_Default :btap_batch_version: 1.0.002 :building_type: QuickServiceRestaurant :chiller_type: NECB_Default :compute_environment: aws_batch :datapoint_id: e58f9d43-2782-46b9-bd23-17ab94144800 :daylighting_type: NECB_Default :dcv_type: NECB_Default :door_construction_cond: NECB_Default :ecm_system_name: NECB_Default :electrical_loads_scale: NECB_Default :enable_costing: true :epw_file: CAN_ON_Toronto.Pearson.Intl.AP.716240_CWEC2016.epw :erv_package: NECB_Default :ext_floor_cond: NECB_Default :ext_roof_cond: NECB_Default :ext_wall_cond: NECB_Default :fdwr_set: NECB_Default :fixed_wind_solar_trans: NECB_Default :fixed_window_cond: NECB_Default :furnace_eff: NECB_Default :glass_door_cond: NECB_Default :glass_door_solar_trans: NECB_Default :ground_floor_cond: NECB_Default :ground_roof_cond: NECB_Default :ground_wall_cond: NECB_Default :image_name: btap_private_cli :infiltration_scale: NECB_Default :lights_scale: NECB_Default :lights_type: NECB_Default :nv_delta_temp_in_out: NECB_Default :nv_opening_fraction: NECB_Default :nv_temp_out_min: NECB_Default :nv_type: NECB_Default :oa_scale: NECB_Default :occupancy_loads_scale: NECB_Default :output_meters: [] :output_variables: [] :overhead_door_cond: NECB_Default :primary_heating_fuel: NaturalGas :pv_ground_azimuth_angle: NECB_Default :pv_ground_module_description: NECB_Default :pv_ground_tilt_angle: NECB_Default :pv_ground_total_area_pv_panels_m2: NECB_Default :pv_ground_type: NECB_Default :rotation_degrees: NECB_Default :run_annual_simulation: true :s3_bucket: '834599497928' :scale_x: NECB_Default :scale_y: NECB_Default :scale_z: NECB_Default :shw_eff: NECB_Default :skylight_cond: NECB_Default :skylight_solar_trans: NECB_Default :srr_set: NECB_Default :template: NECB2011 | reference | reference | e58f9d43-2782-46b9-bd23-17ab94144800 | NECB2011 | QuickServiceRestaurant | NaturalGas | Natural Gas | CAN_ON_Toronto.Pearson.Intl.AP.716240_CWEC2016.epw | parametric |  | NECB_Default | NECB_Default | NECB_Default | NECB_Default | NECB_Default | NECB_Default | NECB_Default | NECB_Default | NECB_Default | NECB_Default | NECB_Default | NECB_Default | NECB_Default | NECB_Default | NECB_Default | NECB_Default | NECB_Default | NECB_Default | NECB_Default | NECB_Default | NECB_Default | NECB_Default | NECB_Default | NECB_Default | NECB_Default | NECB_Default | NECB_Default | NECB_Default | NECB_Default | NECB_Default | NECB_Default | NECB_Default | NECB_Default | NECB_Default | NECB_Default | NECB_Default | NECB_Default | NECB_Default | NECB_Default | NECB_Default | NECB_Default | NECB_Default | NECB_Default | NECB_Default | NECB_Default | aws_batch | 834599497928 | btap_private_cli |  | TRUE | TRUE |  |  | 579.8371 | 71.1607 | 578.5104 | 959.4177 | 232.34 | 444.7457 | 40 | QuickServiceRestaurant |  |  | 0 | QuickServiceRestaurant | 1 |  | 1 | NECB2011 | 0.46263 | 961.3389 | 279.4277 | 156.6401 | 71.3357 | 39.8721 | 1111.8607 | 564.585 | TORONTO | ONTARIO | 4.3793 | 148.9254 | 0 | 153.3047 | 35.0863 | 26.2778 | 0 | 61.3642 | 0 | 0.10609 | 0 | 0 | 0.78846 | 0.33348 | 0 | 2.8761 | 0.10696 | 0.24111 | 3.0135 | 0.00081777 | 3.802 | 0.13738 | 103.0131 | 586.6038 | 40 | 0.757 | [5 empty] | 0.183 | 0.278 | 2.2 |  | 0 | Toronto Pearson Intl AP | CAN | 382 | 3615 | 43.677 | -79.631 | 5 | 3890 | ON | CAN_ON_Toronto.Pearson.Intl.AP.716240_CWEC2016.epw | 3.8019 | 71.1607 | 579.8371 | 8.4881 | 15.74 | FALSE | FALSE | FALSE | FALSE | 12.483 | 11.0004 | 0 | 0 | 0 | 0 | 31.92 | 17.4313 | 0.34213 | 0.019628 | 125.05 | 0 | 3.802 | 34.17 | 26.5 | 0 | 0 |  | https://s3.console.aws.amazon.com/s3/buckets/834599497928?region=ca-central-1&prefix=phylroy.lopez/reference/reference/output/e58f9d43-2782-46b9-bd23-17ab94144800/ | 1.0.002
439 |  | TRUE | 53 | 0 | 0 | 127.0594 |  |  |  | 0.1 | 2021-09-22 20:09:02 +0000 | 438c2ebff | 0.2.14 | :adv_dx_units: NECB_Default :airloop_economizer_type: NECB_Default :algorithm_type: parametric :analysis_id: reference :analysis_name: reference :boiler_eff: NECB_Default :btap_batch_version: 1.0.002 :building_type: QuickServiceRestaurant :chiller_type: NECB_Default :compute_environment: aws_batch :datapoint_id: 2c22ef48-afe6-4d5c-bc9d-b1b084080fc4 :daylighting_type: NECB_Default :dcv_type: NECB_Default :door_construction_cond: NECB_Default :ecm_system_name: NECB_Default :electrical_loads_scale: NECB_Default :enable_costing: true :epw_file: CAN_ON_Toronto.Pearson.Intl.AP.716240_CWEC2016.epw :erv_package: NECB_Default :ext_floor_cond: NECB_Default :ext_roof_cond: NECB_Default :ext_wall_cond: NECB_Default :fdwr_set: NECB_Default :fixed_wind_solar_trans: NECB_Default :fixed_window_cond: NECB_Default :furnace_eff: NECB_Default :glass_door_cond: NECB_Default :glass_door_solar_trans: NECB_Default :ground_floor_cond: NECB_Default :ground_roof_cond: NECB_Default :ground_wall_cond: NECB_Default :image_name: btap_private_cli :infiltration_scale: NECB_Default :lights_scale: NECB_Default :lights_type: NECB_Default :nv_delta_temp_in_out: NECB_Default :nv_opening_fraction: NECB_Default :nv_temp_out_min: NECB_Default :nv_type: NECB_Default :oa_scale: NECB_Default :occupancy_loads_scale: NECB_Default :output_meters: [] :output_variables: [] :overhead_door_cond: NECB_Default :primary_heating_fuel: Electricity :pv_ground_azimuth_angle: NECB_Default :pv_ground_module_description: NECB_Default :pv_ground_tilt_angle: NECB_Default :pv_ground_total_area_pv_panels_m2: NECB_Default :pv_ground_type: NECB_Default :rotation_degrees: NECB_Default :run_annual_simulation: true :s3_bucket: '834599497928' :scale_x: NECB_Default :scale_y: NECB_Default :scale_z: NECB_Default :shw_eff: NECB_Default :skylight_cond: NECB_Default :skylight_solar_trans: NECB_Default :srr_set: NECB_Default :template: NECB2011 | reference | reference | 2c22ef48-afe6-4d5c-bc9d-b1b084080fc4 | NECB2011 | QuickServiceRestaurant | Electricity | Electricity | CAN_ON_Toronto.Pearson.Intl.AP.716240_CWEC2016.epw | parametric |  | NECB_Default | NECB_Default | NECB_Default | NECB_Default | NECB_Default | NECB_Default | NECB_Default | NECB_Default | NECB_Default | NECB_Default | NECB_Default | NECB_Default | NECB_Default | NECB_Default | NECB_Default | NECB_Default | NECB_Default | NECB_Default | NECB_Default | NECB_Default | NECB_Default | NECB_Default | NECB_Default | NECB_Default | NECB_Default | NECB_Default | NECB_Default | NECB_Default | NECB_Default | NECB_Default | NECB_Default | NECB_Default | NECB_Default | NECB_Default | NECB_Default | NECB_Default | NECB_Default | NECB_Default | NECB_Default | NECB_Default | NECB_Default | NECB_Default | NECB_Default | NECB_Default | NECB_Default | aws_batch | 834599497928 | btap_private_cli |  | TRUE | TRUE |  |  | 457.6355 | 71.1607 | 578.4148 | 731.8298 | 232.34 | 444.7457 | 40 | QuickServiceRestaurant |  |  | 0 | QuickServiceRestaurant | 1 |  | 1 | NECB2011 | 0.46263 | 961.3389 | 279.4277 | 19.2891 | 71.3357 | 49.5028 | 1059.1225 | 639.5672 | TORONTO | ONTARIO | 16.566 | 0 | 0 | 16.566 | 132.7262 | 0 | 0 | 132.7262 | 0 | 0.10609 | 0 | 0 | 2.9827 | 0.33348 | 0 | 2.0823 | 0.10696 | 0.24111 | 0 | 0 | 2.9827 | 0.11268 | 488.2074 | 0 | 40 | 0.757 | [5 empty] | 0.183 | 0.278 | 2.2 |  | 0 | Toronto Pearson Intl AP | CAN | 382 | 3615 | 43.677 | -79.631 | 5 | 3890 | ON | CAN_ON_Toronto.Pearson.Intl.AP.716240_CWEC2016.epw | 2.9826 | 71.1607 | 457.6355 | 8.4881 | 15.7401 | FALSE | FALSE | FALSE | FALSE | 12.483 | 11.0004 | 0 | 0.071628 | 0.0041092 | 26.18 | 0 | 17.4313 | 0.34213 | 0.019628 | 125.05 | 0 | 2.9827 | 34.17 | 26.5 | 0 | 0 |  | https://s3.console.aws.amazon.com/s3/buckets/834599497928?region=ca-central-1&prefix=phylroy.lopez/reference/reference/output/2c22ef48-afe6-4d5c-bc9d-b1b084080fc4/ | 1.0.002
440 |  | TRUE | 280 | 456 | 0 | 841.8736 |  |  |  | 0.1 | 2021-09-22 20:08:15 +0000 | 438c2ebff | 0.2.14 | :adv_dx_units: NECB_Default :airloop_economizer_type: NECB_Default :algorithm_type: parametric :analysis_id: reference :analysis_name: reference :boiler_eff: NECB_Default :btap_batch_version: 1.0.002 :building_type: PrimarySchool :chiller_type: NECB_Default :compute_environment: aws_batch :datapoint_id: 6c853f88-77de-456f-98fd-b9950a72c449 :daylighting_type: NECB_Default :dcv_type: NECB_Default :door_construction_cond: NECB_Default :ecm_system_name: NECB_Default :electrical_loads_scale: NECB_Default :enable_costing: true :epw_file: CAN_ON_Toronto.Pearson.Intl.AP.716240_CWEC2016.epw :erv_package: NECB_Default :ext_floor_cond: NECB_Default :ext_roof_cond: NECB_Default :ext_wall_cond: NECB_Default :fdwr_set: NECB_Default :fixed_wind_solar_trans: NECB_Default :fixed_window_cond: NECB_Default :furnace_eff: NECB_Default :glass_door_cond: NECB_Default :glass_door_solar_trans: NECB_Default :ground_floor_cond: NECB_Default :ground_roof_cond: NECB_Default :ground_wall_cond: NECB_Default :image_name: btap_private_cli :infiltration_scale: NECB_Default :lights_scale: NECB_Default :lights_type: NECB_Default :nv_delta_temp_in_out: NECB_Default :nv_opening_fraction: NECB_Default :nv_temp_out_min: NECB_Default :nv_type: NECB_Default :oa_scale: NECB_Default :occupancy_loads_scale: NECB_Default :output_meters: [] :output_variables: [] :overhead_door_cond: NECB_Default :primary_heating_fuel: NaturalGas :pv_ground_azimuth_angle: NECB_Default :pv_ground_module_description: NECB_Default :pv_ground_tilt_angle: NECB_Default :pv_ground_total_area_pv_panels_m2: NECB_Default :pv_ground_type: NECB_Default :rotation_degrees: NECB_Default :run_annual_simulation: true :s3_bucket: '834599497928' :scale_x: NECB_Default :scale_y: NECB_Default :scale_z: NECB_Default :shw_eff: NECB_Default :skylight_cond: NECB_Default :skylight_solar_trans: NECB_Default :srr_set: NECB_Default :template: NECB2017 | reference | reference | 6c853f88-77de-456f-98fd-b9950a72c449 | NECB2017 | PrimarySchool | NaturalGas | Natural Gas | CAN_ON_Toronto.Pearson.Intl.AP.716240_CWEC2016.epw | parametric |  | NECB_Default | NECB_Default | NECB_Default | NECB_Default | NECB_Default | NECB_Default | NECB_Default | NECB_Default | NECB_Default | NECB_Default | NECB_Default | NECB_Default | NECB_Default | NECB_Default | NECB_Default | NECB_Default | NECB_Default | NECB_Default | NECB_Default | NECB_Default | NECB_Default | NECB_Default | NECB_Default | NECB_Default | NECB_Default | NECB_Default | NECB_Default | NECB_Default | NECB_Default | NECB_Default | NECB_Default | NECB_Default | NECB_Default | NECB_Default | NECB_Default | NECB_Default | NECB_Default | NECB_Default | NECB_Default | NECB_Default | NECB_Default | NECB_Default | NECB_Default | NECB_Default | NECB_Default | aws_batch | 834599497928 | btap_private_cli |  | TRUE | TRUE |  |  | 119.0589 | 33.7047 | 66.4924 | 163.1689 | 6871 | 9383 | 40 | PrimarySchool |  |  | 2 | PrimarySchool | 1 |  | 1 | NECB2017 | 0.3414 | 27484 | 240.4196 | 29.4841 | 71.3348 | 3.9988 | 567.4583 | 222.2211 | TORONTO | ONTARIO | 1.8447 | 21.0461 | 0 | 22.8908 | 14.7794 | 3.7136 | 0 | 18.493 | 0 | 0.054066 | 0 | 0 | 0.33212 | 0.10501 | 0.023246 | 0.33957 | 0.04265 | 0.10469 | 0.42587 | 0.0024596 | 0.75799 | 0.0863 | 54.8529 | 123.738 | 40 | 0.757 | [5 empty] | 0.156 | 0.278 | 1.9 | 1.9 | 2 | Toronto Pearson Intl AP | CAN | 382 | 3615 | 43.677 | -79.631 | 5 | 3890 | ON | CAN_ON_Toronto.Pearson.Intl.AP.716240_CWEC2016.epw | 0.75799 | 33.7047 | 119.0589 | 9.8506 | 15.1486 | FALSE | FALSE | FALSE | FALSE | 13.5577 | 10.4334 | 0 | 0 | 0 | 0 | 592.97 | 1805.4702 | 6.4358 | 0.0035646 | 2352.28 | 0 | 0.75799 | 208.33 | 191.33 | 41 | 41 |  | https://s3.console.aws.amazon.com/s3/buckets/834599497928?region=ca-central-1&prefix=phylroy.lopez/reference/reference/output/6c853f88-77de-456f-98fd-b9950a72c449/ | 1.0.002
441 |  | TRUE | 280 | 456 | 0 | 842.8294 |  |  |  | 0.1 | 2021-09-22 20:08:09 +0000 | 438c2ebff | 0.2.14 | :adv_dx_units: NECB_Default :airloop_economizer_type: NECB_Default :algorithm_type: parametric :analysis_id: reference :analysis_name: reference :boiler_eff: NECB_Default :btap_batch_version: 1.0.002 :building_type: PrimarySchool :chiller_type: NECB_Default :compute_environment: aws_batch :datapoint_id: 542d0798-324c-45f0-be34-d4fc1fb03366 :daylighting_type: NECB_Default :dcv_type: NECB_Default :door_construction_cond: NECB_Default :ecm_system_name: NECB_Default :electrical_loads_scale: NECB_Default :enable_costing: true :epw_file: CAN_AB_Calgary.Intl.AP.718770_CWEC2016.epw :erv_package: NECB_Default :ext_floor_cond: NECB_Default :ext_roof_cond: NECB_Default :ext_wall_cond: NECB_Default :fdwr_set: NECB_Default :fixed_wind_solar_trans: NECB_Default :fixed_window_cond: NECB_Default :furnace_eff: NECB_Default :glass_door_cond: NECB_Default :glass_door_solar_trans: NECB_Default :ground_floor_cond: NECB_Default :ground_roof_cond: NECB_Default :ground_wall_cond: NECB_Default :image_name: btap_private_cli :infiltration_scale: NECB_Default :lights_scale: NECB_Default :lights_type: NECB_Default :nv_delta_temp_in_out: NECB_Default :nv_opening_fraction: NECB_Default :nv_temp_out_min: NECB_Default :nv_type: NECB_Default :oa_scale: NECB_Default :occupancy_loads_scale: NECB_Default :output_meters: [] :output_variables: [] :overhead_door_cond: NECB_Default :primary_heating_fuel: NaturalGas :pv_ground_azimuth_angle: NECB_Default :pv_ground_module_description: NECB_Default :pv_ground_tilt_angle: NECB_Default :pv_ground_total_area_pv_panels_m2: NECB_Default :pv_ground_type: NECB_Default :rotation_degrees: NECB_Default :run_annual_simulation: true :s3_bucket: '834599497928' :scale_x: NECB_Default :scale_y: NECB_Default :scale_z: NECB_Default :shw_eff: NECB_Default :skylight_cond: NECB_Default :skylight_solar_trans: NECB_Default :srr_set: NECB_Default :template: NECB2017 | reference | reference | 542d0798-324c-45f0-be34-d4fc1fb03366 | NECB2017 | PrimarySchool | NaturalGas | Natural Gas | CAN_AB_Calgary.Intl.AP.718770_CWEC2016.epw | parametric |  | NECB_Default | NECB_Default | NECB_Default | NECB_Default | NECB_Default | NECB_Default | NECB_Default | NECB_Default | NECB_Default | NECB_Default | NECB_Default | NECB_Default | NECB_Default | NECB_Default | NECB_Default | NECB_Default | NECB_Default | NECB_Default | NECB_Default | NECB_Default | NECB_Default | NECB_Default | NECB_Default | NECB_Default | NECB_Default | NECB_Default | NECB_Default | NECB_Default | NECB_Default | NECB_Default | NECB_Default | NECB_Default | NECB_Default | NECB_Default | NECB_Default | NECB_Default | NECB_Default | NECB_Default | NECB_Default | NECB_Default | NECB_Default | NECB_Default | NECB_Default | NECB_Default | NECB_Default | aws_batch | 834599497928 | btap_private_cli |  | TRUE | TRUE |  |  | 110.4972 | 23.295 | 71.4173 | 165.409 | 6871 | 9383 | 33.3 | PrimarySchool |  |  | 2 | PrimarySchool | 1 |  | 1 | NECB2017 | 0.3414 | 27484 | 224.6987 | 28.135 | 68.0385 | 3.8937 | 538.1724 | 213.4066 | CALGARY | ALBERTA | 67.0884 | 23.1545 | 0 | 90.2429 | 6.3586 | 1.6519 | 0 | 8.0104 | 0 | 0.024267 | 0 | 0 | 0.3057 | 0.10956 | 0.021745 | 0.36544 | 0.04265 | 0.10469 | 0.45885 | 0.00279 | 0.76455 | 0.093416 | 44.8323 | 115.9438 | 33.3 | 0.757 | [5 empty] | 0.138 | 0.21 | 1.9 | 1.9 | 2 | Calgary Intl AP | CAN | 64 | 4781 | 51.114 | -114.02 | 7a | 5000 | AB | CAN_AB_Calgary.Intl.AP.718770_CWEC2016.epw | 0.76455 | 23.295 | 110.4972 | 6.7111 | 17.5379 | FALSE | FALSE | FALSE | FALSE | 12.1574 | 17.2045 | 0 | 0 | 0 | 0 | 641.86 | 1805.4702 | 6.4358 | 0.0035646 | 2352.28 | 0 | 0.76455 | 94 | 82.5 | 38.83 | 38.83 |  | https://s3.console.aws.amazon.com/s3/buckets/834599497928?region=ca-central-1&prefix=phylroy.lopez/reference/reference/output/542d0798-324c-45f0-be34-d4fc1fb03366/ | 1.0.002
442 |  | TRUE | 47 | 0 | 0 | 126.2917 |  |  |  | 0.1 | 2021-09-22 20:09:07 +0000 | 438c2ebff | 0.2.14 | :adv_dx_units: NECB_Default :airloop_economizer_type: NECB_Default :algorithm_type: parametric :analysis_id: reference :analysis_name: reference :boiler_eff: NECB_Default :btap_batch_version: 1.0.002 :building_type: QuickServiceRestaurant :chiller_type: NECB_Default :compute_environment: aws_batch :datapoint_id: 13ec8496-dac4-4717-9318-934786954d86 :daylighting_type: NECB_Default :dcv_type: NECB_Default :door_construction_cond: NECB_Default :ecm_system_name: NECB_Default :electrical_loads_scale: NECB_Default :enable_costing: true :epw_file: CAN_YT_Whitehorse.Intl.AP.719640_CWEC2016.epw :erv_package: NECB_Default :ext_floor_cond: NECB_Default :ext_roof_cond: NECB_Default :ext_wall_cond: NECB_Default :fdwr_set: NECB_Default :fixed_wind_solar_trans: NECB_Default :fixed_window_cond: NECB_Default :furnace_eff: NECB_Default :glass_door_cond: NECB_Default :glass_door_solar_trans: NECB_Default :ground_floor_cond: NECB_Default :ground_roof_cond: NECB_Default :ground_wall_cond: NECB_Default :image_name: btap_private_cli :infiltration_scale: NECB_Default :lights_scale: NECB_Default :lights_type: NECB_Default :nv_delta_temp_in_out: NECB_Default :nv_opening_fraction: NECB_Default :nv_temp_out_min: NECB_Default :nv_type: NECB_Default :oa_scale: NECB_Default :occupancy_loads_scale: NECB_Default :output_meters: [] :output_variables: [] :overhead_door_cond: NECB_Default :primary_heating_fuel: NaturalGas :pv_ground_azimuth_angle: NECB_Default :pv_ground_module_description: NECB_Default :pv_ground_tilt_angle: NECB_Default :pv_ground_total_area_pv_panels_m2: NECB_Default :pv_ground_type: NECB_Default :rotation_degrees: NECB_Default :run_annual_simulation: true :s3_bucket: '834599497928' :scale_x: NECB_Default :scale_y: NECB_Default :scale_z: NECB_Default :shw_eff: NECB_Default :skylight_cond: NECB_Default :skylight_solar_trans: NECB_Default :srr_set: NECB_Default :template: NECB2011 | reference | reference | 13ec8496-dac4-4717-9318-934786954d86 | NECB2011 | QuickServiceRestaurant | NaturalGas | Natural Gas | CAN_YT_Whitehorse.Intl.AP.719640_CWEC2016.epw | parametric |  | NECB_Default | NECB_Default | NECB_Default | NECB_Default | NECB_Default | NECB_Default | NECB_Default | NECB_Default | NECB_Default | NECB_Default | NECB_Default | NECB_Default | NECB_Default | NECB_Default | NECB_Default | NECB_Default | NECB_Default | NECB_Default | NECB_Default | NECB_Default | NECB_Default | NECB_Default | NECB_Default | NECB_Default | NECB_Default | NECB_Default | NECB_Default | NECB_Default | NECB_Default | NECB_Default | NECB_Default | NECB_Default | NECB_Default | NECB_Default | NECB_Default | NECB_Default | NECB_Default | NECB_Default | NECB_Default | NECB_Default | NECB_Default | NECB_Default | NECB_Default | NECB_Default | NECB_Default | aws_batch | 834599497928 | btap_private_cli |  | TRUE | TRUE |  |  | 751.8817 | 26.8389 | 937.3595 | 1426.6449 | 232.34 | 444.7457 | 22.8 | QuickServiceRestaurant |  |  | 0 | QuickServiceRestaurant | 1 |  | 1 | NECB2011 | 0.46263 | 961.3389 | 201.2224 | 145.7953 | 63.2397 | 37.0584 | 879.2484 | 431.9325 | WHITEHORSE | YUKON | 10.4111 | 239.5734 | 0 | 249.9845 | 23.8427 | 43.6679 | 0 | 67.5106 | 0 | 0.011664 | 0 | 0 | 0.66941 | 0.30873 | 0 | 4.6531 | 0.10696 | 0.24111 | 4.8146 | 0.00094689 | 5.484 | 0.16144 | 57.7769 | 758.7799 | 22.8 | 0.757 | [5 empty] | 0.162 | 0.21 | 2.2 |  | 0 | Whitehorse Intl AP | CAN | 5 | 6491 | 60.709 | -135.069 | 7b | 6580 | YT | CAN_YT_Whitehorse.Intl.AP.719640_CWEC2016.epw | 5.4839 | 26.8389 | 751.8817 | 4.9559 | 15.7516 | TRUE | FALSE | FALSE | FALSE | 6.2235 | 23.181 | 0 | 0 | 0 | 0 | 37.51 | 17.4313 | 0.34213 | 0.019628 | 125.05 | 0 | 5.484 | 9.5 | 6.5 | 0 | 0 |  | https://s3.console.aws.amazon.com/s3/buckets/834599497928?region=ca-central-1&prefix=phylroy.lopez/reference/reference/output/13ec8496-dac4-4717-9318-934786954d86/ | 1.0.002
443 |  | TRUE | 51 | 0 | 0 | 125.3279 |  |  |  | 0.1 | 2021-09-22 20:09:12 +0000 | 438c2ebff | 0.2.14 | :adv_dx_units: NECB_Default :airloop_economizer_type: NECB_Default :algorithm_type: parametric :analysis_id: reference :analysis_name: reference :boiler_eff: NECB_Default :btap_batch_version: 1.0.002 :building_type: QuickServiceRestaurant :chiller_type: NECB_Default :compute_environment: aws_batch :datapoint_id: ddd4edca-b955-4a4d-8958-39066e76ea2d :daylighting_type: NECB_Default :dcv_type: NECB_Default :door_construction_cond: NECB_Default :ecm_system_name: NECB_Default :electrical_loads_scale: NECB_Default :enable_costing: true :epw_file: CAN_QC_Montreal-Trudeau.Intl.AP.716270_CWEC2016.epw :erv_package: NECB_Default :ext_floor_cond: NECB_Default :ext_roof_cond: NECB_Default :ext_wall_cond: NECB_Default :fdwr_set: NECB_Default :fixed_wind_solar_trans: NECB_Default :fixed_window_cond: NECB_Default :furnace_eff: NECB_Default :glass_door_cond: NECB_Default :glass_door_solar_trans: NECB_Default :ground_floor_cond: NECB_Default :ground_roof_cond: NECB_Default :ground_wall_cond: NECB_Default :image_name: btap_private_cli :infiltration_scale: NECB_Default :lights_scale: NECB_Default :lights_type: NECB_Default :nv_delta_temp_in_out: NECB_Default :nv_opening_fraction: NECB_Default :nv_temp_out_min: NECB_Default :nv_type: NECB_Default :oa_scale: NECB_Default :occupancy_loads_scale: NECB_Default :output_meters: [] :output_variables: [] :overhead_door_cond: NECB_Default :primary_heating_fuel: NaturalGas :pv_ground_azimuth_angle: NECB_Default :pv_ground_module_description: NECB_Default :pv_ground_tilt_angle: NECB_Default :pv_ground_total_area_pv_panels_m2: NECB_Default :pv_ground_type: NECB_Default :rotation_degrees: NECB_Default :run_annual_simulation: true :s3_bucket: '834599497928' :scale_x: NECB_Default :scale_y: NECB_Default :scale_z: NECB_Default :shw_eff: NECB_Default :skylight_cond: NECB_Default :skylight_solar_trans: NECB_Default :srr_set: NECB_Default :template: NECB2015 | reference | reference | ddd4edca-b955-4a4d-8958-39066e76ea2d | NECB2015 | QuickServiceRestaurant | NaturalGas | Natural Gas | CAN_QC_Montreal-Trudeau.Intl.AP.716270_CWEC2016.epw | parametric |  | NECB_Default | NECB_Default | NECB_Default | NECB_Default | NECB_Default | NECB_Default | NECB_Default | NECB_Default | NECB_Default | NECB_Default | NECB_Default | NECB_Default | NECB_Default | NECB_Default | NECB_Default | NECB_Default | NECB_Default | NECB_Default | NECB_Default | NECB_Default | NECB_Default | NECB_Default | NECB_Default | NECB_Default | NECB_Default | NECB_Default | NECB_Default | NECB_Default | NECB_Default | NECB_Default | NECB_Default | NECB_Default | NECB_Default | NECB_Default | NECB_Default | NECB_Default | NECB_Default | NECB_Default | NECB_Default | NECB_Default | NECB_Default | NECB_Default | NECB_Default | NECB_Default | NECB_Default | aws_batch | 834599497928 | btap_private_cli |  | TRUE | TRUE |  |  | 639.8139 | 71.9214 | 669.8278 | 1077.4559 | 232.34 | 444.7457 | 37.3 | QuickServiceRestaurant |  |  | 0 | QuickServiceRestaurant | 1 |  | 1 | NECB2015 | 0.46263 | 961.3389 | 253.3591 | 149.0671 | 64.9445 | 38.2221 | 1030.4004 | 524.8077 | MONTREAL | QUEBEC | 0.30121 | 170.4748 | 0 | 170.776 | 19.1841 | 44.6545 | 0 | 63.8386 | 0 | 0.097616 | 0 | 0 | 0.77507 | 0.32943 | 0 | 3.3112 | 0.10696 | 0.24021 | 3.4509 | 0.00086081 | 4.226 | 0.13971 | 103.5827 | 645.777 | 37.3 | 0.757 | [5 empty] | 0.183 | 0.247 | 2.2 |  | 0 | Montreal-Trudeau Intl AP | CAN | 323 | 4090 | 45.471 | -73.741 | 6 | 4400 | QC | CAN_QC_Montreal-Trudeau.Intl.AP.716270_CWEC2016.epw | 4.226 | 71.9214 | 639.8139 | 7.2728 | 19.0628 | FALSE | FALSE | FALSE | FALSE | 12.0909 | 17.0775 | 0 | 0 | 0 | 0 | 32.46 | 17.4284 | 0.33814 | 0.019402 | 123.59 | 0 | 4.226 | 27.83 | 21 | 0 | 0 |  | https://s3.console.aws.amazon.com/s3/buckets/834599497928?region=ca-central-1&prefix=phylroy.lopez/reference/reference/output/ddd4edca-b955-4a4d-8958-39066e76ea2d/ | 1.0.002
444 |  | TRUE | 54 | 0 | 0 | 126.3094 |  |  |  | 0.1 | 2021-09-22 20:09:18 +0000 | 438c2ebff | 0.2.14 | :adv_dx_units: NECB_Default :airloop_economizer_type: NECB_Default :algorithm_type: parametric :analysis_id: reference :analysis_name: reference :boiler_eff: NECB_Default :btap_batch_version: 1.0.002 :building_type: QuickServiceRestaurant :chiller_type: NECB_Default :compute_environment: aws_batch :datapoint_id: 77b75925-12d4-40c3-bd69-6028c8015350 :daylighting_type: NECB_Default :dcv_type: NECB_Default :door_construction_cond: NECB_Default :ecm_system_name: NECB_Default :electrical_loads_scale: NECB_Default :enable_costing: true :epw_file: CAN_QC_Montreal-Trudeau.Intl.AP.716270_CWEC2016.epw :erv_package: NECB_Default :ext_floor_cond: NECB_Default :ext_roof_cond: NECB_Default :ext_wall_cond: NECB_Default :fdwr_set: NECB_Default :fixed_wind_solar_trans: NECB_Default :fixed_window_cond: NECB_Default :furnace_eff: NECB_Default :glass_door_cond: NECB_Default :glass_door_solar_trans: NECB_Default :ground_floor_cond: NECB_Default :ground_roof_cond: NECB_Default :ground_wall_cond: NECB_Default :image_name: btap_private_cli :infiltration_scale: NECB_Default :lights_scale: NECB_Default :lights_type: NECB_Default :nv_delta_temp_in_out: NECB_Default :nv_opening_fraction: NECB_Default :nv_temp_out_min: NECB_Default :nv_type: NECB_Default :oa_scale: NECB_Default :occupancy_loads_scale: NECB_Default :output_meters: [] :output_variables: [] :overhead_door_cond: NECB_Default :primary_heating_fuel: Electricity :pv_ground_azimuth_angle: NECB_Default :pv_ground_module_description: NECB_Default :pv_ground_tilt_angle: NECB_Default :pv_ground_total_area_pv_panels_m2: NECB_Default :pv_ground_type: NECB_Default :rotation_degrees: NECB_Default :run_annual_simulation: true :s3_bucket: '834599497928' :scale_x: NECB_Default :scale_y: NECB_Default :scale_z: NECB_Default :shw_eff: NECB_Default :skylight_cond: NECB_Default :skylight_solar_trans: NECB_Default :srr_set: NECB_Default :template: NECB2015 | reference | reference | 77b75925-12d4-40c3-bd69-6028c8015350 | NECB2015 | QuickServiceRestaurant | Electricity | Electricity | CAN_QC_Montreal-Trudeau.Intl.AP.716270_CWEC2016.epw | parametric |  | NECB_Default | NECB_Default | NECB_Default | NECB_Default | NECB_Default | NECB_Default | NECB_Default | NECB_Default | NECB_Default | NECB_Default | NECB_Default | NECB_Default | NECB_Default | NECB_Default | NECB_Default | NECB_Default | NECB_Default | NECB_Default | NECB_Default | NECB_Default | NECB_Default | NECB_Default | NECB_Default | NECB_Default | NECB_Default | NECB_Default | NECB_Default | NECB_Default | NECB_Default | NECB_Default | NECB_Default | NECB_Default | NECB_Default | NECB_Default | NECB_Default | NECB_Default | NECB_Default | NECB_Default | NECB_Default | NECB_Default | NECB_Default | NECB_Default | NECB_Default | NECB_Default | NECB_Default | aws_batch | 834599497928 | btap_private_cli |  | TRUE | TRUE |  |  | 505.0305 | 70.7911 | 669.78 | 819.955 | 232.34 | 444.7457 | 37.3 | QuickServiceRestaurant |  |  | 0 | QuickServiceRestaurant | 1 |  | 1 | NECB2015 | 0.46263 | 961.3389 | 253.3591 | 17.6251 | 64.9445 | 48.4945 | 984.0203 | 599.5971 | MONTREAL | QUEBEC | 1.282 | 0 | 0 | 1.282 | 81.6503 | 0 | 0 | 81.6503 | 0 | 0.096497 | 0 | 0 | 3.299 | 0.32947 | 0 | 2.4112 | 0.10696 | 0.24021 | 0 | 0 | 3.299 | 0.11466 | 535.4867 | 0 | 37.3 | 0.757 | [5 empty] | 0.183 | 0.247 | 2.2 |  | 0 | Montreal-Trudeau Intl AP | CAN | 323 | 4090 | 45.471 | -73.741 | 6 | 4400 | QC | CAN_QC_Montreal-Trudeau.Intl.AP.716270_CWEC2016.epw | 3.2989 | 70.7911 | 505.0305 | 7.2727 | 19.0631 | FALSE | FALSE | FALSE | FALSE | 12.0909 | 17.0776 | 0 | 0.072886 | 0.004182 | 26.64 | 0 | 17.4284 | 0.33814 | 0.019402 | 123.59 | 0 | 3.299 | 27.83 | 21 | 0 | 0 |  | https://s3.console.aws.amazon.com/s3/buckets/834599497928?region=ca-central-1&prefix=phylroy.lopez/reference/reference/output/77b75925-12d4-40c3-bd69-6028c8015350/ | 1.0.002
445 |  | TRUE | 80 | 0 | 0 | 188.1596 |  |  |  | 0.1 | 2021-09-22 20:08:40 +0000 | 438c2ebff | 0.2.14 | :adv_dx_units: NECB_Default :airloop_economizer_type: NECB_Default :algorithm_type: parametric :analysis_id: reference :analysis_name: reference :boiler_eff: NECB_Default :btap_batch_version: 1.0.002 :building_type: RetailStandalone :chiller_type: NECB_Default :compute_environment: aws_batch :datapoint_id: 6ce3c38f-41e3-4f61-9111-a329ce6c41ed :daylighting_type: NECB_Default :dcv_type: NECB_Default :door_construction_cond: NECB_Default :ecm_system_name: NECB_Default :electrical_loads_scale: NECB_Default :enable_costing: true :epw_file: CAN_QC_Montreal-Trudeau.Intl.AP.716270_CWEC2016.epw :erv_package: NECB_Default :ext_floor_cond: NECB_Default :ext_roof_cond: NECB_Default :ext_wall_cond: NECB_Default :fdwr_set: NECB_Default :fixed_wind_solar_trans: NECB_Default :fixed_window_cond: NECB_Default :furnace_eff: NECB_Default :glass_door_cond: NECB_Default :glass_door_solar_trans: NECB_Default :ground_floor_cond: NECB_Default :ground_roof_cond: NECB_Default :ground_wall_cond: NECB_Default :image_name: btap_private_cli :infiltration_scale: NECB_Default :lights_scale: NECB_Default :lights_type: NECB_Default :nv_delta_temp_in_out: NECB_Default :nv_opening_fraction: NECB_Default :nv_temp_out_min: NECB_Default :nv_type: NECB_Default :oa_scale: NECB_Default :occupancy_loads_scale: NECB_Default :output_meters: [] :output_variables: [] :overhead_door_cond: NECB_Default :primary_heating_fuel: NaturalGas :pv_ground_azimuth_angle: NECB_Default :pv_ground_module_description: NECB_Default :pv_ground_tilt_angle: NECB_Default :pv_ground_total_area_pv_panels_m2: NECB_Default :pv_ground_type: NECB_Default :rotation_degrees: NECB_Default :run_annual_simulation: true :s3_bucket: '834599497928' :scale_x: NECB_Default :scale_y: NECB_Default :scale_z: NECB_Default :shw_eff: NECB_Default :skylight_cond: NECB_Default :skylight_solar_trans: NECB_Default :srr_set: NECB_Default :template: NECB2011 | reference | reference | 6ce3c38f-41e3-4f61-9111-a329ce6c41ed | NECB2011 | RetailStandalone | NaturalGas | Natural Gas | CAN_QC_Montreal-Trudeau.Intl.AP.716270_CWEC2016.epw | parametric |  | NECB_Default | NECB_Default | NECB_Default | NECB_Default | NECB_Default | NECB_Default | NECB_Default | NECB_Default | NECB_Default | NECB_Default | NECB_Default | NECB_Default | NECB_Default | NECB_Default | NECB_Default | NECB_Default | NECB_Default | NECB_Default | NECB_Default | NECB_Default | NECB_Default | NECB_Default | NECB_Default | NECB_Default | NECB_Default | NECB_Default | NECB_Default | NECB_Default | NECB_Default | NECB_Default | NECB_Default | NECB_Default | NECB_Default | NECB_Default | NECB_Default | NECB_Default | NECB_Default | NECB_Default | NECB_Default | NECB_Default | NECB_Default | NECB_Default | NECB_Default | NECB_Default | NECB_Default | aws_batch | 834599497928 | btap_private_cli |  | TRUE | TRUE |  |  | 127.1166 | 35.1789 | 85.2857 | 178.7097 | 2293.99 | 3471.0086 | 37.3 | RetailStandalone |  |  | 5 | RetailStandalone | 1 |  | 1 | NECB2011 | 0.24821 | 13984.1807 | 225.3645 | 43.525 | 105.4935 | 4.8152 | 583.4186 | 204.2204 | MONTREAL | QUEBEC | 0.18226 | 21.1774 | 0 | 21.3596 | 11.6081 | 5.5472 | 0 | 17.1553 | 0 | 0.077673 | 0 | 0 | 0.46902 | 0.13461 | 0 | 0.4117 | 0.030964 | 0.22339 | 0.42869 | 0.0023801 | 0.89771 | 0.016988 | 60.0081 | 127.7034 | 37.3 | 0.757 | [5 empty] | 0.183 | 0.247 | 2.2 | 2.2 | 5 | Montreal-Trudeau Intl AP | CAN | 323 | 4090 | 45.471 | -73.741 | 6 | 4400 | QC | CAN_QC_Montreal-Trudeau.Intl.AP.716270_CWEC2016.epw | 0.8977 | 35.1789 | 127.1166 | 7.9427 | 17.6597 | FALSE | FALSE | FALSE | FALSE | 9.6746 | 11.5118 | 0 | 0 | 0 | 0 | 38.97 | 68.4695 | 0.41833 | 0.0061097 | 152.9 | 0 | 0.89771 | 174.83 | 166.33 | 14.33 | 14 |  | https://s3.console.aws.amazon.com/s3/buckets/834599497928?region=ca-central-1&prefix=phylroy.lopez/reference/reference/output/6ce3c38f-41e3-4f61-9111-a329ce6c41ed/ | 1.0.002
446 |  | TRUE | 80 | 0 | 0 | 187.0775 |  |  |  | 0.1 | 2021-09-22 20:08:47 +0000 | 438c2ebff | 0.2.14 | :adv_dx_units: NECB_Default :airloop_economizer_type: NECB_Default :algorithm_type: parametric :analysis_id: reference :analysis_name: reference :boiler_eff: NECB_Default :btap_batch_version: 1.0.002 :building_type: RetailStandalone :chiller_type: NECB_Default :compute_environment: aws_batch :datapoint_id: 8eaf3743-3c83-4fc3-b2fb-640b3de19ccd :daylighting_type: NECB_Default :dcv_type: NECB_Default :door_construction_cond: NECB_Default :ecm_system_name: NECB_Default :electrical_loads_scale: NECB_Default :enable_costing: true :epw_file: CAN_NS_Halifax.Dockyard.713280_CWEC2016.epw :erv_package: NECB_Default :ext_floor_cond: NECB_Default :ext_roof_cond: NECB_Default :ext_wall_cond: NECB_Default :fdwr_set: NECB_Default :fixed_wind_solar_trans: NECB_Default :fixed_window_cond: NECB_Default :furnace_eff: NECB_Default :glass_door_cond: NECB_Default :glass_door_solar_trans: NECB_Default :ground_floor_cond: NECB_Default :ground_roof_cond: NECB_Default :ground_wall_cond: NECB_Default :image_name: btap_private_cli :infiltration_scale: NECB_Default :lights_scale: NECB_Default :lights_type: NECB_Default :nv_delta_temp_in_out: NECB_Default :nv_opening_fraction: NECB_Default :nv_temp_out_min: NECB_Default :nv_type: NECB_Default :oa_scale: NECB_Default :occupancy_loads_scale: NECB_Default :output_meters: [] :output_variables: [] :overhead_door_cond: NECB_Default :primary_heating_fuel: NaturalGas :pv_ground_azimuth_angle: NECB_Default :pv_ground_module_description: NECB_Default :pv_ground_tilt_angle: NECB_Default :pv_ground_total_area_pv_panels_m2: NECB_Default :pv_ground_type: NECB_Default :rotation_degrees: NECB_Default :run_annual_simulation: true :s3_bucket: '834599497928' :scale_x: NECB_Default :scale_y: NECB_Default :scale_z: NECB_Default :shw_eff: NECB_Default :skylight_cond: NECB_Default :skylight_solar_trans: NECB_Default :srr_set: NECB_Default :template: NECB2011 | reference | reference | 8eaf3743-3c83-4fc3-b2fb-640b3de19ccd | NECB2011 | RetailStandalone | NaturalGas | Natural Gas | CAN_NS_Halifax.Dockyard.713280_CWEC2016.epw | parametric |  | NECB_Default | NECB_Default | NECB_Default | NECB_Default | NECB_Default | NECB_Default | NECB_Default | NECB_Default | NECB_Default | NECB_Default | NECB_Default | NECB_Default | NECB_Default | NECB_Default | NECB_Default | NECB_Default | NECB_Default | NECB_Default | NECB_Default | NECB_Default | NECB_Default | NECB_Default | NECB_Default | NECB_Default | NECB_Default | NECB_Default | NECB_Default | NECB_Default | NECB_Default | NECB_Default | NECB_Default | NECB_Default | NECB_Default | NECB_Default | NECB_Default | NECB_Default | NECB_Default | NECB_Default | NECB_Default | NECB_Default | NECB_Default | NECB_Default | NECB_Default | NECB_Default | NECB_Default | aws_batch | 834599497928 | btap_private_cli |  | TRUE | TRUE |  |  | 90.5975 | 25.8294 | 63.0488 | 140.5666 | 2293.99 | 3471.0086 | 40 | RetailStandalone |  |  | 5 | RetailStandalone | 1 |  | 1 | NECB2011 | 0.24821 | 13984.1807 | 211.7572 | 43.4672 | 112.2906 | 4.8559 | 577.0351 | 204.6642 | HALIFAX | NOVA SCOTIA | 88.7849 | 16.0507 | 0 | 104.8356 | 17.4124 | 4.0514 | 0 | 21.4637 | 0 | 0.042825 | 0 | 0 | 0.43783 | 0.13838 | 0 | 0.3057 | 0.030964 | 0.22339 | 0.32256 | 0.0022755 | 0.76039 | 0.016857 | 50.8762 | 91.1484 | 40 | 0.757 | [5 empty] | 0.183 | 0.247 | 2.2 | 2.2 | 5 | Halifax Dockyard | CAN | 112 | 3647 | 44.655 | -63.577 | 6 | 4000 | NS | CAN_NS_Halifax.Dockyard.713280_CWEC2016.epw | 0.76039 | 25.8294 | 90.5975 | 6.8376 | 16.3064 | FALSE | FALSE | FALSE | FALSE | 4.994 | 4.4577 | 0 | 0 | 0 | 0 | 38.67 | 68.4695 | 0.41833 | 0.0061097 | 152.9 | 0 | 0.76039 | 40 | 37.5 | 12.33 | 12.33 |  | https://s3.console.aws.amazon.com/s3/buckets/834599497928?region=ca-central-1&prefix=phylroy.lopez/reference/reference/output/8eaf3743-3c83-4fc3-b2fb-640b3de19ccd/ | 1.0.002
447 |  | TRUE | 49 | 0 | 0 | 126.4005 |  |  |  | 0.1 | 2021-09-22 20:09:26 +0000 | 438c2ebff | 0.2.14 | :adv_dx_units: NECB_Default :airloop_economizer_type: NECB_Default :algorithm_type: parametric :analysis_id: reference :analysis_name: reference :boiler_eff: NECB_Default :btap_batch_version: 1.0.002 :building_type: QuickServiceRestaurant :chiller_type: NECB_Default :compute_environment: aws_batch :datapoint_id: d7bd77e3-85a3-4c56-a8fa-5d467881f918 :daylighting_type: NECB_Default :dcv_type: NECB_Default :door_construction_cond: NECB_Default :ecm_system_name: NECB_Default :electrical_loads_scale: NECB_Default :enable_costing: true :epw_file: CAN_NS_Halifax.Dockyard.713280_CWEC2016.epw :erv_package: NECB_Default :ext_floor_cond: NECB_Default :ext_roof_cond: NECB_Default :ext_wall_cond: NECB_Default :fdwr_set: NECB_Default :fixed_wind_solar_trans: NECB_Default :fixed_window_cond: NECB_Default :furnace_eff: NECB_Default :glass_door_cond: NECB_Default :glass_door_solar_trans: NECB_Default :ground_floor_cond: NECB_Default :ground_roof_cond: NECB_Default :ground_wall_cond: NECB_Default :image_name: btap_private_cli :infiltration_scale: NECB_Default :lights_scale: NECB_Default :lights_type: NECB_Default :nv_delta_temp_in_out: NECB_Default :nv_opening_fraction: NECB_Default :nv_temp_out_min: NECB_Default :nv_type: NECB_Default :oa_scale: NECB_Default :occupancy_loads_scale: NECB_Default :output_meters: [] :output_variables: [] :overhead_door_cond: NECB_Default :primary_heating_fuel: NaturalGas :pv_ground_azimuth_angle: NECB_Default :pv_ground_module_description: NECB_Default :pv_ground_tilt_angle: NECB_Default :pv_ground_total_area_pv_panels_m2: NECB_Default :pv_ground_type: NECB_Default :rotation_degrees: NECB_Default :run_annual_simulation: true :s3_bucket: '834599497928' :scale_x: NECB_Default :scale_y: NECB_Default :scale_z: NECB_Default :shw_eff: NECB_Default :skylight_cond: NECB_Default :skylight_solar_trans: NECB_Default :srr_set: NECB_Default :template: NECB2015 | reference | reference | d7bd77e3-85a3-4c56-a8fa-5d467881f918 | NECB2015 | QuickServiceRestaurant | NaturalGas | Natural Gas | CAN_NS_Halifax.Dockyard.713280_CWEC2016.epw | parametric |  | NECB_Default | NECB_Default | NECB_Default | NECB_Default | NECB_Default | NECB_Default | NECB_Default | NECB_Default | NECB_Default | NECB_Default | NECB_Default | NECB_Default | NECB_Default | NECB_Default | NECB_Default | NECB_Default | NECB_Default | NECB_Default | NECB_Default | NECB_Default | NECB_Default | NECB_Default | NECB_Default | NECB_Default | NECB_Default | NECB_Default | NECB_Default | NECB_Default | NECB_Default | NECB_Default | NECB_Default | NECB_Default | NECB_Default | NECB_Default | NECB_Default | NECB_Default | NECB_Default | NECB_Default | NECB_Default | NECB_Default | NECB_Default | NECB_Default | NECB_Default | NECB_Default | NECB_Default | aws_batch | 834599497928 | btap_private_cli |  | TRUE | TRUE |  |  | 476.7607 | 35.4073 | 605.4465 | 981.452 | 232.34 | 444.7457 | 40 | QuickServiceRestaurant |  |  | 0 | QuickServiceRestaurant | 1 |  | 1 | NECB2015 | 0.46263 | 961.3389 | 239.2422 | 147.0235 | 68.9808 | 38.3669 | 991.5872 | 497.9738 | HALIFAX | NOVA SCOTIA | 144.6834 | 157.5867 | 0 | 302.2702 | 28.3751 | 39.7764 | 0 | 68.1515 | 0 | 0.04063 | 0 | 0 | 0.71348 | 0.32517 | 0 | 3.029 | 0.10696 | 0.24021 | 3.1669 | 0.00051648 | 3.8804 | 0.13794 | 66.9391 | 483.9263 | 40 | 0.757 | [5 empty] | 0.183 | 0.247 | 2.2 |  | 0 | Halifax Dockyard | CAN | 112 | 3647 | 44.655 | -63.577 | 6 | 4000 | NS | CAN_NS_Halifax.Dockyard.713280_CWEC2016.epw | 3.8803 | 35.4073 | 476.7607 | 5.4235 | 17.2131 | FALSE | FALSE | FALSE | FALSE | 6.7476 | 9.3492 | 0 | 0 | 0 | 0 | 32.05 | 17.4284 | 0.33814 | 0.019402 | 123.59 | 0 | 3.8804 | 21.5 | 16.67 | 0 | 0 |  | https://s3.console.aws.amazon.com/s3/buckets/834599497928?region=ca-central-1&prefix=phylroy.lopez/reference/reference/output/d7bd77e3-85a3-4c56-a8fa-5d467881f918/ | 1.0.002
448 |  | TRUE | 52 | 0 | 0 | 126.4899 |  |  |  | 0.1 | 2021-09-22 20:09:15 +0000 | 438c2ebff | 0.2.14 | :adv_dx_units: NECB_Default :airloop_economizer_type: NECB_Default :algorithm_type: parametric :analysis_id: reference :analysis_name: reference :boiler_eff: NECB_Default :btap_batch_version: 1.0.002 :building_type: QuickServiceRestaurant :chiller_type: NECB_Default :compute_environment: aws_batch :datapoint_id: e5901680-7833-4876-afb7-9b2cd045b93f :daylighting_type: NECB_Default :dcv_type: NECB_Default :door_construction_cond: NECB_Default :ecm_system_name: NECB_Default :electrical_loads_scale: NECB_Default :enable_costing: true :epw_file: CAN_NS_Halifax.Dockyard.713280_CWEC2016.epw :erv_package: NECB_Default :ext_floor_cond: NECB_Default :ext_roof_cond: NECB_Default :ext_wall_cond: NECB_Default :fdwr_set: NECB_Default :fixed_wind_solar_trans: NECB_Default :fixed_window_cond: NECB_Default :furnace_eff: NECB_Default :glass_door_cond: NECB_Default :glass_door_solar_trans: NECB_Default :ground_floor_cond: NECB_Default :ground_roof_cond: NECB_Default :ground_wall_cond: NECB_Default :image_name: btap_private_cli :infiltration_scale: NECB_Default :lights_scale: NECB_Default :lights_type: NECB_Default :nv_delta_temp_in_out: NECB_Default :nv_opening_fraction: NECB_Default :nv_temp_out_min: NECB_Default :nv_type: NECB_Default :oa_scale: NECB_Default :occupancy_loads_scale: NECB_Default :output_meters: [] :output_variables: [] :overhead_door_cond: NECB_Default :primary_heating_fuel: Electricity :pv_ground_azimuth_angle: NECB_Default :pv_ground_module_description: NECB_Default :pv_ground_tilt_angle: NECB_Default :pv_ground_total_area_pv_panels_m2: NECB_Default :pv_ground_type: NECB_Default :rotation_degrees: NECB_Default :run_annual_simulation: true :s3_bucket: '834599497928' :scale_x: NECB_Default :scale_y: NECB_Default :scale_z: NECB_Default :shw_eff: NECB_Default :skylight_cond: NECB_Default :skylight_solar_trans: NECB_Default :srr_set: NECB_Default :template: NECB2015 | reference | reference | e5901680-7833-4876-afb7-9b2cd045b93f | NECB2015 | QuickServiceRestaurant | Electricity | Electricity | CAN_NS_Halifax.Dockyard.713280_CWEC2016.epw | parametric |  | NECB_Default | NECB_Default | NECB_Default | NECB_Default | NECB_Default | NECB_Default | NECB_Default | NECB_Default | NECB_Default | NECB_Default | NECB_Default | NECB_Default | NECB_Default | NECB_Default | NECB_Default | NECB_Default | NECB_Default | NECB_Default | NECB_Default | NECB_Default | NECB_Default | NECB_Default | NECB_Default | NECB_Default | NECB_Default | NECB_Default | NECB_Default | NECB_Default | NECB_Default | NECB_Default | NECB_Default | NECB_Default | NECB_Default | NECB_Default | NECB_Default | NECB_Default | NECB_Default | NECB_Default | NECB_Default | NECB_Default | NECB_Default | NECB_Default | NECB_Default | NECB_Default | NECB_Default | aws_batch | 834599497928 | btap_private_cli |  | TRUE | TRUE |  |  | 371.3775 | 34.8999 | 605.4704 | 738.3815 | 232.34 | 444.7457 | 40 | QuickServiceRestaurant |  |  | 0 | QuickServiceRestaurant | 1 |  | 1 | NECB2015 | 0.46263 | 961.3389 | 239.2422 | 16.2458 | 68.9808 | 48.576 | 946.0147 | 572.97 | HALIFAX | NOVA SCOTIA | 609.4474 | 0 | 0 | 609.4474 | 119.524 | 0 | 0 | 119.524 | 0 | 0.040286 | 0 | 0 | 3.0053 | 0.32495 | 0 | 2.1797 | 0.10696 | 0.24021 | 0 | 0 | 3.0053 | 0.1132 | 405.2026 | 0 | 40 | 0.757 | [5 empty] | 0.183 | 0.247 | 2.2 |  | 0 | Halifax Dockyard | CAN | 112 | 3647 | 44.655 | -63.577 | 6 | 4000 | NS | CAN_NS_Halifax.Dockyard.713280_CWEC2016.epw | 3.0053 | 34.8999 | 371.3775 | 5.4235 | 17.213 | FALSE | FALSE | FALSE | FALSE | 6.7476 | 9.3492 | 0 | 0.071956 | 0.0041287 | 26.3 | 0 | 17.4284 | 0.33814 | 0.019402 | 123.59 | 0 | 3.0053 | 21.5 | 16.67 | 0 | 0 |  | https://s3.console.aws.amazon.com/s3/buckets/834599497928?region=ca-central-1&prefix=phylroy.lopez/reference/reference/output/e5901680-7833-4876-afb7-9b2cd045b93f/ | 1.0.002
449 |  | TRUE | 48 | 0 | 0 | 125.5632 |  |  |  | 0.1 | 2021-09-22 20:09:24 +0000 | 438c2ebff | 0.2.14 | :adv_dx_units: NECB_Default :airloop_economizer_type: NECB_Default :algorithm_type: parametric :analysis_id: reference :analysis_name: reference :boiler_eff: NECB_Default :btap_batch_version: 1.0.002 :building_type: QuickServiceRestaurant :chiller_type: NECB_Default :compute_environment: aws_batch :datapoint_id: 0790ae2e-c9d0-42b1-bb44-55b858d9c48b :daylighting_type: NECB_Default :dcv_type: NECB_Default :door_construction_cond: NECB_Default :ecm_system_name: NECB_Default :electrical_loads_scale: NECB_Default :enable_costing: true :epw_file: CAN_AB_Edmonton.Intl.AP.711230_CWEC2016.epw :erv_package: NECB_Default :ext_floor_cond: NECB_Default :ext_roof_cond: NECB_Default :ext_wall_cond: NECB_Default :fdwr_set: NECB_Default :fixed_wind_solar_trans: NECB_Default :fixed_window_cond: NECB_Default :furnace_eff: NECB_Default :glass_door_cond: NECB_Default :glass_door_solar_trans: NECB_Default :ground_floor_cond: NECB_Default :ground_roof_cond: NECB_Default :ground_wall_cond: NECB_Default :image_name: btap_private_cli :infiltration_scale: NECB_Default :lights_scale: NECB_Default :lights_type: NECB_Default :nv_delta_temp_in_out: NECB_Default :nv_opening_fraction: NECB_Default :nv_temp_out_min: NECB_Default :nv_type: NECB_Default :oa_scale: NECB_Default :occupancy_loads_scale: NECB_Default :output_meters: [] :output_variables: [] :overhead_door_cond: NECB_Default :primary_heating_fuel: NaturalGas :pv_ground_azimuth_angle: NECB_Default :pv_ground_module_description: NECB_Default :pv_ground_tilt_angle: NECB_Default :pv_ground_total_area_pv_panels_m2: NECB_Default :pv_ground_type: NECB_Default :rotation_degrees: NECB_Default :run_annual_simulation: true :s3_bucket: '834599497928' :scale_x: NECB_Default :scale_y: NECB_Default :scale_z: NECB_Default :shw_eff: NECB_Default :skylight_cond: NECB_Default :skylight_solar_trans: NECB_Default :srr_set: NECB_Default :template: NECB2015 | reference | reference | 0790ae2e-c9d0-42b1-bb44-55b858d9c48b | NECB2015 | QuickServiceRestaurant | NaturalGas | Natural Gas | CAN_AB_Edmonton.Intl.AP.711230_CWEC2016.epw | parametric |  | NECB_Default | NECB_Default | NECB_Default | NECB_Default | NECB_Default | NECB_Default | NECB_Default | NECB_Default | NECB_Default | NECB_Default | NECB_Default | NECB_Default | NECB_Default | NECB_Default | NECB_Default | NECB_Default | NECB_Default | NECB_Default | NECB_Default | NECB_Default | NECB_Default | NECB_Default | NECB_Default | NECB_Default | NECB_Default | NECB_Default | NECB_Default | NECB_Default | NECB_Default | NECB_Default | NECB_Default | NECB_Default | NECB_Default | NECB_Default | NECB_Default | NECB_Default | NECB_Default | NECB_Default | NECB_Default | NECB_Default | NECB_Default | NECB_Default | NECB_Default | NECB_Default | NECB_Default | aws_batch | 834599497928 | btap_private_cli |  | TRUE | TRUE |  |  | 585.6853 | 38.2236 | 800.1803 | 1247.035 | 232.34 | 444.7457 | 32.5 | QuickServiceRestaurant |  |  | 0 | QuickServiceRestaurant | 1 |  | 1 | NECB2015 | 0.46263 | 961.3389 | 258.1658 | 156.7652 | 70.6817 | 39.0383 | 1038.722 | 514.071 | EDMONTON | ALBERTA | 155.2279 | 208.3693 | 0 | 363.5973 | 14.7124 | 14.8653 | 0 | 29.5777 | 0 | 0.032926 | 0 | 0 | 0.70728 | 0.32625 | 0 | 3.9762 | 0.10696 | 0.24021 | 4.1292 | 0.00094689 | 4.8365 | 0.15297 | 69.8256 | 592.1506 | 32.5 | 0.757 | [5 empty] | 0.162 | 0.21 | 2.2 |  | 0 | Edmonton Intl AP | CAN | 23 | 5588 | 53.31 | -113.579 | 7a | 5120 | AB | CAN_AB_Edmonton.Intl.AP.711230_CWEC2016.epw | 4.8365 | 38.2236 | 585.6853 | 4.0981 | 18.8469 | FALSE | FALSE | FALSE | FALSE | 10.0171 | 21.0081 | 0 | 0 | 0 | 0 | 35.54 | 17.4284 | 0.33814 | 0.019402 | 123.59 | 0 | 4.8365 | 17 | 15.5 | 0 | 0 |  | https://s3.console.aws.amazon.com/s3/buckets/834599497928?region=ca-central-1&prefix=phylroy.lopez/reference/reference/output/0790ae2e-c9d0-42b1-bb44-55b858d9c48b/ | 1.0.002
450 |  | TRUE | 51 | 0 | 0 | 126.1976 |  |  |  | 0.1 | 2021-09-22 20:09:10 +0000 | 438c2ebff | 0.2.14 | :adv_dx_units: NECB_Default :airloop_economizer_type: NECB_Default :algorithm_type: parametric :analysis_id: reference :analysis_name: reference :boiler_eff: NECB_Default :btap_batch_version: 1.0.002 :building_type: QuickServiceRestaurant :chiller_type: NECB_Default :compute_environment: aws_batch :datapoint_id: a1d2877c-8539-4c57-9b6f-89492a1dd71c :daylighting_type: NECB_Default :dcv_type: NECB_Default :door_construction_cond: NECB_Default :ecm_system_name: NECB_Default :electrical_loads_scale: NECB_Default :enable_costing: true :epw_file: CAN_AB_Edmonton.Intl.AP.711230_CWEC2016.epw :erv_package: NECB_Default :ext_floor_cond: NECB_Default :ext_roof_cond: NECB_Default :ext_wall_cond: NECB_Default :fdwr_set: NECB_Default :fixed_wind_solar_trans: NECB_Default :fixed_window_cond: NECB_Default :furnace_eff: NECB_Default :glass_door_cond: NECB_Default :glass_door_solar_trans: NECB_Default :ground_floor_cond: NECB_Default :ground_roof_cond: NECB_Default :ground_wall_cond: NECB_Default :image_name: btap_private_cli :infiltration_scale: NECB_Default :lights_scale: NECB_Default :lights_type: NECB_Default :nv_delta_temp_in_out: NECB_Default :nv_opening_fraction: NECB_Default :nv_temp_out_min: NECB_Default :nv_type: NECB_Default :oa_scale: NECB_Default :occupancy_loads_scale: NECB_Default :output_meters: [] :output_variables: [] :overhead_door_cond: NECB_Default :primary_heating_fuel: Electricity :pv_ground_azimuth_angle: NECB_Default :pv_ground_module_description: NECB_Default :pv_ground_tilt_angle: NECB_Default :pv_ground_total_area_pv_panels_m2: NECB_Default :pv_ground_type: NECB_Default :rotation_degrees: NECB_Default :run_annual_simulation: true :s3_bucket: '834599497928' :scale_x: NECB_Default :scale_y: NECB_Default :scale_z: NECB_Default :shw_eff: NECB_Default :skylight_cond: NECB_Default :skylight_solar_trans: NECB_Default :srr_set: NECB_Default :template: NECB2015 | reference | reference | a1d2877c-8539-4c57-9b6f-89492a1dd71c | NECB2015 | QuickServiceRestaurant | Electricity | Electricity | CAN_AB_Edmonton.Intl.AP.711230_CWEC2016.epw | parametric |  | NECB_Default | NECB_Default | NECB_Default | NECB_Default | NECB_Default | NECB_Default | NECB_Default | NECB_Default | NECB_Default | NECB_Default | NECB_Default | NECB_Default | NECB_Default | NECB_Default | NECB_Default | NECB_Default | NECB_Default | NECB_Default | NECB_Default | NECB_Default | NECB_Default | NECB_Default | NECB_Default | NECB_Default | NECB_Default | NECB_Default | NECB_Default | NECB_Default | NECB_Default | NECB_Default | NECB_Default | NECB_Default | NECB_Default | NECB_Default | NECB_Default | NECB_Default | NECB_Default | NECB_Default | NECB_Default | NECB_Default | NECB_Default | NECB_Default | NECB_Default | NECB_Default | NECB_Default | aws_batch | 834599497928 | btap_private_cli |  | TRUE | TRUE |  |  | 457.4628 | 37.6639 | 800.1324 | 934.7412 | 232.34 | 444.7457 | 32.5 | QuickServiceRestaurant |  |  | 0 | QuickServiceRestaurant | 1 |  | 1 | NECB2015 | 0.46263 | 961.3389 | 258.1658 | 18.4343 | 70.6817 | 48.9649 | 1005.1101 | 608.8634 | EDMONTON | ALBERTA | 814.6869 | 0 | 0 | 814.6869 | 77.2153 | 0 | 0 | 77.2153 | 0 | 0.032625 | 0 | 0 | 3.7122 | 0.32625 | 0 | 2.8805 | 0.10696 | 0.24021 | 0 | 0 | 3.7122 | 0.12568 | 494.4834 | 0 | 32.5 | 0.757 | [5 empty] | 0.162 | 0.21 | 2.2 |  | 0 | Edmonton Intl AP | CAN | 23 | 5588 | 53.31 | -113.579 | 7a | 5120 | AB | CAN_AB_Edmonton.Intl.AP.711230_CWEC2016.epw | 3.7122 | 37.6639 | 457.4628 | 4.098 | 18.8471 | FALSE | FALSE | FALSE | FALSE | 10.0171 | 21.0082 | 0 | 0.079891 | 0.0045839 | 29.2 | 0 | 17.4284 | 0.33814 | 0.019402 | 123.59 | 0 | 3.7122 | 17 | 15.5 | 0 | 0 |  | https://s3.console.aws.amazon.com/s3/buckets/834599497928?region=ca-central-1&prefix=phylroy.lopez/reference/reference/output/a1d2877c-8539-4c57-9b6f-89492a1dd71c/ | 1.0.002
451 |  | TRUE | 50 | 0 | 0 | 126.1166 |  |  |  | 0.1 | 2021-09-22 20:09:13 +0000 | 438c2ebff | 0.2.14 | :adv_dx_units: NECB_Default :airloop_economizer_type: NECB_Default :algorithm_type: parametric :analysis_id: reference :analysis_name: reference :boiler_eff: NECB_Default :btap_batch_version: 1.0.002 :building_type: QuickServiceRestaurant :chiller_type: NECB_Default :compute_environment: aws_batch :datapoint_id: 283e5b72-fcc5-419b-92b0-45e42d8259dd :daylighting_type: NECB_Default :dcv_type: NECB_Default :door_construction_cond: NECB_Default :ecm_system_name: NECB_Default :electrical_loads_scale: NECB_Default :enable_costing: true :epw_file: CAN_BC_Vancouver.Intl.AP.718920_CWEC2016.epw :erv_package: NECB_Default :ext_floor_cond: NECB_Default :ext_roof_cond: NECB_Default :ext_wall_cond: NECB_Default :fdwr_set: NECB_Default :fixed_wind_solar_trans: NECB_Default :fixed_window_cond: NECB_Default :furnace_eff: NECB_Default :glass_door_cond: NECB_Default :glass_door_solar_trans: NECB_Default :ground_floor_cond: NECB_Default :ground_roof_cond: NECB_Default :ground_wall_cond: NECB_Default :image_name: btap_private_cli :infiltration_scale: NECB_Default :lights_scale: NECB_Default :lights_type: NECB_Default :nv_delta_temp_in_out: NECB_Default :nv_opening_fraction: NECB_Default :nv_temp_out_min: NECB_Default :nv_type: NECB_Default :oa_scale: NECB_Default :occupancy_loads_scale: NECB_Default :output_meters: [] :output_variables: [] :overhead_door_cond: NECB_Default :primary_heating_fuel: Electricity :pv_ground_azimuth_angle: NECB_Default :pv_ground_module_description: NECB_Default :pv_ground_tilt_angle: NECB_Default :pv_ground_total_area_pv_panels_m2: NECB_Default :pv_ground_type: NECB_Default :rotation_degrees: NECB_Default :run_annual_simulation: true :s3_bucket: '834599497928' :scale_x: NECB_Default :scale_y: NECB_Default :scale_z: NECB_Default :shw_eff: NECB_Default :skylight_cond: NECB_Default :skylight_solar_trans: NECB_Default :srr_set: NECB_Default :template: NECB2015 | reference | reference | 283e5b72-fcc5-419b-92b0-45e42d8259dd | NECB2015 | QuickServiceRestaurant | Electricity | Electricity | CAN_BC_Vancouver.Intl.AP.718920_CWEC2016.epw | parametric |  | NECB_Default | NECB_Default | NECB_Default | NECB_Default | NECB_Default | NECB_Default | NECB_Default | NECB_Default | NECB_Default | NECB_Default | NECB_Default | NECB_Default | NECB_Default | NECB_Default | NECB_Default | NECB_Default | NECB_Default | NECB_Default | NECB_Default | NECB_Default | NECB_Default | NECB_Default | NECB_Default | NECB_Default | NECB_Default | NECB_Default | NECB_Default | NECB_Default | NECB_Default | NECB_Default | NECB_Default | NECB_Default | NECB_Default | NECB_Default | NECB_Default | NECB_Default | NECB_Default | NECB_Default | NECB_Default | NECB_Default | NECB_Default | NECB_Default | NECB_Default | NECB_Default | NECB_Default | aws_batch | 834599497928 | btap_private_cli |  | TRUE | TRUE |  |  | 249.1056 | 34.0053 | 472.3681 | 601.8478 | 232.34 | 444.7457 | 40 | QuickServiceRestaurant |  |  | 0 | QuickServiceRestaurant | 1 |  | 1 | NECB2015 | 0.46263 | 961.3389 | 244.1116 | 14.3778 | 63.325 | 48.7271 | 934.9705 | 564.4291 | VANCOUVER | BRITISH COLUMBIA | 7.1241 | 0 | 0 | 7.1241 | 71.141 | 0 | 0 | 71.141 | 0 | 0.030128 | 0 | 0 | 2.5138 | 0.32758 | 0 | 1.7005 | 0.10696 | 0.24021 | 0 | 0 | 2.5138 | 0.10842 | 284.8519 | 0 | 40 | 0.757 | [5 empty] | 0.227 | 0.315 | 2.4 |  | 0 | Vancouver Intl AP | CAN | 42 | 2797 | 49.195 | -123.184 | 4 | 2800 | BC | CAN_BC_Vancouver.Intl.AP.718920_CWEC2016.epw | 2.5138 | 34.0053 | 249.1056 | 3.6481 | 18.5042 | FALSE | FALSE | FALSE | FALSE | 8.8057 | 9.2906 | 0 | 0.068919 | 0.0039544 | 25.19 | 0 | 17.4284 | 0.33814 | 0.019402 | 123.59 | 0 | 2.5138 | 19.67 | 15.17 | 0 | 0 |  | https://s3.console.aws.amazon.com/s3/buckets/834599497928?region=ca-central-1&prefix=phylroy.lopez/reference/reference/output/283e5b72-fcc5-419b-92b0-45e42d8259dd/ | 1.0.002
452 |  | TRUE | 53 | 0 | 0 | 125.8033 |  |  |  | 0.1 | 2021-09-22 20:09:11 +0000 | 438c2ebff | 0.2.14 | :adv_dx_units: NECB_Default :airloop_economizer_type: NECB_Default :algorithm_type: parametric :analysis_id: reference :analysis_name: reference :boiler_eff: NECB_Default :btap_batch_version: 1.0.002 :building_type: QuickServiceRestaurant :chiller_type: NECB_Default :compute_environment: aws_batch :datapoint_id: 095db2db-a07f-4786-99b3-a31518fab926 :daylighting_type: NECB_Default :dcv_type: NECB_Default :door_construction_cond: NECB_Default :ecm_system_name: NECB_Default :electrical_loads_scale: NECB_Default :enable_costing: true :epw_file: CAN_AB_Calgary.Intl.AP.718770_CWEC2016.epw :erv_package: NECB_Default :ext_floor_cond: NECB_Default :ext_roof_cond: NECB_Default :ext_wall_cond: NECB_Default :fdwr_set: NECB_Default :fixed_wind_solar_trans: NECB_Default :fixed_window_cond: NECB_Default :furnace_eff: NECB_Default :glass_door_cond: NECB_Default :glass_door_solar_trans: NECB_Default :ground_floor_cond: NECB_Default :ground_roof_cond: NECB_Default :ground_wall_cond: NECB_Default :image_name: btap_private_cli :infiltration_scale: NECB_Default :lights_scale: NECB_Default :lights_type: NECB_Default :nv_delta_temp_in_out: NECB_Default :nv_opening_fraction: NECB_Default :nv_temp_out_min: NECB_Default :nv_type: NECB_Default :oa_scale: NECB_Default :occupancy_loads_scale: NECB_Default :output_meters: [] :output_variables: [] :overhead_door_cond: NECB_Default :primary_heating_fuel: Electricity :pv_ground_azimuth_angle: NECB_Default :pv_ground_module_description: NECB_Default :pv_ground_tilt_angle: NECB_Default :pv_ground_total_area_pv_panels_m2: NECB_Default :pv_ground_type: NECB_Default :rotation_degrees: NECB_Default :run_annual_simulation: true :s3_bucket: '834599497928' :scale_x: NECB_Default :scale_y: NECB_Default :scale_z: NECB_Default :shw_eff: NECB_Default :skylight_cond: NECB_Default :skylight_solar_trans: NECB_Default :srr_set: NECB_Default :template: NECB2015 | reference | reference | 095db2db-a07f-4786-99b3-a31518fab926 | NECB2015 | QuickServiceRestaurant | Electricity | Electricity | CAN_AB_Calgary.Intl.AP.718770_CWEC2016.epw | parametric |  | NECB_Default | NECB_Default | NECB_Default | NECB_Default | NECB_Default | NECB_Default | NECB_Default | NECB_Default | NECB_Default | NECB_Default | NECB_Default | NECB_Default | NECB_Default | NECB_Default | NECB_Default | NECB_Default | NECB_Default | NECB_Default | NECB_Default | NECB_Default | NECB_Default | NECB_Default | NECB_Default | NECB_Default | NECB_Default | NECB_Default | NECB_Default | NECB_Default | NECB_Default | NECB_Default | NECB_Default | NECB_Default | NECB_Default | NECB_Default | NECB_Default | NECB_Default | NECB_Default | NECB_Default | NECB_Default | NECB_Default | NECB_Default | NECB_Default | NECB_Default | NECB_Default | NECB_Default | aws_batch | 834599497928 | btap_private_cli |  | TRUE | TRUE |  |  | 431.3795 | 45.7257 | 645.3425 | 781.6012 | 232.34 | 444.7457 | 33.3 | QuickServiceRestaurant |  |  | 0 | QuickServiceRestaurant | 1 |  | 1 | NECB2015 | 0.46263 | 961.3389 | 263.2219 | 18.1048 | 68.0393 | 48.9881 | 974.9495 | 576.5955 | CALGARY | ALBERTA | 693.6801 | 0 | 0 | 693.6801 | 65.7464 | 0 | 0 | 65.7464 | 0 | 0.038564 | 0 | 0 | 3.1609 | 0.33141 | 0 | 2.3233 | 0.10696 | 0.24021 | 0 | 0 | 3.1609 | 0.12051 | 461.0714 | 0 | 33.3 | 0.757 | [5 empty] | 0.162 | 0.21 | 2.2 |  | 0 | Calgary Intl AP | CAN | 64 | 4781 | 51.114 | -114.02 | 7a | 5000 | AB | CAN_AB_Calgary.Intl.AP.718770_CWEC2016.epw | 3.1609 | 45.7257 | 431.3795 | 4.1305 | 19.5374 | FALSE | FALSE | FALSE | FALSE | 11.1516 | 18.6869 | 0 | 0.076607 | 0.0043955 | 28 | 0 | 17.4284 | 0.33814 | 0.019402 | 123.59 | 0 | 3.1609 | 21 | 17.67 | 0 | 0 |  | https://s3.console.aws.amazon.com/s3/buckets/834599497928?region=ca-central-1&prefix=phylroy.lopez/reference/reference/output/095db2db-a07f-4786-99b3-a31518fab926/ | 1.0.002
453 |  | TRUE | 54 | 0 | 0 | 125.9982 |  |  |  | 0.1 | 2021-09-22 20:09:18 +0000 | 438c2ebff | 0.2.14 | :adv_dx_units: NECB_Default :airloop_economizer_type: NECB_Default :algorithm_type: parametric :analysis_id: reference :analysis_name: reference :boiler_eff: NECB_Default :btap_batch_version: 1.0.002 :building_type: QuickServiceRestaurant :chiller_type: NECB_Default :compute_environment: aws_batch :datapoint_id: ea05d1f8-8350-4ba3-9122-c72884861478 :daylighting_type: NECB_Default :dcv_type: NECB_Default :door_construction_cond: NECB_Default :ecm_system_name: NECB_Default :electrical_loads_scale: NECB_Default :enable_costing: true :epw_file: CAN_ON_Toronto.Pearson.Intl.AP.716240_CWEC2016.epw :erv_package: NECB_Default :ext_floor_cond: NECB_Default :ext_roof_cond: NECB_Default :ext_wall_cond: NECB_Default :fdwr_set: NECB_Default :fixed_wind_solar_trans: NECB_Default :fixed_window_cond: NECB_Default :furnace_eff: NECB_Default :glass_door_cond: NECB_Default :glass_door_solar_trans: NECB_Default :ground_floor_cond: NECB_Default :ground_roof_cond: NECB_Default :ground_wall_cond: NECB_Default :image_name: btap_private_cli :infiltration_scale: NECB_Default :lights_scale: NECB_Default :lights_type: NECB_Default :nv_delta_temp_in_out: NECB_Default :nv_opening_fraction: NECB_Default :nv_temp_out_min: NECB_Default :nv_type: NECB_Default :oa_scale: NECB_Default :occupancy_loads_scale: NECB_Default :output_meters: [] :output_variables: [] :overhead_door_cond: NECB_Default :primary_heating_fuel: Electricity :pv_ground_azimuth_angle: NECB_Default :pv_ground_module_description: NECB_Default :pv_ground_tilt_angle: NECB_Default :pv_ground_total_area_pv_panels_m2: NECB_Default :pv_ground_type: NECB_Default :rotation_degrees: NECB_Default :run_annual_simulation: true :s3_bucket: '834599497928' :scale_x: NECB_Default :scale_y: NECB_Default :scale_z: NECB_Default :shw_eff: NECB_Default :skylight_cond: NECB_Default :skylight_solar_trans: NECB_Default :srr_set: NECB_Default :template: NECB2015 | reference | reference | ea05d1f8-8350-4ba3-9122-c72884861478 | NECB2015 | QuickServiceRestaurant | Electricity | Electricity | CAN_ON_Toronto.Pearson.Intl.AP.716240_CWEC2016.epw | parametric |  | NECB_Default | NECB_Default | NECB_Default | NECB_Default | NECB_Default | NECB_Default | NECB_Default | NECB_Default | NECB_Default | NECB_Default | NECB_Default | NECB_Default | NECB_Default | NECB_Default | NECB_Default | NECB_Default | NECB_Default | NECB_Default | NECB_Default | NECB_Default | NECB_Default | NECB_Default | NECB_Default | NECB_Default | NECB_Default | NECB_Default | NECB_Default | NECB_Default | NECB_Default | NECB_Default | NECB_Default | NECB_Default | NECB_Default | NECB_Default | NECB_Default | NECB_Default | NECB_Default | NECB_Default | NECB_Default | NECB_Default | NECB_Default | NECB_Default | NECB_Default | NECB_Default | NECB_Default | aws_batch | 834599497928 | btap_private_cli |  | TRUE | TRUE |  |  | 457.574 | 73.9158 | 579.0724 | 733.6232 | 232.34 | 444.7457 | 40 | QuickServiceRestaurant |  |  | 0 | QuickServiceRestaurant | 1 |  | 1 | NECB2015 | 0.46263 | 961.3389 | 279.4277 | 19.2891 | 71.3357 | 49.5028 | 1060.8864 | 641.3311 | TORONTO | ONTARIO | 16.5974 | 0 | 0 | 16.5974 | 132.9771 | 0 | 0 | 132.9771 | 0 | 0.10958 | 0 | 0 | 2.9882 | 0.33537 | 0 | 2.0847 | 0.10696 | 0.24021 | 0 | 0 | 2.9882 | 0.11143 | 488.121 | 0 | 40 | 0.757 | [5 empty] | 0.183 | 0.278 | 2.2 |  | 0 | Toronto Pearson Intl AP | CAN | 382 | 3615 | 43.677 | -79.631 | 5 | 3890 | ON | CAN_ON_Toronto.Pearson.Intl.AP.716240_CWEC2016.epw | 2.9882 | 73.9158 | 457.574 | 8.4881 | 15.7399 | FALSE | FALSE | FALSE | FALSE | 12.4831 | 11.0006 | 0 | 0.070834 | 0.0040643 | 25.89 | 0 | 17.4284 | 0.33814 | 0.019402 | 123.59 | 0 | 2.9882 | 34 | 26.83 | 0 | 0 |  | https://s3.console.aws.amazon.com/s3/buckets/834599497928?region=ca-central-1&prefix=phylroy.lopez/reference/reference/output/ea05d1f8-8350-4ba3-9122-c72884861478/ | 1.0.002
454 |  | TRUE | 47 | 0 | 0 | 126.985 |  |  |  | 0.1 | 2021-09-22 20:09:20 +0000 | 438c2ebff | 0.2.14 | :adv_dx_units: NECB_Default :airloop_economizer_type: NECB_Default :algorithm_type: parametric :analysis_id: reference :analysis_name: reference :boiler_eff: NECB_Default :btap_batch_version: 1.0.002 :building_type: QuickServiceRestaurant :chiller_type: NECB_Default :compute_environment: aws_batch :datapoint_id: 17ab01c0-616d-4d32-9afe-33cdb7354c17 :daylighting_type: NECB_Default :dcv_type: NECB_Default :door_construction_cond: NECB_Default :ecm_system_name: NECB_Default :electrical_loads_scale: NECB_Default :enable_costing: true :epw_file: CAN_BC_Vancouver.Intl.AP.718920_CWEC2016.epw :erv_package: NECB_Default :ext_floor_cond: NECB_Default :ext_roof_cond: NECB_Default :ext_wall_cond: NECB_Default :fdwr_set: NECB_Default :fixed_wind_solar_trans: NECB_Default :fixed_window_cond: NECB_Default :furnace_eff: NECB_Default :glass_door_cond: NECB_Default :glass_door_solar_trans: NECB_Default :ground_floor_cond: NECB_Default :ground_roof_cond: NECB_Default :ground_wall_cond: NECB_Default :image_name: btap_private_cli :infiltration_scale: NECB_Default :lights_scale: NECB_Default :lights_type: NECB_Default :nv_delta_temp_in_out: NECB_Default :nv_opening_fraction: NECB_Default :nv_temp_out_min: NECB_Default :nv_type: NECB_Default :oa_scale: NECB_Default :occupancy_loads_scale: NECB_Default :output_meters: [] :output_variables: [] :overhead_door_cond: NECB_Default :primary_heating_fuel: NaturalGas :pv_ground_azimuth_angle: NECB_Default :pv_ground_module_description: NECB_Default :pv_ground_tilt_angle: NECB_Default :pv_ground_total_area_pv_panels_m2: NECB_Default :pv_ground_type: NECB_Default :rotation_degrees: NECB_Default :run_annual_simulation: true :s3_bucket: '834599497928' :scale_x: NECB_Default :scale_y: NECB_Default :scale_z: NECB_Default :shw_eff: NECB_Default :skylight_cond: NECB_Default :skylight_solar_trans: NECB_Default :srr_set: NECB_Default :template: NECB2015 | reference | reference | 17ab01c0-616d-4d32-9afe-33cdb7354c17 | NECB2015 | QuickServiceRestaurant | NaturalGas | Natural Gas | CAN_BC_Vancouver.Intl.AP.718920_CWEC2016.epw | parametric |  | NECB_Default | NECB_Default | NECB_Default | NECB_Default | NECB_Default | NECB_Default | NECB_Default | NECB_Default | NECB_Default | NECB_Default | NECB_Default | NECB_Default | NECB_Default | NECB_Default | NECB_Default | NECB_Default | NECB_Default | NECB_Default | NECB_Default | NECB_Default | NECB_Default | NECB_Default | NECB_Default | NECB_Default | NECB_Default | NECB_Default | NECB_Default | NECB_Default | NECB_Default | NECB_Default | NECB_Default | NECB_Default | NECB_Default | NECB_Default | NECB_Default | NECB_Default | NECB_Default | NECB_Default | NECB_Default | NECB_Default | NECB_Default | NECB_Default | NECB_Default | NECB_Default | NECB_Default | aws_batch | 834599497928 | btap_private_cli |  | TRUE | TRUE |  |  | 326.8039 | 34.4973 | 472.117 | 803.4323 | 232.34 | 444.7457 | 40 | QuickServiceRestaurant |  |  | 0 | QuickServiceRestaurant | 1 |  | 1 | NECB2015 | 0.46263 | 961.3389 | 244.1116 | 144.887 | 63.325 | 38.6584 | 985.1595 | 494.1775 | VANCOUVER | BRITISH COLUMBIA | 2.0027 | 127.6916 | 0 | 129.6943 | 19.999 | 28.6464 | 0 | 48.6455 | 0 | 0.030257 | 0 | 0 | 0.70664 | 0.32883 | 0 | 2.4007 | 0.10696 | 0.24021 | 2.5329 | 0.00038736 | 3.2395 | 0.13218 | 66.1234 | 331.9712 | 40 | 0.757 | [5 empty] | 0.227 | 0.315 | 2.4 |  | 0 | Vancouver Intl AP | CAN | 42 | 2797 | 49.195 | -123.184 | 4 | 2800 | BC | CAN_BC_Vancouver.Intl.AP.718920_CWEC2016.epw | 3.2395 | 34.4973 | 326.8039 | 3.6482 | 18.504 | FALSE | FALSE | FALSE | FALSE | 8.8057 | 9.2905 | 0 | 0 | 0 | 0 | 30.71 | 17.4284 | 0.33814 | 0.019402 | 123.59 | 0 | 3.2395 | 19.5 | 15 | 0.17 | 0.17 |  | https://s3.console.aws.amazon.com/s3/buckets/834599497928?region=ca-central-1&prefix=phylroy.lopez/reference/reference/output/17ab01c0-616d-4d32-9afe-33cdb7354c17/ | 1.0.002
455 |  | TRUE | 50 | 0 | 0 | 126.7246 |  |  |  | 0.1 | 2021-09-22 20:09:20 +0000 | 438c2ebff | 0.2.14 | :adv_dx_units: NECB_Default :airloop_economizer_type: NECB_Default :algorithm_type: parametric :analysis_id: reference :analysis_name: reference :boiler_eff: NECB_Default :btap_batch_version: 1.0.002 :building_type: QuickServiceRestaurant :chiller_type: NECB_Default :compute_environment: aws_batch :datapoint_id: 235057b2-f904-4d3e-b95f-aa0abdfa0d2e :daylighting_type: NECB_Default :dcv_type: NECB_Default :door_construction_cond: NECB_Default :ecm_system_name: NECB_Default :electrical_loads_scale: NECB_Default :enable_costing: true :epw_file: CAN_AB_Calgary.Intl.AP.718770_CWEC2016.epw :erv_package: NECB_Default :ext_floor_cond: NECB_Default :ext_roof_cond: NECB_Default :ext_wall_cond: NECB_Default :fdwr_set: NECB_Default :fixed_wind_solar_trans: NECB_Default :fixed_window_cond: NECB_Default :furnace_eff: NECB_Default :glass_door_cond: NECB_Default :glass_door_solar_trans: NECB_Default :ground_floor_cond: NECB_Default :ground_roof_cond: NECB_Default :ground_wall_cond: NECB_Default :image_name: btap_private_cli :infiltration_scale: NECB_Default :lights_scale: NECB_Default :lights_type: NECB_Default :nv_delta_temp_in_out: NECB_Default :nv_opening_fraction: NECB_Default :nv_temp_out_min: NECB_Default :nv_type: NECB_Default :oa_scale: NECB_Default :occupancy_loads_scale: NECB_Default :output_meters: [] :output_variables: [] :overhead_door_cond: NECB_Default :primary_heating_fuel: NaturalGas :pv_ground_azimuth_angle: NECB_Default :pv_ground_module_description: NECB_Default :pv_ground_tilt_angle: NECB_Default :pv_ground_total_area_pv_panels_m2: NECB_Default :pv_ground_type: NECB_Default :rotation_degrees: NECB_Default :run_annual_simulation: true :s3_bucket: '834599497928' :scale_x: NECB_Default :scale_y: NECB_Default :scale_z: NECB_Default :shw_eff: NECB_Default :skylight_cond: NECB_Default :skylight_solar_trans: NECB_Default :srr_set: NECB_Default :template: NECB2015 | reference | reference | 235057b2-f904-4d3e-b95f-aa0abdfa0d2e | NECB2015 | QuickServiceRestaurant | NaturalGas | Natural Gas | CAN_AB_Calgary.Intl.AP.718770_CWEC2016.epw | parametric |  | NECB_Default | NECB_Default | NECB_Default | NECB_Default | NECB_Default | NECB_Default | NECB_Default | NECB_Default | NECB_Default | NECB_Default | NECB_Default | NECB_Default | NECB_Default | NECB_Default | NECB_Default | NECB_Default | NECB_Default | NECB_Default | NECB_Default | NECB_Default | NECB_Default | NECB_Default | NECB_Default | NECB_Default | NECB_Default | NECB_Default | NECB_Default | NECB_Default | NECB_Default | NECB_Default | NECB_Default | NECB_Default | NECB_Default | NECB_Default | NECB_Default | NECB_Default | NECB_Default | NECB_Default | NECB_Default | NECB_Default | NECB_Default | NECB_Default | NECB_Default | NECB_Default | NECB_Default | aws_batch | 834599497928 | btap_private_cli |  | TRUE | TRUE |  |  | 547.2489 | 46.4246 | 645.3665 | 1042.6411 | 232.34 | 444.7457 | 33.3 | QuickServiceRestaurant |  |  | 0 | QuickServiceRestaurant | 1 |  | 1 | NECB2015 | 0.46263 | 961.3389 | 263.2219 | 151.4547 | 68.0393 | 39.0296 | 1023.5391 | 501.7936 | CALGARY | ALBERTA | 157.6082 | 170.6891 | 0 | 328.2974 | 14.938 | 12.1772 | 0 | 27.1151 | 0 | 0.038865 | 0 | 0 | 0.71813 | 0.33141 | 0 | 3.2358 | 0.10696 | 0.24021 | 3.3825 | 0.00068865 | 4.1007 | 0.14672 | 78.2875 | 554.6688 | 33.3 | 0.757 | [5 empty] | 0.162 | 0.21 | 2.2 |  | 0 | Calgary Intl AP | CAN | 64 | 4781 | 51.114 | -114.02 | 7a | 5000 | AB | CAN_AB_Calgary.Intl.AP.718770_CWEC2016.epw | 4.1006 | 46.4246 | 547.2489 | 4.1306 | 19.5371 | FALSE | FALSE | FALSE | FALSE | 11.1516 | 18.6868 | 0 | 0 | 0 | 0 | 34.09 | 17.4284 | 0.33814 | 0.019402 | 123.59 | 0 | 4.1007 | 21 | 17.67 | 0 | 0 |  | https://s3.console.aws.amazon.com/s3/buckets/834599497928?region=ca-central-1&prefix=phylroy.lopez/reference/reference/output/235057b2-f904-4d3e-b95f-aa0abdfa0d2e/ | 1.0.002
456 |  | TRUE | 51 | 0 | 0 | 126.8275 |  |  |  | 0.1 | 2021-09-22 20:09:19 +0000 | 438c2ebff | 0.2.14 | :adv_dx_units: NECB_Default :airloop_economizer_type: NECB_Default :algorithm_type: parametric :analysis_id: reference :analysis_name: reference :boiler_eff: NECB_Default :btap_batch_version: 1.0.002 :building_type: QuickServiceRestaurant :chiller_type: NECB_Default :compute_environment: aws_batch :datapoint_id: 0f1aad36-11ca-40eb-aa72-ab7642b78c15 :daylighting_type: NECB_Default :dcv_type: NECB_Default :door_construction_cond: NECB_Default :ecm_system_name: NECB_Default :electrical_loads_scale: NECB_Default :enable_costing: true :epw_file: CAN_ON_Toronto.Pearson.Intl.AP.716240_CWEC2016.epw :erv_package: NECB_Default :ext_floor_cond: NECB_Default :ext_roof_cond: NECB_Default :ext_wall_cond: NECB_Default :fdwr_set: NECB_Default :fixed_wind_solar_trans: NECB_Default :fixed_window_cond: NECB_Default :furnace_eff: NECB_Default :glass_door_cond: NECB_Default :glass_door_solar_trans: NECB_Default :ground_floor_cond: NECB_Default :ground_roof_cond: NECB_Default :ground_wall_cond: NECB_Default :image_name: btap_private_cli :infiltration_scale: NECB_Default :lights_scale: NECB_Default :lights_type: NECB_Default :nv_delta_temp_in_out: NECB_Default :nv_opening_fraction: NECB_Default :nv_temp_out_min: NECB_Default :nv_type: NECB_Default :oa_scale: NECB_Default :occupancy_loads_scale: NECB_Default :output_meters: [] :output_variables: [] :overhead_door_cond: NECB_Default :primary_heating_fuel: NaturalGas :pv_ground_azimuth_angle: NECB_Default :pv_ground_module_description: NECB_Default :pv_ground_tilt_angle: NECB_Default :pv_ground_total_area_pv_panels_m2: NECB_Default :pv_ground_type: NECB_Default :rotation_degrees: NECB_Default :run_annual_simulation: true :s3_bucket: '834599497928' :scale_x: NECB_Default :scale_y: NECB_Default :scale_z: NECB_Default :shw_eff: NECB_Default :skylight_cond: NECB_Default :skylight_solar_trans: NECB_Default :srr_set: NECB_Default :template: NECB2015 | reference | reference | 0f1aad36-11ca-40eb-aa72-ab7642b78c15 | NECB2015 | QuickServiceRestaurant | NaturalGas | Natural Gas | CAN_ON_Toronto.Pearson.Intl.AP.716240_CWEC2016.epw | parametric |  | NECB_Default | NECB_Default | NECB_Default | NECB_Default | NECB_Default | NECB_Default | NECB_Default | NECB_Default | NECB_Default | NECB_Default | NECB_Default | NECB_Default | NECB_Default | NECB_Default | NECB_Default | NECB_Default | NECB_Default | NECB_Default | NECB_Default | NECB_Default | NECB_Default | NECB_Default | NECB_Default | NECB_Default | NECB_Default | NECB_Default | NECB_Default | NECB_Default | NECB_Default | NECB_Default | NECB_Default | NECB_Default | NECB_Default | NECB_Default | NECB_Default | NECB_Default | NECB_Default | NECB_Default | NECB_Default | NECB_Default | NECB_Default | NECB_Default | NECB_Default | NECB_Default | NECB_Default | aws_batch | 834599497928 | btap_private_cli |  | TRUE | TRUE |  |  | 579.9053 | 75.086 | 579.156 | 961.9882 | 232.34 | 444.7457 | 40 | QuickServiceRestaurant |  |  | 0 | QuickServiceRestaurant | 1 |  | 1 | NECB2015 | 0.46263 | 961.3389 | 279.4277 | 156.6401 | 71.3357 | 39.8721 | 1113.7173 | 566.4416 | TORONTO | ONTARIO | 4.4115 | 149.0531 | 0 | 153.4646 | 35.3449 | 26.3004 | 0 | 61.6452 | 0 | 0.11092 | 0 | 0 | 0.79422 | 0.33537 | 0 | 2.8803 | 0.10696 | 0.24021 | 3.0161 | 0.00077473 | 3.8103 | 0.13575 | 106.9946 | 586.5859 | 40 | 0.757 | [5 empty] | 0.183 | 0.278 | 2.2 |  | 0 | Toronto Pearson Intl AP | CAN | 382 | 3615 | 43.677 | -79.631 | 5 | 3890 | ON | CAN_ON_Toronto.Pearson.Intl.AP.716240_CWEC2016.epw | 3.8103 | 75.086 | 579.9053 | 8.4882 | 15.7396 | FALSE | FALSE | FALSE | FALSE | 12.4831 | 11.0004 | 0 | 0 | 0 | 0 | 31.54 | 17.4284 | 0.33814 | 0.019402 | 123.59 | 0 | 3.8103 | 34 | 26.83 | 0 | 0 |  | https://s3.console.aws.amazon.com/s3/buckets/834599497928?region=ca-central-1&prefix=phylroy.lopez/reference/reference/output/0f1aad36-11ca-40eb-aa72-ab7642b78c15/ | 1.0.002
457 |  | TRUE | 84 | 0 | 0 | 188.8036 |  |  |  | 0.1 | 2021-09-22 20:08:55 +0000 | 438c2ebff | 0.2.14 | :adv_dx_units: NECB_Default :airloop_economizer_type: NECB_Default :algorithm_type: parametric :analysis_id: reference :analysis_name: reference :boiler_eff: NECB_Default :btap_batch_version: 1.0.002 :building_type: RetailStandalone :chiller_type: NECB_Default :compute_environment: aws_batch :datapoint_id: c446ec5c-7b8d-420b-a853-acecfce7ea4d :daylighting_type: NECB_Default :dcv_type: NECB_Default :door_construction_cond: NECB_Default :ecm_system_name: NECB_Default :electrical_loads_scale: NECB_Default :enable_costing: true :epw_file: CAN_AB_Calgary.Intl.AP.718770_CWEC2016.epw :erv_package: NECB_Default :ext_floor_cond: NECB_Default :ext_roof_cond: NECB_Default :ext_wall_cond: NECB_Default :fdwr_set: NECB_Default :fixed_wind_solar_trans: NECB_Default :fixed_window_cond: NECB_Default :furnace_eff: NECB_Default :glass_door_cond: NECB_Default :glass_door_solar_trans: NECB_Default :ground_floor_cond: NECB_Default :ground_roof_cond: NECB_Default :ground_wall_cond: NECB_Default :image_name: btap_private_cli :infiltration_scale: NECB_Default :lights_scale: NECB_Default :lights_type: NECB_Default :nv_delta_temp_in_out: NECB_Default :nv_opening_fraction: NECB_Default :nv_temp_out_min: NECB_Default :nv_type: NECB_Default :oa_scale: NECB_Default :occupancy_loads_scale: NECB_Default :output_meters: [] :output_variables: [] :overhead_door_cond: NECB_Default :primary_heating_fuel: NaturalGas :pv_ground_azimuth_angle: NECB_Default :pv_ground_module_description: NECB_Default :pv_ground_tilt_angle: NECB_Default :pv_ground_total_area_pv_panels_m2: NECB_Default :pv_ground_type: NECB_Default :rotation_degrees: NECB_Default :run_annual_simulation: true :s3_bucket: '834599497928' :scale_x: NECB_Default :scale_y: NECB_Default :scale_z: NECB_Default :shw_eff: NECB_Default :skylight_cond: NECB_Default :skylight_solar_trans: NECB_Default :srr_set: NECB_Default :template: NECB2011 | reference | reference | c446ec5c-7b8d-420b-a853-acecfce7ea4d | NECB2011 | RetailStandalone | NaturalGas | Natural Gas | CAN_AB_Calgary.Intl.AP.718770_CWEC2016.epw | parametric |  | NECB_Default | NECB_Default | NECB_Default | NECB_Default | NECB_Default | NECB_Default | NECB_Default | NECB_Default | NECB_Default | NECB_Default | NECB_Default | NECB_Default | NECB_Default | NECB_Default | NECB_Default | NECB_Default | NECB_Default | NECB_Default | NECB_Default | NECB_Default | NECB_Default | NECB_Default | NECB_Default | NECB_Default | NECB_Default | NECB_Default | NECB_Default | NECB_Default | NECB_Default | NECB_Default | NECB_Default | NECB_Default | NECB_Default | NECB_Default | NECB_Default | NECB_Default | NECB_Default | NECB_Default | NECB_Default | NECB_Default | NECB_Default | NECB_Default | NECB_Default | NECB_Default | NECB_Default | aws_batch | 834599497928 | btap_private_cli |  | TRUE | TRUE |  |  | 97.2577 | 28.1037 | 57.8589 | 135.7157 | 2293.99 | 3471.0086 | 33.3 | RetailStandalone |  |  | 5 | RetailStandalone | 1 |  | 1 | NECB2011 | 0.24821 | 13984.1807 | 234.1134 | 44.3875 | 111.6157 | 4.9545 | 627.778 | 232.7069 | CALGARY | ALBERTA | 100.3635 | 14.6408 | 0 | 115.0043 | 9.5124 | 1.0445 | 0 | 10.5569 | 0 | 0.042267 | 0 | 0 | 0.45732 | 0.15351 | 0.0045292 | 0.27234 | 0.030964 | 0.22339 | 0.29014 | 0.0026591 | 0.74746 | 0.017794 | 54.801 | 97.8684 | 33.3 | 0.757 | [5 empty] | 0.162 | 0.21 | 2.2 | 2.2 | 5 | Calgary Intl AP | CAN | 64 | 4781 | 51.114 | -114.02 | 7a | 5000 | AB | CAN_AB_Calgary.Intl.AP.718770_CWEC2016.epw | 0.74746 | 28.1037 | 97.2577 | 5.7475 | 17.7009 | FALSE | FALSE | FALSE | FALSE | 9.1296 | 12.7296 | 0 | 0 | 0 | 0 | 40.82 | 68.4695 | 0.41833 | 0.0061097 | 152.9 | 0 | 0.74746 | 66.5 | 65.17 | 18.17 | 18.17 |  | https://s3.console.aws.amazon.com/s3/buckets/834599497928?region=ca-central-1&prefix=phylroy.lopez/reference/reference/output/c446ec5c-7b8d-420b-a853-acecfce7ea4d/ | 1.0.002
458 |  | TRUE | 82 | 0 | 0 | 188.4879 |  |  |  | 0.1 | 2021-09-22 20:08:49 +0000 | 438c2ebff | 0.2.14 | :adv_dx_units: NECB_Default :airloop_economizer_type: NECB_Default :algorithm_type: parametric :analysis_id: reference :analysis_name: reference :boiler_eff: NECB_Default :btap_batch_version: 1.0.002 :building_type: RetailStandalone :chiller_type: NECB_Default :compute_environment: aws_batch :datapoint_id: b86d2276-3978-45e3-9d00-89512f3a02d1 :daylighting_type: NECB_Default :dcv_type: NECB_Default :door_construction_cond: NECB_Default :ecm_system_name: NECB_Default :electrical_loads_scale: NECB_Default :enable_costing: true :epw_file: CAN_YT_Whitehorse.Intl.AP.719640_CWEC2016.epw :erv_package: NECB_Default :ext_floor_cond: NECB_Default :ext_roof_cond: NECB_Default :ext_wall_cond: NECB_Default :fdwr_set: NECB_Default :fixed_wind_solar_trans: NECB_Default :fixed_window_cond: NECB_Default :furnace_eff: NECB_Default :glass_door_cond: NECB_Default :glass_door_solar_trans: NECB_Default :ground_floor_cond: NECB_Default :ground_roof_cond: NECB_Default :ground_wall_cond: NECB_Default :image_name: btap_private_cli :infiltration_scale: NECB_Default :lights_scale: NECB_Default :lights_type: NECB_Default :nv_delta_temp_in_out: NECB_Default :nv_opening_fraction: NECB_Default :nv_temp_out_min: NECB_Default :nv_type: NECB_Default :oa_scale: NECB_Default :occupancy_loads_scale: NECB_Default :output_meters: [] :output_variables: [] :overhead_door_cond: NECB_Default :primary_heating_fuel: NaturalGas :pv_ground_azimuth_angle: NECB_Default :pv_ground_module_description: NECB_Default :pv_ground_tilt_angle: NECB_Default :pv_ground_total_area_pv_panels_m2: NECB_Default :pv_ground_type: NECB_Default :rotation_degrees: NECB_Default :run_annual_simulation: true :s3_bucket: '834599497928' :scale_x: NECB_Default :scale_y: NECB_Default :scale_z: NECB_Default :shw_eff: NECB_Default :skylight_cond: NECB_Default :skylight_solar_trans: NECB_Default :srr_set: NECB_Default :template: NECB2011 | reference | reference | b86d2276-3978-45e3-9d00-89512f3a02d1 | NECB2011 | RetailStandalone | NaturalGas | Natural Gas | CAN_YT_Whitehorse.Intl.AP.719640_CWEC2016.epw | parametric |  | NECB_Default | NECB_Default | NECB_Default | NECB_Default | NECB_Default | NECB_Default | NECB_Default | NECB_Default | NECB_Default | NECB_Default | NECB_Default | NECB_Default | NECB_Default | NECB_Default | NECB_Default | NECB_Default | NECB_Default | NECB_Default | NECB_Default | NECB_Default | NECB_Default | NECB_Default | NECB_Default | NECB_Default | NECB_Default | NECB_Default | NECB_Default | NECB_Default | NECB_Default | NECB_Default | NECB_Default | NECB_Default | NECB_Default | NECB_Default | NECB_Default | NECB_Default | NECB_Default | NECB_Default | NECB_Default | NECB_Default | NECB_Default | NECB_Default | NECB_Default | NECB_Default | NECB_Default | aws_batch | 834599497928 | btap_private_cli |  | TRUE | TRUE |  |  | 142.481 | 20.3108 | 89.6352 | 162.2719 | 2293.99 | 3471.0086 | 22.8 | RetailStandalone |  |  | 5 | RetailStandalone | 1 |  | 1 | NECB2011 | 0.24821 | 13984.1807 | 183.8923 | 39.7447 | 98.0372 | 4.6202 | 512.5936 | 186.2992 | WHITEHORSE | YUKON | 6.1997 | 22.1875 | 0 | 28.3872 | 14.1982 | 4.0442 | 0 | 18.2424 | 0 | 0.012524 | 0 | 0 | 0.39861 | 0.12313 | 0.0059634 | 0.42694 | 0.030964 | 0.22339 | 0.44589 | 0.0026373 | 0.84449 | 0.01895 | 45.1687 | 142.935 | 22.8 | 0.757 | [5 empty] | 0.162 | 0.21 | 2.2 | 2.2 | 5 | Whitehorse Intl AP | CAN | 5 | 6491 | 60.709 | -135.069 | 7b | 6580 | YT | CAN_YT_Whitehorse.Intl.AP.719640_CWEC2016.epw | 0.84449 | 20.3108 | 142.481 | 7.2462 | 13.2746 | TRUE | FALSE | FALSE | FALSE | 4.867 | 16.4116 | 0 | 0 | 0 | 0 | 43.47 | 68.4695 | 0.41833 | 0.0061097 | 152.9 | 0 | 0.84449 | 7.5 | 6 | 28.67 | 28.67 |  | https://s3.console.aws.amazon.com/s3/buckets/834599497928?region=ca-central-1&prefix=phylroy.lopez/reference/reference/output/b86d2276-3978-45e3-9d00-89512f3a02d1/ | 1.0.002
459 |  | TRUE | 83 | 0 | 0 | 189.2986 |  |  |  | 0.1 | 2021-09-22 20:08:49 +0000 | 438c2ebff | 0.2.14 | :adv_dx_units: NECB_Default :airloop_economizer_type: NECB_Default :algorithm_type: parametric :analysis_id: reference :analysis_name: reference :boiler_eff: NECB_Default :btap_batch_version: 1.0.002 :building_type: RetailStandalone :chiller_type: NECB_Default :compute_environment: aws_batch :datapoint_id: e929c76d-9217-4059-b491-dc1976bc5535 :daylighting_type: NECB_Default :dcv_type: NECB_Default :door_construction_cond: NECB_Default :ecm_system_name: NECB_Default :electrical_loads_scale: NECB_Default :enable_costing: true :epw_file: CAN_ON_Toronto.Pearson.Intl.AP.716240_CWEC2016.epw :erv_package: NECB_Default :ext_floor_cond: NECB_Default :ext_roof_cond: NECB_Default :ext_wall_cond: NECB_Default :fdwr_set: NECB_Default :fixed_wind_solar_trans: NECB_Default :fixed_window_cond: NECB_Default :furnace_eff: NECB_Default :glass_door_cond: NECB_Default :glass_door_solar_trans: NECB_Default :ground_floor_cond: NECB_Default :ground_roof_cond: NECB_Default :ground_wall_cond: NECB_Default :image_name: btap_private_cli :infiltration_scale: NECB_Default :lights_scale: NECB_Default :lights_type: NECB_Default :nv_delta_temp_in_out: NECB_Default :nv_opening_fraction: NECB_Default :nv_temp_out_min: NECB_Default :nv_type: NECB_Default :oa_scale: NECB_Default :occupancy_loads_scale: NECB_Default :output_meters: [] :output_variables: [] :overhead_door_cond: NECB_Default :primary_heating_fuel: Electricity :pv_ground_azimuth_angle: NECB_Default :pv_ground_module_description: NECB_Default :pv_ground_tilt_angle: NECB_Default :pv_ground_total_area_pv_panels_m2: NECB_Default :pv_ground_type: NECB_Default :rotation_degrees: NECB_Default :run_annual_simulation: true :s3_bucket: '834599497928' :scale_x: NECB_Default :scale_y: NECB_Default :scale_z: NECB_Default :shw_eff: NECB_Default :skylight_cond: NECB_Default :skylight_solar_trans: NECB_Default :srr_set: NECB_Default :template: NECB2011 | reference | reference | e929c76d-9217-4059-b491-dc1976bc5535 | NECB2011 | RetailStandalone | Electricity | Electricity | CAN_ON_Toronto.Pearson.Intl.AP.716240_CWEC2016.epw | parametric |  | NECB_Default | NECB_Default | NECB_Default | NECB_Default | NECB_Default | NECB_Default | NECB_Default | NECB_Default | NECB_Default | NECB_Default | NECB_Default | NECB_Default | NECB_Default | NECB_Default | NECB_Default | NECB_Default | NECB_Default | NECB_Default | NECB_Default | NECB_Default | NECB_Default | NECB_Default | NECB_Default | NECB_Default | NECB_Default | NECB_Default | NECB_Default | NECB_Default | NECB_Default | NECB_Default | NECB_Default | NECB_Default | NECB_Default | NECB_Default | NECB_Default | NECB_Default | NECB_Default | NECB_Default | NECB_Default | NECB_Default | NECB_Default | NECB_Default | NECB_Default | NECB_Default | NECB_Default | aws_batch | 834599497928 | btap_private_cli |  | TRUE | TRUE |  |  | 96.5218 | 37.2451 | 70.1362 | 136.8152 | 2293.99 | 3471.0086 | 40 | RetailStandalone |  |  | 5 | RetailStandalone | 1 |  | 1 | NECB2011 | 0.24821 | 13984.1807 | 245.5607 | 12.9667 | 118.0349 | 5.3952 | 633.9483 | 251.9909 | TORONTO | ONTARIO | 4.1484 | 0 | 0 | 4.1484 | 33.2364 | 0 | 0 | 33.2364 | 0 | 0.085227 | 0 | 0 | 0.74689 | 0.1411 | 0 | 0.25249 | 0.030964 | 0.22339 | 0 | 0 | 0.74689 | 0.013714 | 121.7425 | 0 | 40 | 0.757 | [5 empty] | 0.183 | 0.278 | 2.2 | 2.2 | 5 | Toronto Pearson Intl AP | CAN | 382 | 3615 | 43.677 | -79.631 | 5 | 3890 | ON | CAN_ON_Toronto.Pearson.Intl.AP.716240_CWEC2016.epw | 0.74689 | 37.2451 | 96.5218 | 9.0088 | 14.933 | FALSE | FALSE | FALSE | FALSE | 9.7642 | 5.8046 | 0 | 0.086074 | 0.0012571 | 31.46 | 0 | 68.4695 | 0.41833 | 0.0061097 | 152.9 | 0 | 0.74689 | 271.5 | 266.67 | 2.67 | 2.67 |  | https://s3.console.aws.amazon.com/s3/buckets/834599497928?region=ca-central-1&prefix=phylroy.lopez/reference/reference/output/e929c76d-9217-4059-b491-dc1976bc5535/ | 1.0.002
460 |  | TRUE | 77 | 0 | 0 | 188.3006 |  |  |  | 0.1 | 2021-09-22 20:08:57 +0000 | 438c2ebff | 0.2.14 | :adv_dx_units: NECB_Default :airloop_economizer_type: NECB_Default :algorithm_type: parametric :analysis_id: reference :analysis_name: reference :boiler_eff: NECB_Default :btap_batch_version: 1.0.002 :building_type: RetailStandalone :chiller_type: NECB_Default :compute_environment: aws_batch :datapoint_id: 1a113685-de18-4bda-92c6-83836379affc :daylighting_type: NECB_Default :dcv_type: NECB_Default :door_construction_cond: NECB_Default :ecm_system_name: NECB_Default :electrical_loads_scale: NECB_Default :enable_costing: true :epw_file: CAN_NS_Halifax.Dockyard.713280_CWEC2016.epw :erv_package: NECB_Default :ext_floor_cond: NECB_Default :ext_roof_cond: NECB_Default :ext_wall_cond: NECB_Default :fdwr_set: NECB_Default :fixed_wind_solar_trans: NECB_Default :fixed_window_cond: NECB_Default :furnace_eff: NECB_Default :glass_door_cond: NECB_Default :glass_door_solar_trans: NECB_Default :ground_floor_cond: NECB_Default :ground_roof_cond: NECB_Default :ground_wall_cond: NECB_Default :image_name: btap_private_cli :infiltration_scale: NECB_Default :lights_scale: NECB_Default :lights_type: NECB_Default :nv_delta_temp_in_out: NECB_Default :nv_opening_fraction: NECB_Default :nv_temp_out_min: NECB_Default :nv_type: NECB_Default :oa_scale: NECB_Default :occupancy_loads_scale: NECB_Default :output_meters: [] :output_variables: [] :overhead_door_cond: NECB_Default :primary_heating_fuel: NaturalGas :pv_ground_azimuth_angle: NECB_Default :pv_ground_module_description: NECB_Default :pv_ground_tilt_angle: NECB_Default :pv_ground_total_area_pv_panels_m2: NECB_Default :pv_ground_type: NECB_Default :rotation_degrees: NECB_Default :run_annual_simulation: true :s3_bucket: '834599497928' :scale_x: NECB_Default :scale_y: NECB_Default :scale_z: NECB_Default :shw_eff: NECB_Default :skylight_cond: NECB_Default :skylight_solar_trans: NECB_Default :srr_set: NECB_Default :template: NECB2015 | reference | reference | 1a113685-de18-4bda-92c6-83836379affc | NECB2015 | RetailStandalone | NaturalGas | Natural Gas | CAN_NS_Halifax.Dockyard.713280_CWEC2016.epw | parametric |  | NECB_Default | NECB_Default | NECB_Default | NECB_Default | NECB_Default | NECB_Default | NECB_Default | NECB_Default | NECB_Default | NECB_Default | NECB_Default | NECB_Default | NECB_Default | NECB_Default | NECB_Default | NECB_Default | NECB_Default | NECB_Default | NECB_Default | NECB_Default | NECB_Default | NECB_Default | NECB_Default | NECB_Default | NECB_Default | NECB_Default | NECB_Default | NECB_Default | NECB_Default | NECB_Default | NECB_Default | NECB_Default | NECB_Default | NECB_Default | NECB_Default | NECB_Default | NECB_Default | NECB_Default | NECB_Default | NECB_Default | NECB_Default | NECB_Default | NECB_Default | NECB_Default | NECB_Default | aws_batch | 834599497928 | btap_private_cli |  | TRUE | TRUE |  |  | 91.8187 | 25.8435 | 66.0143 | 143.0429 | 2293.99 | 3471.0086 | 40 | RetailStandalone |  |  | 5 | RetailStandalone | 1 |  | 1 | NECB2015 | 0.24821 | 13984.1807 | 211.7572 | 41.8415 | 112.2906 | 4.8559 | 573.3573 | 202.6121 | HALIFAX | NOVA SCOTIA | 85.1075 | 16.6047 | 0 | 101.7122 | 16.6912 | 4.1912 | 0 | 20.8824 | 0 | 0.042123 | 0 | 0 | 0.41969 | 0.13656 | 0 | 0.32078 | 0.032271 | 0.20616 | 0.33369 | 0.0025763 | 0.75339 | 0.012916 | 49.8036 | 92.288 | 40 | 0.757 | [5 empty] | 0.183 | 0.247 | 2.2 | 2.2 | 5 | Halifax Dockyard | CAN | 112 | 3647 | 44.655 | -63.577 | 6 | 4000 | NS | CAN_NS_Halifax.Dockyard.713280_CWEC2016.epw | 0.75338 | 25.8435 | 91.8187 | 6.8376 | 16.3063 | FALSE | FALSE | FALSE | FALSE | 4.9933 | 4.4563 | 0 | 0 | 0 | 0 | 29.63 | 68.4249 | 0.3214 | 0.0046971 | 117.47 | 0 | 0.75339 | 24.17 | 24.17 | 27.17 | 27.17 |  | https://s3.console.aws.amazon.com/s3/buckets/834599497928?region=ca-central-1&prefix=phylroy.lopez/reference/reference/output/1a113685-de18-4bda-92c6-83836379affc/ | 1.0.002
461 |  | TRUE | 77 | 0 | 0 | 189.409 |  |  |  | 0.1 | 2021-09-22 20:08:52 +0000 | 438c2ebff | 0.2.14 | :adv_dx_units: NECB_Default :airloop_economizer_type: NECB_Default :algorithm_type: parametric :analysis_id: reference :analysis_name: reference :boiler_eff: NECB_Default :btap_batch_version: 1.0.002 :building_type: RetailStandalone :chiller_type: NECB_Default :compute_environment: aws_batch :datapoint_id: 2531be2b-f092-40fd-99d8-0d00277a5191 :daylighting_type: NECB_Default :dcv_type: NECB_Default :door_construction_cond: NECB_Default :ecm_system_name: NECB_Default :electrical_loads_scale: NECB_Default :enable_costing: true :epw_file: CAN_QC_Montreal-Trudeau.Intl.AP.716270_CWEC2016.epw :erv_package: NECB_Default :ext_floor_cond: NECB_Default :ext_roof_cond: NECB_Default :ext_wall_cond: NECB_Default :fdwr_set: NECB_Default :fixed_wind_solar_trans: NECB_Default :fixed_window_cond: NECB_Default :furnace_eff: NECB_Default :glass_door_cond: NECB_Default :glass_door_solar_trans: NECB_Default :ground_floor_cond: NECB_Default :ground_roof_cond: NECB_Default :ground_wall_cond: NECB_Default :image_name: btap_private_cli :infiltration_scale: NECB_Default :lights_scale: NECB_Default :lights_type: NECB_Default :nv_delta_temp_in_out: NECB_Default :nv_opening_fraction: NECB_Default :nv_temp_out_min: NECB_Default :nv_type: NECB_Default :oa_scale: NECB_Default :occupancy_loads_scale: NECB_Default :output_meters: [] :output_variables: [] :overhead_door_cond: NECB_Default :primary_heating_fuel: NaturalGas :pv_ground_azimuth_angle: NECB_Default :pv_ground_module_description: NECB_Default :pv_ground_tilt_angle: NECB_Default :pv_ground_total_area_pv_panels_m2: NECB_Default :pv_ground_type: NECB_Default :rotation_degrees: NECB_Default :run_annual_simulation: true :s3_bucket: '834599497928' :scale_x: NECB_Default :scale_y: NECB_Default :scale_z: NECB_Default :shw_eff: NECB_Default :skylight_cond: NECB_Default :skylight_solar_trans: NECB_Default :srr_set: NECB_Default :template: NECB2015 | reference | reference | 2531be2b-f092-40fd-99d8-0d00277a5191 | NECB2015 | RetailStandalone | NaturalGas | Natural Gas | CAN_QC_Montreal-Trudeau.Intl.AP.716270_CWEC2016.epw | parametric |  | NECB_Default | NECB_Default | NECB_Default | NECB_Default | NECB_Default | NECB_Default | NECB_Default | NECB_Default | NECB_Default | NECB_Default | NECB_Default | NECB_Default | NECB_Default | NECB_Default | NECB_Default | NECB_Default | NECB_Default | NECB_Default | NECB_Default | NECB_Default | NECB_Default | NECB_Default | NECB_Default | NECB_Default | NECB_Default | NECB_Default | NECB_Default | NECB_Default | NECB_Default | NECB_Default | NECB_Default | NECB_Default | NECB_Default | NECB_Default | NECB_Default | NECB_Default | NECB_Default | NECB_Default | NECB_Default | NECB_Default | NECB_Default | NECB_Default | NECB_Default | NECB_Default | NECB_Default | aws_batch | 834599497928 | btap_private_cli |  | TRUE | TRUE |  |  | 124.8525 | 35.2219 | 88.5224 | 182.3884 | 2293.99 | 3471.0086 | 37.3 | RetailStandalone |  |  | 5 | RetailStandalone | 1 |  | 1 | NECB2015 | 0.24821 | 13984.1807 | 225.3645 | 43.5942 | 105.4935 | 4.8152 | 581.4212 | 202.1539 | MONTREAL | QUEBEC | 0.17516 | 21.9483 | 0 | 22.1235 | 11.1557 | 5.7492 | 0 | 16.9049 | 0 | 0.077049 | 0 | 0 | 0.45073 | 0.13248 | 0 | 0.43127 | 0.032271 | 0.20616 | 0.4443 | 0.0027768 | 0.89503 | 0.013025 | 58.7321 | 125.1477 | 37.3 | 0.757 | [5 empty] | 0.183 | 0.247 | 2.2 | 2.2 | 5 | Montreal-Trudeau Intl AP | CAN | 323 | 4090 | 45.471 | -73.741 | 6 | 4400 | QC | CAN_QC_Montreal-Trudeau.Intl.AP.716270_CWEC2016.epw | 0.89503 | 35.2219 | 124.8525 | 7.9427 | 17.6596 | FALSE | FALSE | FALSE | FALSE | 9.6736 | 11.5104 | 0 | 0 | 0 | 0 | 29.88 | 68.4249 | 0.3214 | 0.0046971 | 117.47 | 0 | 0.89503 | 153.83 | 153 | 14.5 | 14.17 |  | https://s3.console.aws.amazon.com/s3/buckets/834599497928?region=ca-central-1&prefix=phylroy.lopez/reference/reference/output/2531be2b-f092-40fd-99d8-0d00277a5191/ | 1.0.002
462 |  | TRUE | 79 | 0 | 0 | 189.3017 |  |  |  | 0.1 | 2021-09-22 20:09:00 +0000 | 438c2ebff | 0.2.14 | :adv_dx_units: NECB_Default :airloop_economizer_type: NECB_Default :algorithm_type: parametric :analysis_id: reference :analysis_name: reference :boiler_eff: NECB_Default :btap_batch_version: 1.0.002 :building_type: RetailStandalone :chiller_type: NECB_Default :compute_environment: aws_batch :datapoint_id: d247b9f1-b6f5-44fc-8ff9-cbf2b4b888ed :daylighting_type: NECB_Default :dcv_type: NECB_Default :door_construction_cond: NECB_Default :ecm_system_name: NECB_Default :electrical_loads_scale: NECB_Default :enable_costing: true :epw_file: CAN_AB_Edmonton.Intl.AP.711230_CWEC2016.epw :erv_package: NECB_Default :ext_floor_cond: NECB_Default :ext_roof_cond: NECB_Default :ext_wall_cond: NECB_Default :fdwr_set: NECB_Default :fixed_wind_solar_trans: NECB_Default :fixed_window_cond: NECB_Default :furnace_eff: NECB_Default :glass_door_cond: NECB_Default :glass_door_solar_trans: NECB_Default :ground_floor_cond: NECB_Default :ground_roof_cond: NECB_Default :ground_wall_cond: NECB_Default :image_name: btap_private_cli :infiltration_scale: NECB_Default :lights_scale: NECB_Default :lights_type: NECB_Default :nv_delta_temp_in_out: NECB_Default :nv_opening_fraction: NECB_Default :nv_temp_out_min: NECB_Default :nv_type: NECB_Default :oa_scale: NECB_Default :occupancy_loads_scale: NECB_Default :output_meters: [] :output_variables: [] :overhead_door_cond: NECB_Default :primary_heating_fuel: NaturalGas :pv_ground_azimuth_angle: NECB_Default :pv_ground_module_description: NECB_Default :pv_ground_tilt_angle: NECB_Default :pv_ground_total_area_pv_panels_m2: NECB_Default :pv_ground_type: NECB_Default :rotation_degrees: NECB_Default :run_annual_simulation: true :s3_bucket: '834599497928' :scale_x: NECB_Default :scale_y: NECB_Default :scale_z: NECB_Default :shw_eff: NECB_Default :skylight_cond: NECB_Default :skylight_solar_trans: NECB_Default :srr_set: NECB_Default :template: NECB2015 | reference | reference | d247b9f1-b6f5-44fc-8ff9-cbf2b4b888ed | NECB2015 | RetailStandalone | NaturalGas | Natural Gas | CAN_AB_Edmonton.Intl.AP.711230_CWEC2016.epw | parametric |  | NECB_Default | NECB_Default | NECB_Default | NECB_Default | NECB_Default | NECB_Default | NECB_Default | NECB_Default | NECB_Default | NECB_Default | NECB_Default | NECB_Default | NECB_Default | NECB_Default | NECB_Default | NECB_Default | NECB_Default | NECB_Default | NECB_Default | NECB_Default | NECB_Default | NECB_Default | NECB_Default | NECB_Default | NECB_Default | NECB_Default | NECB_Default | NECB_Default | NECB_Default | NECB_Default | NECB_Default | NECB_Default | NECB_Default | NECB_Default | NECB_Default | NECB_Default | NECB_Default | NECB_Default | NECB_Default | NECB_Default | NECB_Default | NECB_Default | NECB_Default | NECB_Default | NECB_Default | aws_batch | 834599497928 | btap_private_cli |  | TRUE | TRUE |  |  | 135.3287 | 25.2499 | 74.654 | 153.9445 | 2293.99 | 3471.0086 | 32.5 | RetailStandalone |  |  | 5 | RetailStandalone | 1 |  | 1 | NECB2015 | 0.24821 | 13984.1807 | 229.0073 | 45.1633 | 115.2609 | 4.9653 | 615.3081 | 220.9113 | EDMONTON | ALBERTA | 94.305 | 18.6261 | 0 | 112.9311 | 8.9381 | 1.3288 | 0 | 10.2669 | 0 | 0.039638 | 0 | 0 | 0.42972 | 0.14204 | 0.0061988 | 0.35502 | 0.032271 | 0.20616 | 0.36911 | 0.0034089 | 0.79883 | 0.014089 | 50.295 | 135.807 | 32.5 | 0.757 | [5 empty] | 0.162 | 0.21 | 2.2 | 2.2 | 5 | Edmonton Intl AP | CAN | 23 | 5588 | 53.31 | -113.579 | 7a | 5120 | AB | CAN_AB_Edmonton.Intl.AP.711230_CWEC2016.epw | 0.79883 | 25.2499 | 135.3287 | 5.7944 | 16.586 | FALSE | FALSE | FALSE | FALSE | 8.1586 | 14.7522 | 0 | 0 | 0 | 0 | 32.32 | 68.4249 | 0.3214 | 0.0046971 | 117.47 | 0 | 0.79883 | 7 | 7 | 23.83 | 23.83 |  | https://s3.console.aws.amazon.com/s3/buckets/834599497928?region=ca-central-1&prefix=phylroy.lopez/reference/reference/output/d247b9f1-b6f5-44fc-8ff9-cbf2b4b888ed/ | 1.0.002
463 |  | TRUE | 80 | 0 | 0 | 190.3999 |  |  |  | 0.1 | 2021-09-22 20:08:51 +0000 | 438c2ebff | 0.2.14 | :adv_dx_units: NECB_Default :airloop_economizer_type: NECB_Default :algorithm_type: parametric :analysis_id: reference :analysis_name: reference :boiler_eff: NECB_Default :btap_batch_version: 1.0.002 :building_type: RetailStandalone :chiller_type: NECB_Default :compute_environment: aws_batch :datapoint_id: 1ab16bb0-5663-46b9-b79c-196fc9dc75c7 :daylighting_type: NECB_Default :dcv_type: NECB_Default :door_construction_cond: NECB_Default :ecm_system_name: NECB_Default :electrical_loads_scale: NECB_Default :enable_costing: true :epw_file: CAN_QC_Montreal-Trudeau.Intl.AP.716270_CWEC2016.epw :erv_package: NECB_Default :ext_floor_cond: NECB_Default :ext_roof_cond: NECB_Default :ext_wall_cond: NECB_Default :fdwr_set: NECB_Default :fixed_wind_solar_trans: NECB_Default :fixed_window_cond: NECB_Default :furnace_eff: NECB_Default :glass_door_cond: NECB_Default :glass_door_solar_trans: NECB_Default :ground_floor_cond: NECB_Default :ground_roof_cond: NECB_Default :ground_wall_cond: NECB_Default :image_name: btap_private_cli :infiltration_scale: NECB_Default :lights_scale: NECB_Default :lights_type: NECB_Default :nv_delta_temp_in_out: NECB_Default :nv_opening_fraction: NECB_Default :nv_temp_out_min: NECB_Default :nv_type: NECB_Default :oa_scale: NECB_Default :occupancy_loads_scale: NECB_Default :output_meters: [] :output_variables: [] :overhead_door_cond: NECB_Default :primary_heating_fuel: Electricity :pv_ground_azimuth_angle: NECB_Default :pv_ground_module_description: NECB_Default :pv_ground_tilt_angle: NECB_Default :pv_ground_total_area_pv_panels_m2: NECB_Default :pv_ground_type: NECB_Default :rotation_degrees: NECB_Default :run_annual_simulation: true :s3_bucket: '834599497928' :scale_x: NECB_Default :scale_y: NECB_Default :scale_z: NECB_Default :shw_eff: NECB_Default :skylight_cond: NECB_Default :skylight_solar_trans: NECB_Default :srr_set: NECB_Default :template: NECB2015 | reference | reference | 1ab16bb0-5663-46b9-b79c-196fc9dc75c7 | NECB2015 | RetailStandalone | Electricity | Electricity | CAN_QC_Montreal-Trudeau.Intl.AP.716270_CWEC2016.epw | parametric |  | NECB_Default | NECB_Default | NECB_Default | NECB_Default | NECB_Default | NECB_Default | NECB_Default | NECB_Default | NECB_Default | NECB_Default | NECB_Default | NECB_Default | NECB_Default | NECB_Default | NECB_Default | NECB_Default | NECB_Default | NECB_Default | NECB_Default | NECB_Default | NECB_Default | NECB_Default | NECB_Default | NECB_Default | NECB_Default | NECB_Default | NECB_Default | NECB_Default | NECB_Default | NECB_Default | NECB_Default | NECB_Default | NECB_Default | NECB_Default | NECB_Default | NECB_Default | NECB_Default | NECB_Default | NECB_Default | NECB_Default | NECB_Default | NECB_Default | NECB_Default | NECB_Default | NECB_Default | aws_batch | 834599497928 | btap_private_cli |  | TRUE | TRUE |  |  | 97.492 | 34.5352 | 88.6253 | 149.2499 | 2293.99 | 3471.0086 | 37.3 | RetailStandalone |  |  | 5 | RetailStandalone | 1 |  | 1 | NECB2015 | 0.24821 | 13984.1807 | 225.3645 | 11.9398 | 105.4935 | 5.2467 | 574.985 | 226.9406 | MONTREAL | QUEBEC | 0.30145 | 0 | 0 | 0.30145 | 19.1994 | 0 | 0 | 19.1994 | 0 | 0.075545 | 0 | 0 | 0.77573 | 0.13177 | 0 | 0.31905 | 0.032271 | 0.20616 | 0 | 0 | 0.77573 | 0.010929 | 113.1895 | 0 | 37.3 | 0.757 | [5 empty] | 0.183 | 0.247 | 2.2 | 2.2 | 5 | Montreal-Trudeau Intl AP | CAN | 323 | 4090 | 45.471 | -73.741 | 6 | 4400 | QC | CAN_QC_Montreal-Trudeau.Intl.AP.716270_CWEC2016.epw | 0.77573 | 34.5352 | 97.492 | 7.9427 | 17.6596 | FALSE | FALSE | FALSE | FALSE | 9.6736 | 11.5104 | 0 | 0.068591 | 0.0010024 | 25.07 | 0 | 68.4249 | 0.3214 | 0.0046971 | 117.47 | 0 | 0.77573 | 154 | 153.17 | 3.5 | 3.5 |  | https://s3.console.aws.amazon.com/s3/buckets/834599497928?region=ca-central-1&prefix=phylroy.lopez/reference/reference/output/1ab16bb0-5663-46b9-b79c-196fc9dc75c7/ | 1.0.002
464 |  | TRUE | 71 | 0 | 0 | 188.4969 |  |  |  | 0.1 | 2021-09-22 20:08:55 +0000 | 438c2ebff | 0.2.14 | :adv_dx_units: NECB_Default :airloop_economizer_type: NECB_Default :algorithm_type: parametric :analysis_id: reference :analysis_name: reference :boiler_eff: NECB_Default :btap_batch_version: 1.0.002 :building_type: RetailStandalone :chiller_type: NECB_Default :compute_environment: aws_batch :datapoint_id: 5052a29f-168e-499e-a598-26ade7f418e6 :daylighting_type: NECB_Default :dcv_type: NECB_Default :door_construction_cond: NECB_Default :ecm_system_name: NECB_Default :electrical_loads_scale: NECB_Default :enable_costing: true :epw_file: CAN_BC_Vancouver.Intl.AP.718920_CWEC2016.epw :erv_package: NECB_Default :ext_floor_cond: NECB_Default :ext_roof_cond: NECB_Default :ext_wall_cond: NECB_Default :fdwr_set: NECB_Default :fixed_wind_solar_trans: NECB_Default :fixed_window_cond: NECB_Default :furnace_eff: NECB_Default :glass_door_cond: NECB_Default :glass_door_solar_trans: NECB_Default :ground_floor_cond: NECB_Default :ground_roof_cond: NECB_Default :ground_wall_cond: NECB_Default :image_name: btap_private_cli :infiltration_scale: NECB_Default :lights_scale: NECB_Default :lights_type: NECB_Default :nv_delta_temp_in_out: NECB_Default :nv_opening_fraction: NECB_Default :nv_temp_out_min: NECB_Default :nv_type: NECB_Default :oa_scale: NECB_Default :occupancy_loads_scale: NECB_Default :output_meters: [] :output_variables: [] :overhead_door_cond: NECB_Default :primary_heating_fuel: NaturalGas :pv_ground_azimuth_angle: NECB_Default :pv_ground_module_description: NECB_Default :pv_ground_tilt_angle: NECB_Default :pv_ground_total_area_pv_panels_m2: NECB_Default :pv_ground_type: NECB_Default :rotation_degrees: NECB_Default :run_annual_simulation: true :s3_bucket: '834599497928' :scale_x: NECB_Default :scale_y: NECB_Default :scale_z: NECB_Default :shw_eff: NECB_Default :skylight_cond: NECB_Default :skylight_solar_trans: NECB_Default :srr_set: NECB_Default :template: NECB2015 | reference | reference | 5052a29f-168e-499e-a598-26ade7f418e6 | NECB2015 | RetailStandalone | NaturalGas | Natural Gas | CAN_BC_Vancouver.Intl.AP.718920_CWEC2016.epw | parametric |  | NECB_Default | NECB_Default | NECB_Default | NECB_Default | NECB_Default | NECB_Default | NECB_Default | NECB_Default | NECB_Default | NECB_Default | NECB_Default | NECB_Default | NECB_Default | NECB_Default | NECB_Default | NECB_Default | NECB_Default | NECB_Default | NECB_Default | NECB_Default | NECB_Default | NECB_Default | NECB_Default | NECB_Default | NECB_Default | NECB_Default | NECB_Default | NECB_Default | NECB_Default | NECB_Default | NECB_Default | NECB_Default | NECB_Default | NECB_Default | NECB_Default | NECB_Default | NECB_Default | NECB_Default | NECB_Default | NECB_Default | NECB_Default | NECB_Default | NECB_Default | NECB_Default | NECB_Default | aws_batch | 834599497928 | btap_private_cli |  | TRUE | TRUE |  |  | 74.1536 | 24.4888 | 50.9265 | 122.3741 | 2293.99 | 3471.0086 | 40 | RetailStandalone |  |  | 5 | RetailStandalone | 1 |  | 1 | NECB2015 | 0.24821 | 13984.1807 | 217.5985 | 41.0811 | 102.2195 | 4.8713 | 571.2083 | 205.4378 | VANCOUVER | BRITISH COLUMBIA | 1.1872 | 13.1115 | 0 | 14.2987 | 11.855 | 2.9415 | 0 | 14.7964 | 0 | 0.040589 | 0 | 0 | 0.4189 | 0.13741 | 0 | 0.24767 | 0.032271 | 0.20616 | 0.26008 | 0.002476 | 0.67898 | 0.012402 | 48.4179 | 74.5713 | 40 | 0.757 | [5 empty] | 0.227 | 0.315 | 2.4 | 2.4 | 5 | Vancouver Intl AP | CAN | 42 | 2797 | 49.195 | -123.184 | 4 | 2800 | BC | CAN_BC_Vancouver.Intl.AP.718920_CWEC2016.epw | 0.67898 | 24.4888 | 74.1536 | 5.452 | 17.8436 | FALSE | FALSE | FALSE | FALSE | 7.5394 | 4.956 | 0 | 0 | 0 | 0 | 28.45 | 68.4249 | 0.3214 | 0.0046971 | 117.47 | 0 | 0.67898 | 90.67 | 90.67 | 24.67 | 24.67 |  | https://s3.console.aws.amazon.com/s3/buckets/834599497928?region=ca-central-1&prefix=phylroy.lopez/reference/reference/output/5052a29f-168e-499e-a598-26ade7f418e6/ | 1.0.002
465 |  | TRUE | 80 | 0 | 0 | 189.7291 |  |  |  | 0.1 | 2021-09-22 20:08:48 +0000 | 438c2ebff | 0.2.14 | :adv_dx_units: NECB_Default :airloop_economizer_type: NECB_Default :algorithm_type: parametric :analysis_id: reference :analysis_name: reference :boiler_eff: NECB_Default :btap_batch_version: 1.0.002 :building_type: RetailStandalone :chiller_type: NECB_Default :compute_environment: aws_batch :datapoint_id: 9705e991-99b8-48f7-ae16-fe10e7bc25a7 :daylighting_type: NECB_Default :dcv_type: NECB_Default :door_construction_cond: NECB_Default :ecm_system_name: NECB_Default :electrical_loads_scale: NECB_Default :enable_costing: true :epw_file: CAN_NS_Halifax.Dockyard.713280_CWEC2016.epw :erv_package: NECB_Default :ext_floor_cond: NECB_Default :ext_roof_cond: NECB_Default :ext_wall_cond: NECB_Default :fdwr_set: NECB_Default :fixed_wind_solar_trans: NECB_Default :fixed_window_cond: NECB_Default :furnace_eff: NECB_Default :glass_door_cond: NECB_Default :glass_door_solar_trans: NECB_Default :ground_floor_cond: NECB_Default :ground_roof_cond: NECB_Default :ground_wall_cond: NECB_Default :image_name: btap_private_cli :infiltration_scale: NECB_Default :lights_scale: NECB_Default :lights_type: NECB_Default :nv_delta_temp_in_out: NECB_Default :nv_opening_fraction: NECB_Default :nv_temp_out_min: NECB_Default :nv_type: NECB_Default :oa_scale: NECB_Default :occupancy_loads_scale: NECB_Default :output_meters: [] :output_variables: [] :overhead_door_cond: NECB_Default :primary_heating_fuel: Electricity :pv_ground_azimuth_angle: NECB_Default :pv_ground_module_description: NECB_Default :pv_ground_tilt_angle: NECB_Default :pv_ground_total_area_pv_panels_m2: NECB_Default :pv_ground_type: NECB_Default :rotation_degrees: NECB_Default :run_annual_simulation: true :s3_bucket: '834599497928' :scale_x: NECB_Default :scale_y: NECB_Default :scale_z: NECB_Default :shw_eff: NECB_Default :skylight_cond: NECB_Default :skylight_solar_trans: NECB_Default :srr_set: NECB_Default :template: NECB2015 | reference | reference | 9705e991-99b8-48f7-ae16-fe10e7bc25a7 | NECB2015 | RetailStandalone | Electricity | Electricity | CAN_NS_Halifax.Dockyard.713280_CWEC2016.epw | parametric |  | NECB_Default | NECB_Default | NECB_Default | NECB_Default | NECB_Default | NECB_Default | NECB_Default | NECB_Default | NECB_Default | NECB_Default | NECB_Default | NECB_Default | NECB_Default | NECB_Default | NECB_Default | NECB_Default | NECB_Default | NECB_Default | NECB_Default | NECB_Default | NECB_Default | NECB_Default | NECB_Default | NECB_Default | NECB_Default | NECB_Default | NECB_Default | NECB_Default | NECB_Default | NECB_Default | NECB_Default | NECB_Default | NECB_Default | NECB_Default | NECB_Default | NECB_Default | NECB_Default | NECB_Default | NECB_Default | NECB_Default | NECB_Default | NECB_Default | NECB_Default | NECB_Default | NECB_Default | aws_batch | 834599497928 | btap_private_cli |  | TRUE | TRUE |  |  | 70.2221 | 25.3429 | 66.0676 | 118.2438 | 2293.99 | 3471.0086 | 40 | RetailStandalone |  |  | 5 | RetailStandalone | 1 |  | 1 | NECB2015 | 0.24821 | 13984.1807 | 211.7572 | 11.6586 | 112.2906 | 5.2773 | 568.5908 | 227.6072 | HALIFAX | NOVA SCOTIA | 134.6717 | 0 | 0 | 134.6717 | 26.4116 | 0 | 0 | 26.4116 | 0 | 0.041317 | 0 | 0 | 0.66411 | 0.13567 | 0 | 0.23784 | 0.032271 | 0.20616 | 0 | 0 | 0.66411 | 0.01085 | 88.7773 | 0 | 40 | 0.757 | [5 empty] | 0.183 | 0.247 | 2.2 | 2.2 | 5 | Halifax Dockyard | CAN | 112 | 3647 | 44.655 | -63.577 | 6 | 4000 | NS | CAN_NS_Halifax.Dockyard.713280_CWEC2016.epw | 0.66411 | 25.3429 | 70.2221 | 6.8376 | 16.3063 | FALSE | FALSE | FALSE | FALSE | 4.9933 | 4.4563 | 0 | 0.068098 | 0.00099523 | 24.89 | 0 | 68.4249 | 0.3214 | 0.0046971 | 117.47 | 0 | 0.66411 | 24.17 | 24.17 | 1.83 | 1.83 |  | https://s3.console.aws.amazon.com/s3/buckets/834599497928?region=ca-central-1&prefix=phylroy.lopez/reference/reference/output/9705e991-99b8-48f7-ae16-fe10e7bc25a7/ | 1.0.002
466 |  | TRUE | 48 | 0 | 0 | 125.7499 |  |  |  | 0.1 | 2021-09-22 20:09:27 +0000 | 438c2ebff | 0.2.14 | :adv_dx_units: NECB_Default :airloop_economizer_type: NECB_Default :algorithm_type: parametric :analysis_id: reference :analysis_name: reference :boiler_eff: NECB_Default :btap_batch_version: 1.0.002 :building_type: QuickServiceRestaurant :chiller_type: NECB_Default :compute_environment: aws_batch :datapoint_id: b40d7225-52cf-4598-bbec-0e47b3424356 :daylighting_type: NECB_Default :dcv_type: NECB_Default :door_construction_cond: NECB_Default :ecm_system_name: NECB_Default :electrical_loads_scale: NECB_Default :enable_costing: true :epw_file: CAN_YT_Whitehorse.Intl.AP.719640_CWEC2016.epw :erv_package: NECB_Default :ext_floor_cond: NECB_Default :ext_roof_cond: NECB_Default :ext_wall_cond: NECB_Default :fdwr_set: NECB_Default :fixed_wind_solar_trans: NECB_Default :fixed_window_cond: NECB_Default :furnace_eff: NECB_Default :glass_door_cond: NECB_Default :glass_door_solar_trans: NECB_Default :ground_floor_cond: NECB_Default :ground_roof_cond: NECB_Default :ground_wall_cond: NECB_Default :image_name: btap_private_cli :infiltration_scale: NECB_Default :lights_scale: NECB_Default :lights_type: NECB_Default :nv_delta_temp_in_out: NECB_Default :nv_opening_fraction: NECB_Default :nv_temp_out_min: NECB_Default :nv_type: NECB_Default :oa_scale: NECB_Default :occupancy_loads_scale: NECB_Default :output_meters: [] :output_variables: [] :overhead_door_cond: NECB_Default :primary_heating_fuel: NaturalGas :pv_ground_azimuth_angle: NECB_Default :pv_ground_module_description: NECB_Default :pv_ground_tilt_angle: NECB_Default :pv_ground_total_area_pv_panels_m2: NECB_Default :pv_ground_type: NECB_Default :rotation_degrees: NECB_Default :run_annual_simulation: true :s3_bucket: '834599497928' :scale_x: NECB_Default :scale_y: NECB_Default :scale_z: NECB_Default :shw_eff: NECB_Default :skylight_cond: NECB_Default :skylight_solar_trans: NECB_Default :srr_set: NECB_Default :template: NECB2015 | reference | reference | b40d7225-52cf-4598-bbec-0e47b3424356 | NECB2015 | QuickServiceRestaurant | NaturalGas | Natural Gas | CAN_YT_Whitehorse.Intl.AP.719640_CWEC2016.epw | parametric |  | NECB_Default | NECB_Default | NECB_Default | NECB_Default | NECB_Default | NECB_Default | NECB_Default | NECB_Default | NECB_Default | NECB_Default | NECB_Default | NECB_Default | NECB_Default | NECB_Default | NECB_Default | NECB_Default | NECB_Default | NECB_Default | NECB_Default | NECB_Default | NECB_Default | NECB_Default | NECB_Default | NECB_Default | NECB_Default | NECB_Default | NECB_Default | NECB_Default | NECB_Default | NECB_Default | NECB_Default | NECB_Default | NECB_Default | NECB_Default | NECB_Default | NECB_Default | NECB_Default | NECB_Default | NECB_Default | NECB_Default | NECB_Default | NECB_Default | NECB_Default | NECB_Default | NECB_Default | aws_batch | 834599497928 | btap_private_cli |  | TRUE | TRUE |  |  | 751.8935 | 27.7885 | 938.0051 | 1428.3066 | 232.34 | 444.7457 | 22.8 | QuickServiceRestaurant |  |  | 0 | QuickServiceRestaurant | 1 |  | 1 | NECB2015 | 0.46263 | 961.3389 | 201.2224 | 145.7953 | 63.2397 | 37.0584 | 883.33 | 436.0141 | WHITEHORSE | YUKON | 10.4412 | 239.734 | 0 | 250.1752 | 23.9117 | 43.6971 | 0 | 67.6089 | 0 | 0.012568 | 0 | 0 | 0.6713 | 0.31067 | 0 | 4.6582 | 0.10696 | 0.24021 | 4.8178 | 0.00090385 | 5.4891 | 0.15955 | 58.7881 | 758.7105 | 22.8 | 0.757 | [5 empty] | 0.162 | 0.21 | 2.2 |  | 0 | Whitehorse Intl AP | CAN | 5 | 6491 | 60.709 | -135.069 | 7b | 6580 | YT | CAN_YT_Whitehorse.Intl.AP.719640_CWEC2016.epw | 5.489 | 27.7885 | 751.8935 | 4.9561 | 15.751 | TRUE | FALSE | FALSE | FALSE | 6.2235 | 23.1809 | 0 | 0 | 0 | 0 | 37.07 | 17.4284 | 0.33814 | 0.019402 | 123.59 | 0 | 5.4891 | 9.83 | 6.83 | 0 | 0 |  | https://s3.console.aws.amazon.com/s3/buckets/834599497928?region=ca-central-1&prefix=phylroy.lopez/reference/reference/output/b40d7225-52cf-4598-bbec-0e47b3424356/ | 1.0.002
467 |  | TRUE | 51 | 0 | 0 | 126.155 |  |  |  | 0.1 | 2021-09-22 20:09:15 +0000 | 438c2ebff | 0.2.14 | :adv_dx_units: NECB_Default :airloop_economizer_type: NECB_Default :algorithm_type: parametric :analysis_id: reference :analysis_name: reference :boiler_eff: NECB_Default :btap_batch_version: 1.0.002 :building_type: QuickServiceRestaurant :chiller_type: NECB_Default :compute_environment: aws_batch :datapoint_id: dc886f45-13d3-41a4-bcac-eee22b1a1f61 :daylighting_type: NECB_Default :dcv_type: NECB_Default :door_construction_cond: NECB_Default :ecm_system_name: NECB_Default :electrical_loads_scale: NECB_Default :enable_costing: true :epw_file: CAN_YT_Whitehorse.Intl.AP.719640_CWEC2016.epw :erv_package: NECB_Default :ext_floor_cond: NECB_Default :ext_roof_cond: NECB_Default :ext_wall_cond: NECB_Default :fdwr_set: NECB_Default :fixed_wind_solar_trans: NECB_Default :fixed_window_cond: NECB_Default :furnace_eff: NECB_Default :glass_door_cond: NECB_Default :glass_door_solar_trans: NECB_Default :ground_floor_cond: NECB_Default :ground_roof_cond: NECB_Default :ground_wall_cond: NECB_Default :image_name: btap_private_cli :infiltration_scale: NECB_Default :lights_scale: NECB_Default :lights_type: NECB_Default :nv_delta_temp_in_out: NECB_Default :nv_opening_fraction: NECB_Default :nv_temp_out_min: NECB_Default :nv_type: NECB_Default :oa_scale: NECB_Default :occupancy_loads_scale: NECB_Default :output_meters: [] :output_variables: [] :overhead_door_cond: NECB_Default :primary_heating_fuel: Electricity :pv_ground_azimuth_angle: NECB_Default :pv_ground_module_description: NECB_Default :pv_ground_tilt_angle: NECB_Default :pv_ground_total_area_pv_panels_m2: NECB_Default :pv_ground_type: NECB_Default :rotation_degrees: NECB_Default :run_annual_simulation: true :s3_bucket: '834599497928' :scale_x: NECB_Default :scale_y: NECB_Default :scale_z: NECB_Default :shw_eff: NECB_Default :skylight_cond: NECB_Default :skylight_solar_trans: NECB_Default :srr_set: NECB_Default :template: NECB2015 | reference | reference | dc886f45-13d3-41a4-bcac-eee22b1a1f61 | NECB2015 | QuickServiceRestaurant | Electricity | Electricity | CAN_YT_Whitehorse.Intl.AP.719640_CWEC2016.epw | parametric |  | NECB_Default | NECB_Default | NECB_Default | NECB_Default | NECB_Default | NECB_Default | NECB_Default | NECB_Default | NECB_Default | NECB_Default | NECB_Default | NECB_Default | NECB_Default | NECB_Default | NECB_Default | NECB_Default | NECB_Default | NECB_Default | NECB_Default | NECB_Default | NECB_Default | NECB_Default | NECB_Default | NECB_Default | NECB_Default | NECB_Default | NECB_Default | NECB_Default | NECB_Default | NECB_Default | NECB_Default | NECB_Default | NECB_Default | NECB_Default | NECB_Default | NECB_Default | NECB_Default | NECB_Default | NECB_Default | NECB_Default | NECB_Default | NECB_Default | NECB_Default | NECB_Default | NECB_Default | aws_batch | 834599497928 | btap_private_cli |  | TRUE | TRUE |  |  | 597.8224 | 27.3844 | 937.9453 | 1064.1373 | 232.34 | 444.7457 | 22.8 | QuickServiceRestaurant |  |  | 0 | QuickServiceRestaurant | 1 |  | 1 | NECB2015 | 0.46263 | 961.3389 | 201.2224 | 14.8856 | 63.2397 | 47.5659 | 857.2934 | 530.3798 | WHITEHORSE | YUKON | 64.9842 | 0 | 0 | 64.9842 | 148.8224 | 0 | 0 | 148.8224 | 0 | 0.012482 | 0 | 0 | 4.1781 | 0.31067 | 0 | 3.3766 | 0.10696 | 0.24021 | 0 | 0 | 4.1781 | 0.1311 | 628.1787 | 0 | 22.8 | 0.757 | [5 empty] | 0.162 | 0.21 | 2.2 |  | 0 | Whitehorse Intl AP | CAN | 5 | 6491 | 60.709 | -135.069 | 7b | 6580 | YT | CAN_YT_Whitehorse.Intl.AP.719640_CWEC2016.epw | 4.178 | 27.3844 | 597.8224 | 4.9561 | 15.751 | TRUE | FALSE | FALSE | FALSE | 6.2235 | 23.1809 | 0 | 0.083338 | 0.0047817 | 30.46 | 0 | 17.4284 | 0.33814 | 0.019402 | 123.59 | 0 | 4.1781 | 9.83 | 6.83 | 0 | 0 |  | https://s3.console.aws.amazon.com/s3/buckets/834599497928?region=ca-central-1&prefix=phylroy.lopez/reference/reference/output/dc886f45-13d3-41a4-bcac-eee22b1a1f61/ | 1.0.002
468 |  | TRUE | 56 | 0 | 0 | 125.5369 |  |  |  | 0.1 | 2021-09-22 20:09:16 +0000 | 438c2ebff | 0.2.14 | :adv_dx_units: NECB_Default :airloop_economizer_type: NECB_Default :algorithm_type: parametric :analysis_id: reference :analysis_name: reference :boiler_eff: NECB_Default :btap_batch_version: 1.0.002 :building_type: QuickServiceRestaurant :chiller_type: NECB_Default :compute_environment: aws_batch :datapoint_id: 765869e9-a42d-491d-bf2d-722880fc11ad :daylighting_type: NECB_Default :dcv_type: NECB_Default :door_construction_cond: NECB_Default :ecm_system_name: NECB_Default :electrical_loads_scale: NECB_Default :enable_costing: true :epw_file: CAN_QC_Montreal-Trudeau.Intl.AP.716270_CWEC2016.epw :erv_package: NECB_Default :ext_floor_cond: NECB_Default :ext_roof_cond: NECB_Default :ext_wall_cond: NECB_Default :fdwr_set: NECB_Default :fixed_wind_solar_trans: NECB_Default :fixed_window_cond: NECB_Default :furnace_eff: NECB_Default :glass_door_cond: NECB_Default :glass_door_solar_trans: NECB_Default :ground_floor_cond: NECB_Default :ground_roof_cond: NECB_Default :ground_wall_cond: NECB_Default :image_name: btap_private_cli :infiltration_scale: NECB_Default :lights_scale: NECB_Default :lights_type: NECB_Default :nv_delta_temp_in_out: NECB_Default :nv_opening_fraction: NECB_Default :nv_temp_out_min: NECB_Default :nv_type: NECB_Default :oa_scale: NECB_Default :occupancy_loads_scale: NECB_Default :output_meters: [] :output_variables: [] :overhead_door_cond: NECB_Default :primary_heating_fuel: Electricity :pv_ground_azimuth_angle: NECB_Default :pv_ground_module_description: NECB_Default :pv_ground_tilt_angle: NECB_Default :pv_ground_total_area_pv_panels_m2: NECB_Default :pv_ground_type: NECB_Default :rotation_degrees: NECB_Default :run_annual_simulation: true :s3_bucket: '834599497928' :scale_x: NECB_Default :scale_y: NECB_Default :scale_z: NECB_Default :shw_eff: NECB_Default :skylight_cond: NECB_Default :skylight_solar_trans: NECB_Default :srr_set: NECB_Default :template: NECB2017 | reference | reference | 765869e9-a42d-491d-bf2d-722880fc11ad | NECB2017 | QuickServiceRestaurant | Electricity | Electricity | CAN_QC_Montreal-Trudeau.Intl.AP.716270_CWEC2016.epw | parametric |  | NECB_Default | NECB_Default | NECB_Default | NECB_Default | NECB_Default | NECB_Default | NECB_Default | NECB_Default | NECB_Default | NECB_Default | NECB_Default | NECB_Default | NECB_Default | NECB_Default | NECB_Default | NECB_Default | NECB_Default | NECB_Default | NECB_Default | NECB_Default | NECB_Default | NECB_Default | NECB_Default | NECB_Default | NECB_Default | NECB_Default | NECB_Default | NECB_Default | NECB_Default | NECB_Default | NECB_Default | NECB_Default | NECB_Default | NECB_Default | NECB_Default | NECB_Default | NECB_Default | NECB_Default | NECB_Default | NECB_Default | NECB_Default | NECB_Default | NECB_Default | NECB_Default | NECB_Default | aws_batch | 834599497928 | btap_private_cli |  | TRUE | TRUE |  |  | 502.362 | 54.4151 | 304.4748 | 450.2621 | 232.34 | 444.7457 | 37.3 | QuickServiceRestaurant |  |  | 0 | QuickServiceRestaurant | 1 |  | 1 | NECB2017 | 0.46263 | 961.3389 | 258.9068 | 16.9691 | 64.9445 | 48.4945 | 1071.8107 | 682.4958 | MONTREAL | QUEBEC | 0.80119 | 0 | 0 | 0.80119 | 51.0276 | 0 | 0 | 51.0276 | 0 | 0.082853 | 0 | 0 | 2.0617 | 0.32732 | 0.12576 | 1.0961 | 0.10696 | 0.20806 | 0 | 0 | 2.0617 | 0.11466 | 539.2627 | 0 | 37.3 | 0.757 | [5 empty] | 0.156 | 0.247 | 1.9 |  | 0 | Montreal-Trudeau Intl AP | CAN | 323 | 4090 | 45.471 | -73.741 | 6 | 4400 | QC | CAN_QC_Montreal-Trudeau.Intl.AP.716270_CWEC2016.epw | 2.0617 | 54.4151 | 502.362 | 7.2727 | 19.0631 | FALSE | FALSE | FALSE | FALSE | 12.0909 | 17.0776 | 0 | 0.072886 | 0.004182 | 26.64 | 0 | 17.4284 | 0.33814 | 0.019402 | 123.59 | 0 | 2.0617 | 26.83 | 19.67 | 0 | 0 |  | https://s3.console.aws.amazon.com/s3/buckets/834599497928?region=ca-central-1&prefix=phylroy.lopez/reference/reference/output/765869e9-a42d-491d-bf2d-722880fc11ad/ | 1.0.002
469 |  | TRUE | 80 | 0 | 0 | 189.0701 |  |  |  | 0.1 | 2021-09-22 20:08:51 +0000 | 438c2ebff | 0.2.14 | :adv_dx_units: NECB_Default :airloop_economizer_type: NECB_Default :algorithm_type: parametric :analysis_id: reference :analysis_name: reference :boiler_eff: NECB_Default :btap_batch_version: 1.0.002 :building_type: RetailStandalone :chiller_type: NECB_Default :compute_environment: aws_batch :datapoint_id: 48c19139-35ca-4cd5-965f-7c5ea9524389 :daylighting_type: NECB_Default :dcv_type: NECB_Default :door_construction_cond: NECB_Default :ecm_system_name: NECB_Default :electrical_loads_scale: NECB_Default :enable_costing: true :epw_file: CAN_ON_Toronto.Pearson.Intl.AP.716240_CWEC2016.epw :erv_package: NECB_Default :ext_floor_cond: NECB_Default :ext_roof_cond: NECB_Default :ext_wall_cond: NECB_Default :fdwr_set: NECB_Default :fixed_wind_solar_trans: NECB_Default :fixed_window_cond: NECB_Default :furnace_eff: NECB_Default :glass_door_cond: NECB_Default :glass_door_solar_trans: NECB_Default :ground_floor_cond: NECB_Default :ground_roof_cond: NECB_Default :ground_wall_cond: NECB_Default :image_name: btap_private_cli :infiltration_scale: NECB_Default :lights_scale: NECB_Default :lights_type: NECB_Default :nv_delta_temp_in_out: NECB_Default :nv_opening_fraction: NECB_Default :nv_temp_out_min: NECB_Default :nv_type: NECB_Default :oa_scale: NECB_Default :occupancy_loads_scale: NECB_Default :output_meters: [] :output_variables: [] :overhead_door_cond: NECB_Default :primary_heating_fuel: Electricity :pv_ground_azimuth_angle: NECB_Default :pv_ground_module_description: NECB_Default :pv_ground_tilt_angle: NECB_Default :pv_ground_total_area_pv_panels_m2: NECB_Default :pv_ground_type: NECB_Default :rotation_degrees: NECB_Default :run_annual_simulation: true :s3_bucket: '834599497928' :scale_x: NECB_Default :scale_y: NECB_Default :scale_z: NECB_Default :shw_eff: NECB_Default :skylight_cond: NECB_Default :skylight_solar_trans: NECB_Default :srr_set: NECB_Default :template: NECB2015 | reference | reference | 48c19139-35ca-4cd5-965f-7c5ea9524389 | NECB2015 | RetailStandalone | Electricity | Electricity | CAN_ON_Toronto.Pearson.Intl.AP.716240_CWEC2016.epw | parametric |  | NECB_Default | NECB_Default | NECB_Default | NECB_Default | NECB_Default | NECB_Default | NECB_Default | NECB_Default | NECB_Default | NECB_Default | NECB_Default | NECB_Default | NECB_Default | NECB_Default | NECB_Default | NECB_Default | NECB_Default | NECB_Default | NECB_Default | NECB_Default | NECB_Default | NECB_Default | NECB_Default | NECB_Default | NECB_Default | NECB_Default | NECB_Default | NECB_Default | NECB_Default | NECB_Default | NECB_Default | NECB_Default | NECB_Default | NECB_Default | NECB_Default | NECB_Default | NECB_Default | NECB_Default | NECB_Default | NECB_Default | NECB_Default | NECB_Default | NECB_Default | NECB_Default | NECB_Default | aws_batch | 834599497928 | btap_private_cli |  | TRUE | TRUE |  |  | 89.8586 | 37.1102 | 73.0702 | 137.9389 | 2293.99 | 3471.0086 | 40 | RetailStandalone |  |  | 5 | RetailStandalone | 1 |  | 1 | NECB2015 | 0.24821 | 13984.1807 | 245.5607 | 12.9712 | 118.0349 | 5.3952 | 630.0068 | 248.0449 | TORONTO | ONTARIO | 4.0824 | 0 | 0 | 4.0824 | 32.7078 | 0 | 0 | 32.7078 | 0 | 0.084115 | 0 | 0 | 0.73501 | 0.13875 | 0 | 0.26305 | 0.032271 | 0.20616 | 0 | 0 | 0.73501 | 0.010667 | 106.3867 | 0 | 40 | 0.757 | [5 empty] | 0.183 | 0.278 | 2.2 | 2.2 | 5 | Toronto Pearson Intl AP | CAN | 382 | 3615 | 43.677 | -79.631 | 5 | 3890 | ON | CAN_ON_Toronto.Pearson.Intl.AP.716240_CWEC2016.epw | 0.73501 | 37.1102 | 89.8586 | 9.0088 | 14.9331 | FALSE | FALSE | FALSE | FALSE | 9.7631 | 5.8032 | 0 | 0.066949 | 0.00097844 | 24.47 | 0 | 68.4249 | 0.3214 | 0.0046971 | 117.47 | 0 | 0.73501 | 249.17 | 248.67 | 3.5 | 3.5 |  | https://s3.console.aws.amazon.com/s3/buckets/834599497928?region=ca-central-1&prefix=phylroy.lopez/reference/reference/output/48c19139-35ca-4cd5-965f-7c5ea9524389/ | 1.0.002
470 |  | TRUE | 77 | 0 | 0 | 189.4638 |  |  |  | 0.1 | 2021-09-22 20:08:48 +0000 | 438c2ebff | 0.2.14 | :adv_dx_units: NECB_Default :airloop_economizer_type: NECB_Default :algorithm_type: parametric :analysis_id: reference :analysis_name: reference :boiler_eff: NECB_Default :btap_batch_version: 1.0.002 :building_type: RetailStandalone :chiller_type: NECB_Default :compute_environment: aws_batch :datapoint_id: 9b5b8fc5-37f9-4123-9fde-dd43954b29c5 :daylighting_type: NECB_Default :dcv_type: NECB_Default :door_construction_cond: NECB_Default :ecm_system_name: NECB_Default :electrical_loads_scale: NECB_Default :enable_costing: true :epw_file: CAN_ON_Toronto.Pearson.Intl.AP.716240_CWEC2016.epw :erv_package: NECB_Default :ext_floor_cond: NECB_Default :ext_roof_cond: NECB_Default :ext_wall_cond: NECB_Default :fdwr_set: NECB_Default :fixed_wind_solar_trans: NECB_Default :fixed_window_cond: NECB_Default :furnace_eff: NECB_Default :glass_door_cond: NECB_Default :glass_door_solar_trans: NECB_Default :ground_floor_cond: NECB_Default :ground_roof_cond: NECB_Default :ground_wall_cond: NECB_Default :image_name: btap_private_cli :infiltration_scale: NECB_Default :lights_scale: NECB_Default :lights_type: NECB_Default :nv_delta_temp_in_out: NECB_Default :nv_opening_fraction: NECB_Default :nv_temp_out_min: NECB_Default :nv_type: NECB_Default :oa_scale: NECB_Default :occupancy_loads_scale: NECB_Default :output_meters: [] :output_variables: [] :overhead_door_cond: NECB_Default :primary_heating_fuel: NaturalGas :pv_ground_azimuth_angle: NECB_Default :pv_ground_module_description: NECB_Default :pv_ground_tilt_angle: NECB_Default :pv_ground_total_area_pv_panels_m2: NECB_Default :pv_ground_type: NECB_Default :rotation_degrees: NECB_Default :run_annual_simulation: true :s3_bucket: '834599497928' :scale_x: NECB_Default :scale_y: NECB_Default :scale_z: NECB_Default :shw_eff: NECB_Default :skylight_cond: NECB_Default :skylight_solar_trans: NECB_Default :srr_set: NECB_Default :template: NECB2015 | reference | reference | 9b5b8fc5-37f9-4123-9fde-dd43954b29c5 | NECB2015 | RetailStandalone | NaturalGas | Natural Gas | CAN_ON_Toronto.Pearson.Intl.AP.716240_CWEC2016.epw | parametric |  | NECB_Default | NECB_Default | NECB_Default | NECB_Default | NECB_Default | NECB_Default | NECB_Default | NECB_Default | NECB_Default | NECB_Default | NECB_Default | NECB_Default | NECB_Default | NECB_Default | NECB_Default | NECB_Default | NECB_Default | NECB_Default | NECB_Default | NECB_Default | NECB_Default | NECB_Default | NECB_Default | NECB_Default | NECB_Default | NECB_Default | NECB_Default | NECB_Default | NECB_Default | NECB_Default | NECB_Default | NECB_Default | NECB_Default | NECB_Default | NECB_Default | NECB_Default | NECB_Default | NECB_Default | NECB_Default | NECB_Default | NECB_Default | NECB_Default | NECB_Default | NECB_Default | NECB_Default | aws_batch | 834599497928 | btap_private_cli |  | TRUE | TRUE |  |  | 115.5323 | 37.8484 | 72.9503 | 165.8016 | 2293.99 | 3471.0086 | 40 | RetailStandalone |  |  | 5 | RetailStandalone | 1 |  | 1 | NECB2015 | 0.24821 | 13984.1807 | 245.5607 | 46.282 | 118.0349 | 5.0998 | 638.1167 | 223.1393 | TORONTO | ONTARIO | 2.5914 | 18.2236 | 0 | 20.815 | 20.762 | 3.2155 | 0 | 23.9776 | 0 | 0.085785 | 0 | 0 | 0.46656 | 0.13976 | 0 | 0.35606 | 0.032271 | 0.20616 | 0.36875 | 0.002585 | 0.83532 | 0.012694 | 62.013 | 116.0033 | 40 | 0.757 | [5 empty] | 0.183 | 0.278 | 2.2 | 2.2 | 5 | Toronto Pearson Intl AP | CAN | 382 | 3615 | 43.677 | -79.631 | 5 | 3890 | ON | CAN_ON_Toronto.Pearson.Intl.AP.716240_CWEC2016.epw | 0.83532 | 37.8484 | 115.5323 | 9.0088 | 14.933 | FALSE | FALSE | FALSE | FALSE | 9.7631 | 5.8032 | 0 | 0 | 0 | 0 | 29.12 | 68.4249 | 0.3214 | 0.0046971 | 117.47 | 0 | 0.83532 | 249.17 | 248.67 | 21 | 21 |  | https://s3.console.aws.amazon.com/s3/buckets/834599497928?region=ca-central-1&prefix=phylroy.lopez/reference/reference/output/9b5b8fc5-37f9-4123-9fde-dd43954b29c5/ | 1.0.002
471 |  | TRUE | 53 | 0 | 0 | 126.018 |  |  |  | 0.1 | 2021-09-22 20:09:21 +0000 | 438c2ebff | 0.2.14 | :adv_dx_units: NECB_Default :airloop_economizer_type: NECB_Default :algorithm_type: parametric :analysis_id: reference :analysis_name: reference :boiler_eff: NECB_Default :btap_batch_version: 1.0.002 :building_type: QuickServiceRestaurant :chiller_type: NECB_Default :compute_environment: aws_batch :datapoint_id: 80db2e2f-4819-43a8-ade9-fc7935991696 :daylighting_type: NECB_Default :dcv_type: NECB_Default :door_construction_cond: NECB_Default :ecm_system_name: NECB_Default :electrical_loads_scale: NECB_Default :enable_costing: true :epw_file: CAN_QC_Montreal-Trudeau.Intl.AP.716270_CWEC2016.epw :erv_package: NECB_Default :ext_floor_cond: NECB_Default :ext_roof_cond: NECB_Default :ext_wall_cond: NECB_Default :fdwr_set: NECB_Default :fixed_wind_solar_trans: NECB_Default :fixed_window_cond: NECB_Default :furnace_eff: NECB_Default :glass_door_cond: NECB_Default :glass_door_solar_trans: NECB_Default :ground_floor_cond: NECB_Default :ground_roof_cond: NECB_Default :ground_wall_cond: NECB_Default :image_name: btap_private_cli :infiltration_scale: NECB_Default :lights_scale: NECB_Default :lights_type: NECB_Default :nv_delta_temp_in_out: NECB_Default :nv_opening_fraction: NECB_Default :nv_temp_out_min: NECB_Default :nv_type: NECB_Default :oa_scale: NECB_Default :occupancy_loads_scale: NECB_Default :output_meters: [] :output_variables: [] :overhead_door_cond: NECB_Default :primary_heating_fuel: NaturalGas :pv_ground_azimuth_angle: NECB_Default :pv_ground_module_description: NECB_Default :pv_ground_tilt_angle: NECB_Default :pv_ground_total_area_pv_panels_m2: NECB_Default :pv_ground_type: NECB_Default :rotation_degrees: NECB_Default :run_annual_simulation: true :s3_bucket: '834599497928' :scale_x: NECB_Default :scale_y: NECB_Default :scale_z: NECB_Default :shw_eff: NECB_Default :skylight_cond: NECB_Default :skylight_solar_trans: NECB_Default :srr_set: NECB_Default :template: NECB2017 | reference | reference | 80db2e2f-4819-43a8-ade9-fc7935991696 | NECB2017 | QuickServiceRestaurant | NaturalGas | Natural Gas | CAN_QC_Montreal-Trudeau.Intl.AP.716270_CWEC2016.epw | parametric |  | NECB_Default | NECB_Default | NECB_Default | NECB_Default | NECB_Default | NECB_Default | NECB_Default | NECB_Default | NECB_Default | NECB_Default | NECB_Default | NECB_Default | NECB_Default | NECB_Default | NECB_Default | NECB_Default | NECB_Default | NECB_Default | NECB_Default | NECB_Default | NECB_Default | NECB_Default | NECB_Default | NECB_Default | NECB_Default | NECB_Default | NECB_Default | NECB_Default | NECB_Default | NECB_Default | NECB_Default | NECB_Default | NECB_Default | NECB_Default | NECB_Default | NECB_Default | NECB_Default | NECB_Default | NECB_Default | NECB_Default | NECB_Default | NECB_Default | NECB_Default | NECB_Default | NECB_Default | aws_batch | 834599497928 | btap_private_cli |  | TRUE | TRUE |  |  | 636.7405 | 55.254 | 304.5345 | 600.7838 | 232.34 | 444.7457 | 37.3 | QuickServiceRestaurant |  |  | 0 | QuickServiceRestaurant | 1 |  | 1 | NECB2017 | 0.46263 | 961.3389 | 258.9068 | 146.6237 | 64.9445 | 38.2221 | 1116.2243 | 607.5272 | MONTREAL | QUEBEC | 0.33132 | 86.5004 | 0 | 86.8317 | 21.1015 | 22.6581 | 0 | 43.7596 | 0 | 0.083757 | 0 | 0 | 0.85259 | 0.32732 | 0.12576 | 1.6113 | 0.10696 | 0.20806 | 1.751 | 0.00073169 | 2.6036 | 0.13971 | 91.7687 | 643.0458 | 37.3 | 0.757 | [5 empty] | 0.156 | 0.247 | 1.9 |  | 0 | Montreal-Trudeau Intl AP | CAN | 323 | 4090 | 45.471 | -73.741 | 6 | 4400 | QC | CAN_QC_Montreal-Trudeau.Intl.AP.716270_CWEC2016.epw | 2.6036 | 55.254 | 636.7405 | 7.2727 | 19.0631 | FALSE | FALSE | FALSE | FALSE | 12.0909 | 17.0776 | 0 | 0 | 0 | 0 | 32.46 | 17.4284 | 0.33814 | 0.019402 | 123.59 | 0 | 2.6036 | 26.83 | 19.67 | 0 | 0 |  | https://s3.console.aws.amazon.com/s3/buckets/834599497928?region=ca-central-1&prefix=phylroy.lopez/reference/reference/output/80db2e2f-4819-43a8-ade9-fc7935991696/ | 1.0.002
472 |  | TRUE | 80 | 0 | 0 | 190.3383 |  |  |  | 0.1 | 2021-09-22 20:09:00 +0000 | 438c2ebff | 0.2.14 | :adv_dx_units: NECB_Default :airloop_economizer_type: NECB_Default :algorithm_type: parametric :analysis_id: reference :analysis_name: reference :boiler_eff: NECB_Default :btap_batch_version: 1.0.002 :building_type: RetailStandalone :chiller_type: NECB_Default :compute_environment: aws_batch :datapoint_id: 7927470d-b473-4a11-bfab-db00da923f11 :daylighting_type: NECB_Default :dcv_type: NECB_Default :door_construction_cond: NECB_Default :ecm_system_name: NECB_Default :electrical_loads_scale: NECB_Default :enable_costing: true :epw_file: CAN_YT_Whitehorse.Intl.AP.719640_CWEC2016.epw :erv_package: NECB_Default :ext_floor_cond: NECB_Default :ext_roof_cond: NECB_Default :ext_wall_cond: NECB_Default :fdwr_set: NECB_Default :fixed_wind_solar_trans: NECB_Default :fixed_window_cond: NECB_Default :furnace_eff: NECB_Default :glass_door_cond: NECB_Default :glass_door_solar_trans: NECB_Default :ground_floor_cond: NECB_Default :ground_roof_cond: NECB_Default :ground_wall_cond: NECB_Default :image_name: btap_private_cli :infiltration_scale: NECB_Default :lights_scale: NECB_Default :lights_type: NECB_Default :nv_delta_temp_in_out: NECB_Default :nv_opening_fraction: NECB_Default :nv_temp_out_min: NECB_Default :nv_type: NECB_Default :oa_scale: NECB_Default :occupancy_loads_scale: NECB_Default :output_meters: [] :output_variables: [] :overhead_door_cond: NECB_Default :primary_heating_fuel: NaturalGas :pv_ground_azimuth_angle: NECB_Default :pv_ground_module_description: NECB_Default :pv_ground_tilt_angle: NECB_Default :pv_ground_total_area_pv_panels_m2: NECB_Default :pv_ground_type: NECB_Default :rotation_degrees: NECB_Default :run_annual_simulation: true :s3_bucket: '834599497928' :scale_x: NECB_Default :scale_y: NECB_Default :scale_z: NECB_Default :shw_eff: NECB_Default :skylight_cond: NECB_Default :skylight_solar_trans: NECB_Default :srr_set: NECB_Default :template: NECB2015 | reference | reference | 7927470d-b473-4a11-bfab-db00da923f11 | NECB2015 | RetailStandalone | NaturalGas | Natural Gas | CAN_YT_Whitehorse.Intl.AP.719640_CWEC2016.epw | parametric |  | NECB_Default | NECB_Default | NECB_Default | NECB_Default | NECB_Default | NECB_Default | NECB_Default | NECB_Default | NECB_Default | NECB_Default | NECB_Default | NECB_Default | NECB_Default | NECB_Default | NECB_Default | NECB_Default | NECB_Default | NECB_Default | NECB_Default | NECB_Default | NECB_Default | NECB_Default | NECB_Default | NECB_Default | NECB_Default | NECB_Default | NECB_Default | NECB_Default | NECB_Default | NECB_Default | NECB_Default | NECB_Default | NECB_Default | NECB_Default | NECB_Default | NECB_Default | NECB_Default | NECB_Default | NECB_Default | NECB_Default | NECB_Default | NECB_Default | NECB_Default | NECB_Default | NECB_Default | aws_batch | 834599497928 | btap_private_cli |  | TRUE | TRUE |  |  | 155.9943 | 20.2494 | 92.3512 | 164.5314 | 2293.99 | 3471.0086 | 22.8 | RetailStandalone |  |  | 5 | RetailStandalone | 1 |  | 1 | NECB2015 | 0.24821 | 13984.1807 | 183.8923 | 39.811 | 98.0372 | 4.6202 | 507.6481 | 181.2875 | WHITEHORSE | YUKON | 5.9272 | 22.6921 | 0 | 28.6192 | 13.574 | 4.1362 | 0 | 17.7102 | 0 | 0.012245 | 0 | 0 | 0.38108 | 0.12089 | 0.0063601 | 0.4415 | 0.032271 | 0.20616 | 0.45603 | 0.0031517 | 0.8371 | 0.014529 | 44.0151 | 156.4571 | 22.8 | 0.757 | [5 empty] | 0.162 | 0.21 | 2.2 | 2.2 | 5 | Whitehorse Intl AP | CAN | 5 | 6491 | 60.709 | -135.069 | 7b | 6580 | YT | CAN_YT_Whitehorse.Intl.AP.719640_CWEC2016.epw | 0.8371 | 20.2494 | 155.9943 | 7.2462 | 13.2745 | TRUE | FALSE | FALSE | FALSE | 4.8665 | 16.4102 | 0 | 0 | 0 | 0 | 33.33 | 68.4249 | 0.3214 | 0.0046971 | 117.47 | 0 | 0.8371 | 1.33 | 1.33 | 25.67 | 25.67 |  | https://s3.console.aws.amazon.com/s3/buckets/834599497928?region=ca-central-1&prefix=phylroy.lopez/reference/reference/output/7927470d-b473-4a11-bfab-db00da923f11/ | 1.0.002
473 |  | TRUE | 54 | 0 | 0 | 126.5989 |  |  |  | 0.1 | 2021-09-22 20:09:34 +0000 | 438c2ebff | 0.2.14 | :adv_dx_units: NECB_Default :airloop_economizer_type: NECB_Default :algorithm_type: parametric :analysis_id: reference :analysis_name: reference :boiler_eff: NECB_Default :btap_batch_version: 1.0.002 :building_type: QuickServiceRestaurant :chiller_type: NECB_Default :compute_environment: aws_batch :datapoint_id: 0d28ea82-9853-4d17-b0b2-ba8a884f3af1 :daylighting_type: NECB_Default :dcv_type: NECB_Default :door_construction_cond: NECB_Default :ecm_system_name: NECB_Default :electrical_loads_scale: NECB_Default :enable_costing: true :epw_file: CAN_NS_Halifax.Dockyard.713280_CWEC2016.epw :erv_package: NECB_Default :ext_floor_cond: NECB_Default :ext_roof_cond: NECB_Default :ext_wall_cond: NECB_Default :fdwr_set: NECB_Default :fixed_wind_solar_trans: NECB_Default :fixed_window_cond: NECB_Default :furnace_eff: NECB_Default :glass_door_cond: NECB_Default :glass_door_solar_trans: NECB_Default :ground_floor_cond: NECB_Default :ground_roof_cond: NECB_Default :ground_wall_cond: NECB_Default :image_name: btap_private_cli :infiltration_scale: NECB_Default :lights_scale: NECB_Default :lights_type: NECB_Default :nv_delta_temp_in_out: NECB_Default :nv_opening_fraction: NECB_Default :nv_temp_out_min: NECB_Default :nv_type: NECB_Default :oa_scale: NECB_Default :occupancy_loads_scale: NECB_Default :output_meters: [] :output_variables: [] :overhead_door_cond: NECB_Default :primary_heating_fuel: Electricity :pv_ground_azimuth_angle: NECB_Default :pv_ground_module_description: NECB_Default :pv_ground_tilt_angle: NECB_Default :pv_ground_total_area_pv_panels_m2: NECB_Default :pv_ground_type: NECB_Default :rotation_degrees: NECB_Default :run_annual_simulation: true :s3_bucket: '834599497928' :scale_x: NECB_Default :scale_y: NECB_Default :scale_z: NECB_Default :shw_eff: NECB_Default :skylight_cond: NECB_Default :skylight_solar_trans: NECB_Default :srr_set: NECB_Default :template: NECB2017 | reference | reference | 0d28ea82-9853-4d17-b0b2-ba8a884f3af1 | NECB2017 | QuickServiceRestaurant | Electricity | Electricity | CAN_NS_Halifax.Dockyard.713280_CWEC2016.epw | parametric |  | NECB_Default | NECB_Default | NECB_Default | NECB_Default | NECB_Default | NECB_Default | NECB_Default | NECB_Default | NECB_Default | NECB_Default | NECB_Default | NECB_Default | NECB_Default | NECB_Default | NECB_Default | NECB_Default | NECB_Default | NECB_Default | NECB_Default | NECB_Default | NECB_Default | NECB_Default | NECB_Default | NECB_Default | NECB_Default | NECB_Default | NECB_Default | NECB_Default | NECB_Default | NECB_Default | NECB_Default | NECB_Default | NECB_Default | NECB_Default | NECB_Default | NECB_Default | NECB_Default | NECB_Default | NECB_Default | NECB_Default | NECB_Default | NECB_Default | NECB_Default | NECB_Default | NECB_Default | aws_batch | 834599497928 | btap_private_cli |  | TRUE | TRUE |  |  | 192.6327 | 27.805 | 258.314 | 390.0773 | 232.34 | 444.7457 | 40 | QuickServiceRestaurant |  |  | 0 | QuickServiceRestaurant | 1 |  | 1 | NECB2017 | 0.46263 | 961.3389 | 245.3733 | 15.581 | 68.9808 | 48.576 | 1027.5496 | 649.0385 | HALIFAX | NOVA SCOTIA | 374.1503 | 0 | 0 | 374.1503 | 73.3778 | 0 | 0 | 73.3778 | 0 | 0.037876 | 0 | 0 | 1.8451 | 0.32328 | 0.12576 | 0.92993 | 0.10696 | 0.20806 | 0 | 0 | 1.8451 | 0.1132 | 231.7981 | 0 | 40 | 0.757 | [5 empty] | 0.156 | 0.247 | 1.9 |  | 0 | Halifax Dockyard | CAN | 112 | 3647 | 44.655 | -63.577 | 6 | 4000 | NS | CAN_NS_Halifax.Dockyard.713280_CWEC2016.epw | 1.845 | 27.805 | 192.6327 | 5.4235 | 17.2131 | FALSE | FALSE | FALSE | FALSE | 6.7476 | 9.3492 | 0 | 0.071956 | 0.0041287 | 26.3 | 0 | 17.4284 | 0.33814 | 0.019402 | 123.59 | 0 | 1.8451 | 22.17 | 16.83 | 0 | 0 |  | https://s3.console.aws.amazon.com/s3/buckets/834599497928?region=ca-central-1&prefix=phylroy.lopez/reference/reference/output/0d28ea82-9853-4d17-b0b2-ba8a884f3af1/ | 1.0.002
474 |  | TRUE | 90 | 0 | 0 | 189.4669 |  |  |  | 0.1 | 2021-09-22 20:08:59 +0000 | 438c2ebff | 0.2.14 | :adv_dx_units: NECB_Default :airloop_economizer_type: NECB_Default :algorithm_type: parametric :analysis_id: reference :analysis_name: reference :boiler_eff: NECB_Default :btap_batch_version: 1.0.002 :building_type: RetailStandalone :chiller_type: NECB_Default :compute_environment: aws_batch :datapoint_id: a0cf7863-f1e4-4393-b1e5-d735394f71a8 :daylighting_type: NECB_Default :dcv_type: NECB_Default :door_construction_cond: NECB_Default :ecm_system_name: NECB_Default :electrical_loads_scale: NECB_Default :enable_costing: true :epw_file: CAN_NS_Halifax.Dockyard.713280_CWEC2016.epw :erv_package: NECB_Default :ext_floor_cond: NECB_Default :ext_roof_cond: NECB_Default :ext_wall_cond: NECB_Default :fdwr_set: NECB_Default :fixed_wind_solar_trans: NECB_Default :fixed_window_cond: NECB_Default :furnace_eff: NECB_Default :glass_door_cond: NECB_Default :glass_door_solar_trans: NECB_Default :ground_floor_cond: NECB_Default :ground_roof_cond: NECB_Default :ground_wall_cond: NECB_Default :image_name: btap_private_cli :infiltration_scale: NECB_Default :lights_scale: NECB_Default :lights_type: NECB_Default :nv_delta_temp_in_out: NECB_Default :nv_opening_fraction: NECB_Default :nv_temp_out_min: NECB_Default :nv_type: NECB_Default :oa_scale: NECB_Default :occupancy_loads_scale: NECB_Default :output_meters: [] :output_variables: [] :overhead_door_cond: NECB_Default :primary_heating_fuel: Electricity :pv_ground_azimuth_angle: NECB_Default :pv_ground_module_description: NECB_Default :pv_ground_tilt_angle: NECB_Default :pv_ground_total_area_pv_panels_m2: NECB_Default :pv_ground_type: NECB_Default :rotation_degrees: NECB_Default :run_annual_simulation: true :s3_bucket: '834599497928' :scale_x: NECB_Default :scale_y: NECB_Default :scale_z: NECB_Default :shw_eff: NECB_Default :skylight_cond: NECB_Default :skylight_solar_trans: NECB_Default :srr_set: NECB_Default :template: NECB2017 | reference | reference | a0cf7863-f1e4-4393-b1e5-d735394f71a8 | NECB2017 | RetailStandalone | Electricity | Electricity | CAN_NS_Halifax.Dockyard.713280_CWEC2016.epw | parametric |  | NECB_Default | NECB_Default | NECB_Default | NECB_Default | NECB_Default | NECB_Default | NECB_Default | NECB_Default | NECB_Default | NECB_Default | NECB_Default | NECB_Default | NECB_Default | NECB_Default | NECB_Default | NECB_Default | NECB_Default | NECB_Default | NECB_Default | NECB_Default | NECB_Default | NECB_Default | NECB_Default | NECB_Default | NECB_Default | NECB_Default | NECB_Default | NECB_Default | NECB_Default | NECB_Default | NECB_Default | NECB_Default | NECB_Default | NECB_Default | NECB_Default | NECB_Default | NECB_Default | NECB_Default | NECB_Default | NECB_Default | NECB_Default | NECB_Default | NECB_Default | NECB_Default | NECB_Default | aws_batch | 834599497928 | btap_private_cli |  | TRUE | TRUE |  |  | 56.3112 | 20.1653 | 41.3496 | 84.6124 | 2293.99 | 3471.0086 | 40 | RetailStandalone |  |  | 2 | RetailStandalone | 1 |  | 1 | NECB2017 | 0.24821 | 13984.1807 | 217.5026 | 10.9866 | 112.2906 | 5.2773 | 561.7072 | 215.65 | HALIFAX | NOVA SCOTIA | 105.0644 | 0 | 0 | 105.0644 | 20.6051 | 0 | 0 | 20.6051 | 0 | 0.033614 | 0 | 0 | 0.51811 | 0.11128 | 0.0081953 | 0.14886 | 0.032271 | 0.17303 | 0 | 0 | 0.51811 | 0.01085 | 69.7636 | 0 | 40 | 0.757 | [5 empty] | 0.156 | 0.247 | 1.9 | 1.9 | 2 | Halifax Dockyard | CAN | 112 | 3647 | 44.655 | -63.577 | 6 | 4000 | NS | CAN_NS_Halifax.Dockyard.713280_CWEC2016.epw | 0.51811 | 20.1653 | 56.3112 | 6.8376 | 16.3063 | FALSE | FALSE | FALSE | FALSE | 4.9933 | 4.4563 | 0 | 0.068098 | 0.00099523 | 24.89 | 0 | 68.4249 | 0.3214 | 0.0046971 | 117.47 | 0 | 0.51811 | 46.5 | 46.5 | 2.5 | 2.5 |  | https://s3.console.aws.amazon.com/s3/buckets/834599497928?region=ca-central-1&prefix=phylroy.lopez/reference/reference/output/a0cf7863-f1e4-4393-b1e5-d735394f71a8/ | 1.0.002
475 |  | TRUE | 96 | 0 | 0 | 190.2872 |  |  |  | 0.1 | 2021-09-22 20:09:01 +0000 | 438c2ebff | 0.2.14 | :adv_dx_units: NECB_Default :airloop_economizer_type: NECB_Default :algorithm_type: parametric :analysis_id: reference :analysis_name: reference :boiler_eff: NECB_Default :btap_batch_version: 1.0.002 :building_type: RetailStandalone :chiller_type: NECB_Default :compute_environment: aws_batch :datapoint_id: 0358859c-3d32-4e27-b5e6-72316e09b16d :daylighting_type: NECB_Default :dcv_type: NECB_Default :door_construction_cond: NECB_Default :ecm_system_name: NECB_Default :electrical_loads_scale: NECB_Default :enable_costing: true :epw_file: CAN_QC_Montreal-Trudeau.Intl.AP.716270_CWEC2016.epw :erv_package: NECB_Default :ext_floor_cond: NECB_Default :ext_roof_cond: NECB_Default :ext_wall_cond: NECB_Default :fdwr_set: NECB_Default :fixed_wind_solar_trans: NECB_Default :fixed_window_cond: NECB_Default :furnace_eff: NECB_Default :glass_door_cond: NECB_Default :glass_door_solar_trans: NECB_Default :ground_floor_cond: NECB_Default :ground_roof_cond: NECB_Default :ground_wall_cond: NECB_Default :image_name: btap_private_cli :infiltration_scale: NECB_Default :lights_scale: NECB_Default :lights_type: NECB_Default :nv_delta_temp_in_out: NECB_Default :nv_opening_fraction: NECB_Default :nv_temp_out_min: NECB_Default :nv_type: NECB_Default :oa_scale: NECB_Default :occupancy_loads_scale: NECB_Default :output_meters: [] :output_variables: [] :overhead_door_cond: NECB_Default :primary_heating_fuel: Electricity :pv_ground_azimuth_angle: NECB_Default :pv_ground_module_description: NECB_Default :pv_ground_tilt_angle: NECB_Default :pv_ground_total_area_pv_panels_m2: NECB_Default :pv_ground_type: NECB_Default :rotation_degrees: NECB_Default :run_annual_simulation: true :s3_bucket: '834599497928' :scale_x: NECB_Default :scale_y: NECB_Default :scale_z: NECB_Default :shw_eff: NECB_Default :skylight_cond: NECB_Default :skylight_solar_trans: NECB_Default :srr_set: NECB_Default :template: NECB2017 | reference | reference | 0358859c-3d32-4e27-b5e6-72316e09b16d | NECB2017 | RetailStandalone | Electricity | Electricity | CAN_QC_Montreal-Trudeau.Intl.AP.716270_CWEC2016.epw | parametric |  | NECB_Default | NECB_Default | NECB_Default | NECB_Default | NECB_Default | NECB_Default | NECB_Default | NECB_Default | NECB_Default | NECB_Default | NECB_Default | NECB_Default | NECB_Default | NECB_Default | NECB_Default | NECB_Default | NECB_Default | NECB_Default | NECB_Default | NECB_Default | NECB_Default | NECB_Default | NECB_Default | NECB_Default | NECB_Default | NECB_Default | NECB_Default | NECB_Default | NECB_Default | NECB_Default | NECB_Default | NECB_Default | NECB_Default | NECB_Default | NECB_Default | NECB_Default | NECB_Default | NECB_Default | NECB_Default | NECB_Default | NECB_Default | NECB_Default | NECB_Default | NECB_Default | NECB_Default | aws_batch | 834599497928 | btap_private_cli |  | TRUE | TRUE |  |  | 94.4438 | 27.9007 | 53.8981 | 102.6777 | 2293.99 | 3471.0086 | 37.3 | RetailStandalone |  |  | 2 | RetailStandalone | 1 |  | 1 | NECB2017 | 0.24821 | 13984.1807 | 230.9231 | 11.6208 | 105.4935 | 5.2467 | 564.8405 | 211.5565 | MONTREAL | QUEBEC | 0.22757 | 0 | 0 | 0.22757 | 14.4937 | 0 | 0 | 14.4937 | 0 | 0.060323 | 0 | 0 | 0.5856 | 0.10436 | 0.010658 | 0.19403 | 0.032271 | 0.17303 | 0 | 0 | 0.5856 | 0.010929 | 108.0068 | 0 | 37.3 | 0.757 | [5 empty] | 0.156 | 0.247 | 1.9 | 1.9 | 2 | Montreal-Trudeau Intl AP | CAN | 323 | 4090 | 45.471 | -73.741 | 6 | 4400 | QC | CAN_QC_Montreal-Trudeau.Intl.AP.716270_CWEC2016.epw | 0.5856 | 27.9007 | 94.4438 | 7.9427 | 17.6596 | FALSE | FALSE | FALSE | FALSE | 9.6736 | 11.5104 | 0 | 0.068591 | 0.0010024 | 25.07 | 0 | 68.4249 | 0.3214 | 0.0046971 | 117.47 | 0 | 0.5856 | 254.83 | 253.67 | 1.5 | 1.5 |  | https://s3.console.aws.amazon.com/s3/buckets/834599497928?region=ca-central-1&prefix=phylroy.lopez/reference/reference/output/0358859c-3d32-4e27-b5e6-72316e09b16d/ | 1.0.002
476 |  | TRUE | 93 | 0 | 0 | 190.1535 |  |  |  | 0.1 | 2021-09-22 20:08:52 +0000 | 438c2ebff | 0.2.14 | :adv_dx_units: NECB_Default :airloop_economizer_type: NECB_Default :algorithm_type: parametric :analysis_id: reference :analysis_name: reference :boiler_eff: NECB_Default :btap_batch_version: 1.0.002 :building_type: RetailStandalone :chiller_type: NECB_Default :compute_environment: aws_batch :datapoint_id: 56756c8d-ebbd-42a3-9f41-aabfdba8dd29 :daylighting_type: NECB_Default :dcv_type: NECB_Default :door_construction_cond: NECB_Default :ecm_system_name: NECB_Default :electrical_loads_scale: NECB_Default :enable_costing: true :epw_file: CAN_QC_Montreal-Trudeau.Intl.AP.716270_CWEC2016.epw :erv_package: NECB_Default :ext_floor_cond: NECB_Default :ext_roof_cond: NECB_Default :ext_wall_cond: NECB_Default :fdwr_set: NECB_Default :fixed_wind_solar_trans: NECB_Default :fixed_window_cond: NECB_Default :furnace_eff: NECB_Default :glass_door_cond: NECB_Default :glass_door_solar_trans: NECB_Default :ground_floor_cond: NECB_Default :ground_roof_cond: NECB_Default :ground_wall_cond: NECB_Default :image_name: btap_private_cli :infiltration_scale: NECB_Default :lights_scale: NECB_Default :lights_type: NECB_Default :nv_delta_temp_in_out: NECB_Default :nv_opening_fraction: NECB_Default :nv_temp_out_min: NECB_Default :nv_type: NECB_Default :oa_scale: NECB_Default :occupancy_loads_scale: NECB_Default :output_meters: [] :output_variables: [] :overhead_door_cond: NECB_Default :primary_heating_fuel: NaturalGas :pv_ground_azimuth_angle: NECB_Default :pv_ground_module_description: NECB_Default :pv_ground_tilt_angle: NECB_Default :pv_ground_total_area_pv_panels_m2: NECB_Default :pv_ground_type: NECB_Default :rotation_degrees: NECB_Default :run_annual_simulation: true :s3_bucket: '834599497928' :scale_x: NECB_Default :scale_y: NECB_Default :scale_z: NECB_Default :shw_eff: NECB_Default :skylight_cond: NECB_Default :skylight_solar_trans: NECB_Default :srr_set: NECB_Default :template: NECB2017 | reference | reference | 56756c8d-ebbd-42a3-9f41-aabfdba8dd29 | NECB2017 | RetailStandalone | NaturalGas | Natural Gas | CAN_QC_Montreal-Trudeau.Intl.AP.716270_CWEC2016.epw | parametric |  | NECB_Default | NECB_Default | NECB_Default | NECB_Default | NECB_Default | NECB_Default | NECB_Default | NECB_Default | NECB_Default | NECB_Default | NECB_Default | NECB_Default | NECB_Default | NECB_Default | NECB_Default | NECB_Default | NECB_Default | NECB_Default | NECB_Default | NECB_Default | NECB_Default | NECB_Default | NECB_Default | NECB_Default | NECB_Default | NECB_Default | NECB_Default | NECB_Default | NECB_Default | NECB_Default | NECB_Default | NECB_Default | NECB_Default | NECB_Default | NECB_Default | NECB_Default | NECB_Default | NECB_Default | NECB_Default | NECB_Default | NECB_Default | NECB_Default | NECB_Default | NECB_Default | NECB_Default | aws_batch | 834599497928 | btap_private_cli |  | TRUE | TRUE |  |  | 119.707 | 28.4549 | 53.7879 | 122.5049 | 2293.99 | 3471.0086 | 37.3 | RetailStandalone |  |  | 2 | RetailStandalone | 1 |  | 1 | NECB2017 | 0.24821 | 13984.1807 | 230.9231 | 43.4558 | 105.4935 | 4.8152 | 572.9382 | 188.2505 | MONTREAL | QUEBEC | 0.14963 | 13.4333 | 0 | 13.5829 | 9.5298 | 3.5187 | 0 | 13.0485 | 0 | 0.061526 | 0 | 0 | 0.38505 | 0.10494 | 0.01065 | 0.2589 | 0.032271 | 0.17303 | 0.27193 | 0.0026286 | 0.65697 | 0.013025 | 49.0884 | 120.0026 | 37.3 | 0.757 | [5 empty] | 0.156 | 0.247 | 1.9 | 1.9 | 2 | Montreal-Trudeau Intl AP | CAN | 323 | 4090 | 45.471 | -73.741 | 6 | 4400 | QC | CAN_QC_Montreal-Trudeau.Intl.AP.716270_CWEC2016.epw | 0.65697 | 28.4549 | 119.707 | 7.9427 | 17.6597 | FALSE | FALSE | FALSE | FALSE | 9.6736 | 11.5105 | 0 | 0 | 0 | 0 | 29.88 | 68.4249 | 0.3214 | 0.0046971 | 117.47 | 0 | 0.65697 | 256 | 254.83 | 11.67 | 11.5 |  | https://s3.console.aws.amazon.com/s3/buckets/834599497928?region=ca-central-1&prefix=phylroy.lopez/reference/reference/output/56756c8d-ebbd-42a3-9f41-aabfdba8dd29/ | 1.0.002
477 |  | TRUE | 52 | 0 | 0 | 125.7122 |  |  |  | 0.1 | 2021-09-22 20:09:35 +0000 | 438c2ebff | 0.2.14 | :adv_dx_units: NECB_Default :airloop_economizer_type: NECB_Default :algorithm_type: parametric :analysis_id: reference :analysis_name: reference :boiler_eff: NECB_Default :btap_batch_version: 1.0.002 :building_type: QuickServiceRestaurant :chiller_type: NECB_Default :compute_environment: aws_batch :datapoint_id: 0b45f18a-71ca-4c08-8bb1-903586c5fd45 :daylighting_type: NECB_Default :dcv_type: NECB_Default :door_construction_cond: NECB_Default :ecm_system_name: NECB_Default :electrical_loads_scale: NECB_Default :enable_costing: true :epw_file: CAN_BC_Vancouver.Intl.AP.718920_CWEC2016.epw :erv_package: NECB_Default :ext_floor_cond: NECB_Default :ext_roof_cond: NECB_Default :ext_wall_cond: NECB_Default :fdwr_set: NECB_Default :fixed_wind_solar_trans: NECB_Default :fixed_window_cond: NECB_Default :furnace_eff: NECB_Default :glass_door_cond: NECB_Default :glass_door_solar_trans: NECB_Default :ground_floor_cond: NECB_Default :ground_roof_cond: NECB_Default :ground_wall_cond: NECB_Default :image_name: btap_private_cli :infiltration_scale: NECB_Default :lights_scale: NECB_Default :lights_type: NECB_Default :nv_delta_temp_in_out: NECB_Default :nv_opening_fraction: NECB_Default :nv_temp_out_min: NECB_Default :nv_type: NECB_Default :oa_scale: NECB_Default :occupancy_loads_scale: NECB_Default :output_meters: [] :output_variables: [] :overhead_door_cond: NECB_Default :primary_heating_fuel: Electricity :pv_ground_azimuth_angle: NECB_Default :pv_ground_module_description: NECB_Default :pv_ground_tilt_angle: NECB_Default :pv_ground_total_area_pv_panels_m2: NECB_Default :pv_ground_type: NECB_Default :rotation_degrees: NECB_Default :run_annual_simulation: true :s3_bucket: '834599497928' :scale_x: NECB_Default :scale_y: NECB_Default :scale_z: NECB_Default :shw_eff: NECB_Default :skylight_cond: NECB_Default :skylight_solar_trans: NECB_Default :srr_set: NECB_Default :template: NECB2017 | reference | reference | 0b45f18a-71ca-4c08-8bb1-903586c5fd45 | NECB2017 | QuickServiceRestaurant | Electricity | Electricity | CAN_BC_Vancouver.Intl.AP.718920_CWEC2016.epw | parametric |  | NECB_Default | NECB_Default | NECB_Default | NECB_Default | NECB_Default | NECB_Default | NECB_Default | NECB_Default | NECB_Default | NECB_Default | NECB_Default | NECB_Default | NECB_Default | NECB_Default | NECB_Default | NECB_Default | NECB_Default | NECB_Default | NECB_Default | NECB_Default | NECB_Default | NECB_Default | NECB_Default | NECB_Default | NECB_Default | NECB_Default | NECB_Default | NECB_Default | NECB_Default | NECB_Default | NECB_Default | NECB_Default | NECB_Default | NECB_Default | NECB_Default | NECB_Default | NECB_Default | NECB_Default | NECB_Default | NECB_Default | NECB_Default | NECB_Default | NECB_Default | NECB_Default | NECB_Default | aws_batch | 834599497928 | btap_private_cli |  | TRUE | TRUE |  |  | 149.2724 | 27.6651 | 209.8338 | 338.6919 | 232.34 | 444.7457 | 40 | QuickServiceRestaurant |  |  | 0 | QuickServiceRestaurant | 1 |  | 1 | NECB2017 | 0.46263 | 961.3389 | 242.5946 | 13.7155 | 63.325 | 48.7271 | 995.7107 | 627.3485 | VANCOUVER | BRITISH COLUMBIA | 4.6624 | 0 | 0 | 4.6624 | 46.5585 | 0 | 0 | 46.5585 | 0 | 0.02931 | 0 | 0 | 1.6452 | 0.32616 | 0.11092 | 0.7554 | 0.10696 | 0.20806 | 0 | 0 | 1.6452 | 0.10842 | 186.3907 | 0 | 40 | 0.757 | [5 empty] | 0.193 | 0.315 | 2.1 |  | 0 | Vancouver Intl AP | CAN | 42 | 2797 | 49.195 | -123.184 | 4 | 2800 | BC | CAN_BC_Vancouver.Intl.AP.718920_CWEC2016.epw | 1.6452 | 27.6651 | 149.2724 | 3.6481 | 18.5043 | FALSE | FALSE | FALSE | FALSE | 8.8057 | 9.2906 | 0 | 0.068919 | 0.0039544 | 25.19 | 0 | 17.4284 | 0.33814 | 0.019402 | 123.59 | 0 | 1.6452 | 20.5 | 15.83 | 0 | 0 |  | https://s3.console.aws.amazon.com/s3/buckets/834599497928?region=ca-central-1&prefix=phylroy.lopez/reference/reference/output/0b45f18a-71ca-4c08-8bb1-903586c5fd45/ | 1.0.002
478 |  | TRUE | 55 | 0 | 0 | 126.2759 |  |  |  | 0.1 | 2021-09-22 20:09:30 +0000 | 438c2ebff | 0.2.14 | :adv_dx_units: NECB_Default :airloop_economizer_type: NECB_Default :algorithm_type: parametric :analysis_id: reference :analysis_name: reference :boiler_eff: NECB_Default :btap_batch_version: 1.0.002 :building_type: QuickServiceRestaurant :chiller_type: NECB_Default :compute_environment: aws_batch :datapoint_id: caa46d6e-4ea8-4dae-94b1-c959b1c52623 :daylighting_type: NECB_Default :dcv_type: NECB_Default :door_construction_cond: NECB_Default :ecm_system_name: NECB_Default :electrical_loads_scale: NECB_Default :enable_costing: true :epw_file: CAN_AB_Edmonton.Intl.AP.711230_CWEC2016.epw :erv_package: NECB_Default :ext_floor_cond: NECB_Default :ext_roof_cond: NECB_Default :ext_wall_cond: NECB_Default :fdwr_set: NECB_Default :fixed_wind_solar_trans: NECB_Default :fixed_window_cond: NECB_Default :furnace_eff: NECB_Default :glass_door_cond: NECB_Default :glass_door_solar_trans: NECB_Default :ground_floor_cond: NECB_Default :ground_roof_cond: NECB_Default :ground_wall_cond: NECB_Default :image_name: btap_private_cli :infiltration_scale: NECB_Default :lights_scale: NECB_Default :lights_type: NECB_Default :nv_delta_temp_in_out: NECB_Default :nv_opening_fraction: NECB_Default :nv_temp_out_min: NECB_Default :nv_type: NECB_Default :oa_scale: NECB_Default :occupancy_loads_scale: NECB_Default :output_meters: [] :output_variables: [] :overhead_door_cond: NECB_Default :primary_heating_fuel: Electricity :pv_ground_azimuth_angle: NECB_Default :pv_ground_module_description: NECB_Default :pv_ground_tilt_angle: NECB_Default :pv_ground_total_area_pv_panels_m2: NECB_Default :pv_ground_type: NECB_Default :rotation_degrees: NECB_Default :run_annual_simulation: true :s3_bucket: '834599497928' :scale_x: NECB_Default :scale_y: NECB_Default :scale_z: NECB_Default :shw_eff: NECB_Default :skylight_cond: NECB_Default :skylight_solar_trans: NECB_Default :srr_set: NECB_Default :template: NECB2017 | reference | reference | caa46d6e-4ea8-4dae-94b1-c959b1c52623 | NECB2017 | QuickServiceRestaurant | Electricity | Electricity | CAN_AB_Edmonton.Intl.AP.711230_CWEC2016.epw | parametric |  | NECB_Default | NECB_Default | NECB_Default | NECB_Default | NECB_Default | NECB_Default | NECB_Default | NECB_Default | NECB_Default | NECB_Default | NECB_Default | NECB_Default | NECB_Default | NECB_Default | NECB_Default | NECB_Default | NECB_Default | NECB_Default | NECB_Default | NECB_Default | NECB_Default | NECB_Default | NECB_Default | NECB_Default | NECB_Default | NECB_Default | NECB_Default | NECB_Default | NECB_Default | NECB_Default | NECB_Default | NECB_Default | NECB_Default | NECB_Default | NECB_Default | NECB_Default | NECB_Default | NECB_Default | NECB_Default | NECB_Default | NECB_Default | NECB_Default | NECB_Default | NECB_Default | NECB_Default | aws_batch | 834599497928 | btap_private_cli |  | TRUE | TRUE |  |  | 455.2251 | 29.5412 | 368.1386 | 501.7551 | 232.34 | 444.7457 | 32.5 | QuickServiceRestaurant |  |  | 0 | QuickServiceRestaurant | 1 |  | 1 | NECB2017 | 0.46263 | 961.3389 | 262.7075 | 18.3643 | 70.6817 | 48.9649 | 1084.5467 | 683.8283 | EDMONTON | ALBERTA | 493.142 | 0 | 0 | 493.142 | 46.7396 | 0 | 0 | 46.7396 | 0 | 0.030817 | 0 | 0 | 2.2471 | 0.32452 | 0.12576 | 1.3253 | 0.10696 | 0.20806 | 0 | 0 | 2.2471 | 0.12568 | 497.0612 | 0 | 32.5 | 0.757 | [5 empty] | 0.138 | 0.21 | 1.9 |  | 0 | Edmonton Intl AP | CAN | 23 | 5588 | 53.31 | -113.579 | 7a | 5120 | AB | CAN_AB_Edmonton.Intl.AP.711230_CWEC2016.epw | 2.2471 | 29.5412 | 455.2251 | 4.098 | 18.8472 | FALSE | FALSE | FALSE | FALSE | 10.0171 | 21.0082 | 0 | 0.079891 | 0.0045839 | 29.2 | 0 | 17.4284 | 0.33814 | 0.019402 | 123.59 | 0 | 2.2471 | 17.33 | 15 | 0 | 0 |  | https://s3.console.aws.amazon.com/s3/buckets/834599497928?region=ca-central-1&prefix=phylroy.lopez/reference/reference/output/caa46d6e-4ea8-4dae-94b1-c959b1c52623/ | 1.0.002
479 |  | TRUE | 52 | 0 | 0 | 126.2399 |  |  |  | 0.1 | 2021-09-22 20:09:27 +0000 | 438c2ebff | 0.2.14 | :adv_dx_units: NECB_Default :airloop_economizer_type: NECB_Default :algorithm_type: parametric :analysis_id: reference :analysis_name: reference :boiler_eff: NECB_Default :btap_batch_version: 1.0.002 :building_type: QuickServiceRestaurant :chiller_type: NECB_Default :compute_environment: aws_batch :datapoint_id: 3a56d4f3-e662-4c65-9125-b016249d9202 :daylighting_type: NECB_Default :dcv_type: NECB_Default :door_construction_cond: NECB_Default :ecm_system_name: NECB_Default :electrical_loads_scale: NECB_Default :enable_costing: true :epw_file: CAN_AB_Edmonton.Intl.AP.711230_CWEC2016.epw :erv_package: NECB_Default :ext_floor_cond: NECB_Default :ext_roof_cond: NECB_Default :ext_wall_cond: NECB_Default :fdwr_set: NECB_Default :fixed_wind_solar_trans: NECB_Default :fixed_window_cond: NECB_Default :furnace_eff: NECB_Default :glass_door_cond: NECB_Default :glass_door_solar_trans: NECB_Default :ground_floor_cond: NECB_Default :ground_roof_cond: NECB_Default :ground_wall_cond: NECB_Default :image_name: btap_private_cli :infiltration_scale: NECB_Default :lights_scale: NECB_Default :lights_type: NECB_Default :nv_delta_temp_in_out: NECB_Default :nv_opening_fraction: NECB_Default :nv_temp_out_min: NECB_Default :nv_type: NECB_Default :oa_scale: NECB_Default :occupancy_loads_scale: NECB_Default :output_meters: [] :output_variables: [] :overhead_door_cond: NECB_Default :primary_heating_fuel: NaturalGas :pv_ground_azimuth_angle: NECB_Default :pv_ground_module_description: NECB_Default :pv_ground_tilt_angle: NECB_Default :pv_ground_total_area_pv_panels_m2: NECB_Default :pv_ground_type: NECB_Default :rotation_degrees: NECB_Default :run_annual_simulation: true :s3_bucket: '834599497928' :scale_x: NECB_Default :scale_y: NECB_Default :scale_z: NECB_Default :shw_eff: NECB_Default :skylight_cond: NECB_Default :skylight_solar_trans: NECB_Default :srr_set: NECB_Default :template: NECB2017 | reference | reference | 3a56d4f3-e662-4c65-9125-b016249d9202 | NECB2017 | QuickServiceRestaurant | NaturalGas | Natural Gas | CAN_AB_Edmonton.Intl.AP.711230_CWEC2016.epw | parametric |  | NECB_Default | NECB_Default | NECB_Default | NECB_Default | NECB_Default | NECB_Default | NECB_Default | NECB_Default | NECB_Default | NECB_Default | NECB_Default | NECB_Default | NECB_Default | NECB_Default | NECB_Default | NECB_Default | NECB_Default | NECB_Default | NECB_Default | NECB_Default | NECB_Default | NECB_Default | NECB_Default | NECB_Default | NECB_Default | NECB_Default | NECB_Default | NECB_Default | NECB_Default | NECB_Default | NECB_Default | NECB_Default | NECB_Default | NECB_Default | NECB_Default | NECB_Default | NECB_Default | NECB_Default | NECB_Default | NECB_Default | NECB_Default | NECB_Default | NECB_Default | NECB_Default | NECB_Default | aws_batch | 834599497928 | btap_private_cli |  | TRUE | TRUE |  |  | 583.0894 | 29.9602 | 368.1865 | 683.7919 | 232.34 | 444.7457 | 32.5 | QuickServiceRestaurant |  |  | 0 | QuickServiceRestaurant | 1 |  | 1 | NECB2017 | 0.46263 | 961.3389 | 262.7075 | 153.974 | 70.6817 | 39.0383 | 1115.2541 | 588.8526 | EDMONTON | ALBERTA | 174.9502 | 106.2338 | 0 | 281.1841 | 16.5816 | 7.5788 | 0 | 24.1605 | 0 | 0.031075 | 0 | 0 | 0.79719 | 0.32452 | 0.12576 | 1.9523 | 0.10696 | 0.20806 | 2.1052 | 0.00081777 | 2.9024 | 0.15297 | 66.4264 | 589.4023 | 32.5 | 0.757 | [5 empty] | 0.138 | 0.21 | 1.9 |  | 0 | Edmonton Intl AP | CAN | 23 | 5588 | 53.31 | -113.579 | 7a | 5120 | AB | CAN_AB_Edmonton.Intl.AP.711230_CWEC2016.epw | 2.9024 | 29.9602 | 583.0894 | 4.098 | 18.8472 | FALSE | FALSE | FALSE | FALSE | 10.0171 | 21.0082 | 0 | 0 | 0 | 0 | 35.54 | 17.4284 | 0.33814 | 0.019402 | 123.59 | 0 | 2.9024 | 17.33 | 15 | 0 | 0 |  | https://s3.console.aws.amazon.com/s3/buckets/834599497928?region=ca-central-1&prefix=phylroy.lopez/reference/reference/output/3a56d4f3-e662-4c65-9125-b016249d9202/ | 1.0.002
480 |  | TRUE | 51 | 0 | 0 | 126.8461 |  |  |  | 0.1 | 2021-09-22 20:09:31 +0000 | 438c2ebff | 0.2.14 | :adv_dx_units: NECB_Default :airloop_economizer_type: NECB_Default :algorithm_type: parametric :analysis_id: reference :analysis_name: reference :boiler_eff: NECB_Default :btap_batch_version: 1.0.002 :building_type: QuickServiceRestaurant :chiller_type: NECB_Default :compute_environment: aws_batch :datapoint_id: 65d91ba2-6963-4ea0-a276-c8ad6a7dc9fb :daylighting_type: NECB_Default :dcv_type: NECB_Default :door_construction_cond: NECB_Default :ecm_system_name: NECB_Default :electrical_loads_scale: NECB_Default :enable_costing: true :epw_file: CAN_NS_Halifax.Dockyard.713280_CWEC2016.epw :erv_package: NECB_Default :ext_floor_cond: NECB_Default :ext_roof_cond: NECB_Default :ext_wall_cond: NECB_Default :fdwr_set: NECB_Default :fixed_wind_solar_trans: NECB_Default :fixed_window_cond: NECB_Default :furnace_eff: NECB_Default :glass_door_cond: NECB_Default :glass_door_solar_trans: NECB_Default :ground_floor_cond: NECB_Default :ground_roof_cond: NECB_Default :ground_wall_cond: NECB_Default :image_name: btap_private_cli :infiltration_scale: NECB_Default :lights_scale: NECB_Default :lights_type: NECB_Default :nv_delta_temp_in_out: NECB_Default :nv_opening_fraction: NECB_Default :nv_temp_out_min: NECB_Default :nv_type: NECB_Default :oa_scale: NECB_Default :occupancy_loads_scale: NECB_Default :output_meters: [] :output_variables: [] :overhead_door_cond: NECB_Default :primary_heating_fuel: NaturalGas :pv_ground_azimuth_angle: NECB_Default :pv_ground_module_description: NECB_Default :pv_ground_tilt_angle: NECB_Default :pv_ground_total_area_pv_panels_m2: NECB_Default :pv_ground_type: NECB_Default :rotation_degrees: NECB_Default :run_annual_simulation: true :s3_bucket: '834599497928' :scale_x: NECB_Default :scale_y: NECB_Default :scale_z: NECB_Default :shw_eff: NECB_Default :skylight_cond: NECB_Default :skylight_solar_trans: NECB_Default :srr_set: NECB_Default :template: NECB2017 | reference | reference | 65d91ba2-6963-4ea0-a276-c8ad6a7dc9fb | NECB2017 | QuickServiceRestaurant | NaturalGas | Natural Gas | CAN_NS_Halifax.Dockyard.713280_CWEC2016.epw | parametric |  | NECB_Default | NECB_Default | NECB_Default | NECB_Default | NECB_Default | NECB_Default | NECB_Default | NECB_Default | NECB_Default | NECB_Default | NECB_Default | NECB_Default | NECB_Default | NECB_Default | NECB_Default | NECB_Default | NECB_Default | NECB_Default | NECB_Default | NECB_Default | NECB_Default | NECB_Default | NECB_Default | NECB_Default | NECB_Default | NECB_Default | NECB_Default | NECB_Default | NECB_Default | NECB_Default | NECB_Default | NECB_Default | NECB_Default | NECB_Default | NECB_Default | NECB_Default | NECB_Default | NECB_Default | NECB_Default | NECB_Default | NECB_Default | NECB_Default | NECB_Default | NECB_Default | NECB_Default | aws_batch | 834599497928 | btap_private_cli |  | TRUE | TRUE |  |  | 305.9077 | 28.189 | 258.314 | 524.9371 | 232.34 | 444.7457 | 40 | QuickServiceRestaurant |  |  | 0 | QuickServiceRestaurant | 1 |  | 1 | NECB2017 | 0.46263 | 961.3389 | 245.3733 | 146.5668 | 68.9808 | 38.3669 | 1073.2499 | 573.9621 | HALIFAX | NOVA SCOTIA | 162.8114 | 76.0177 | 0 | 238.8291 | 31.9303 | 19.1876 | 0 | 51.1179 | 0 | 0.038177 | 0 | 0 | 0.80288 | 0.32349 | 0.12576 | 1.3897 | 0.10696 | 0.20806 | 1.5277 | 0.0004304 | 2.3306 | 0.13794 | 64.5931 | 312.9498 | 40 | 0.757 | [5 empty] | 0.156 | 0.247 | 1.9 |  | 0 | Halifax Dockyard | CAN | 112 | 3647 | 44.655 | -63.577 | 6 | 4000 | NS | CAN_NS_Halifax.Dockyard.713280_CWEC2016.epw | 2.3305 | 28.189 | 305.9077 | 5.4235 | 17.2131 | FALSE | FALSE | FALSE | FALSE | 6.7476 | 9.3492 | 0 | 0 | 0 | 0 | 32.05 | 17.4284 | 0.33814 | 0.019402 | 123.59 | 0 | 2.3306 | 22.33 | 17 | 0 | 0 |  | https://s3.console.aws.amazon.com/s3/buckets/834599497928?region=ca-central-1&prefix=phylroy.lopez/reference/reference/output/65d91ba2-6963-4ea0-a276-c8ad6a7dc9fb/ | 1.0.002
481 |  | TRUE | 87 | 0 | 0 | 191.2434 |  |  |  | 0.1 | 2021-09-22 20:09:14 +0000 | 438c2ebff | 0.2.14 | :adv_dx_units: NECB_Default :airloop_economizer_type: NECB_Default :algorithm_type: parametric :analysis_id: reference :analysis_name: reference :boiler_eff: NECB_Default :btap_batch_version: 1.0.002 :building_type: RetailStandalone :chiller_type: NECB_Default :compute_environment: aws_batch :datapoint_id: af40f3c9-ca52-45c7-aaf4-45cee8e25663 :daylighting_type: NECB_Default :dcv_type: NECB_Default :door_construction_cond: NECB_Default :ecm_system_name: NECB_Default :electrical_loads_scale: NECB_Default :enable_costing: true :epw_file: CAN_NS_Halifax.Dockyard.713280_CWEC2016.epw :erv_package: NECB_Default :ext_floor_cond: NECB_Default :ext_roof_cond: NECB_Default :ext_wall_cond: NECB_Default :fdwr_set: NECB_Default :fixed_wind_solar_trans: NECB_Default :fixed_window_cond: NECB_Default :furnace_eff: NECB_Default :glass_door_cond: NECB_Default :glass_door_solar_trans: NECB_Default :ground_floor_cond: NECB_Default :ground_roof_cond: NECB_Default :ground_wall_cond: NECB_Default :image_name: btap_private_cli :infiltration_scale: NECB_Default :lights_scale: NECB_Default :lights_type: NECB_Default :nv_delta_temp_in_out: NECB_Default :nv_opening_fraction: NECB_Default :nv_temp_out_min: NECB_Default :nv_type: NECB_Default :oa_scale: NECB_Default :occupancy_loads_scale: NECB_Default :output_meters: [] :output_variables: [] :overhead_door_cond: NECB_Default :primary_heating_fuel: NaturalGas :pv_ground_azimuth_angle: NECB_Default :pv_ground_module_description: NECB_Default :pv_ground_tilt_angle: NECB_Default :pv_ground_total_area_pv_panels_m2: NECB_Default :pv_ground_type: NECB_Default :rotation_degrees: NECB_Default :run_annual_simulation: true :s3_bucket: '834599497928' :scale_x: NECB_Default :scale_y: NECB_Default :scale_z: NECB_Default :shw_eff: NECB_Default :skylight_cond: NECB_Default :skylight_solar_trans: NECB_Default :srr_set: NECB_Default :template: NECB2017 | reference | reference | af40f3c9-ca52-45c7-aaf4-45cee8e25663 | NECB2017 | RetailStandalone | NaturalGas | Natural Gas | CAN_NS_Halifax.Dockyard.713280_CWEC2016.epw | parametric |  | NECB_Default | NECB_Default | NECB_Default | NECB_Default | NECB_Default | NECB_Default | NECB_Default | NECB_Default | NECB_Default | NECB_Default | NECB_Default | NECB_Default | NECB_Default | NECB_Default | NECB_Default | NECB_Default | NECB_Default | NECB_Default | NECB_Default | NECB_Default | NECB_Default | NECB_Default | NECB_Default | NECB_Default | NECB_Default | NECB_Default | NECB_Default | NECB_Default | NECB_Default | NECB_Default | NECB_Default | NECB_Default | NECB_Default | NECB_Default | NECB_Default | NECB_Default | NECB_Default | NECB_Default | NECB_Default | NECB_Default | NECB_Default | NECB_Default | NECB_Default | NECB_Default | NECB_Default | aws_batch | 834599497928 | btap_private_cli |  | TRUE | TRUE |  |  | 71.3603 | 20.5614 | 41.2491 | 100.3867 | 2293.99 | 3471.0086 | 40 | RetailStandalone |  |  | 2 | RetailStandalone | 1 |  | 1 | NECB2017 | 0.24821 | 13984.1807 | 217.5026 | 40.9974 | 112.2906 | 4.8559 | 565.465 | 189.8184 | HALIFAX | NOVA SCOTIA | 73.4362 | 10.5836 | 0 | 84.0198 | 14.4022 | 2.6714 | 0 | 17.0736 | 0 | 0.034272 | 0 | 0 | 0.36214 | 0.11211 | 0.0081343 | 0.19977 | 0.032271 | 0.17303 | 0.21269 | 0.0023147 | 0.57483 | 0.012916 | 41.9471 | 71.3657 | 40 | 0.757 | [5 empty] | 0.156 | 0.247 | 1.9 | 1.9 | 2 | Halifax Dockyard | CAN | 112 | 3647 | 44.655 | -63.577 | 6 | 4000 | NS | CAN_NS_Halifax.Dockyard.713280_CWEC2016.epw | 0.57483 | 20.5614 | 71.3603 | 6.8376 | 16.3064 | FALSE | FALSE | FALSE | FALSE | 4.9933 | 4.4564 | 0 | 0 | 0 | 0 | 29.63 | 68.4249 | 0.3214 | 0.0046971 | 117.47 | 0 | 0.57483 | 46.17 | 46.17 | 23.17 | 23.17 |  | https://s3.console.aws.amazon.com/s3/buckets/834599497928?region=ca-central-1&prefix=phylroy.lopez/reference/reference/output/af40f3c9-ca52-45c7-aaf4-45cee8e25663/ | 1.0.002
482 |  | TRUE | 53 | 0 | 0 | 125.8365 |  |  |  | 0.1 | 2021-09-22 20:09:30 +0000 | 438c2ebff | 0.2.14 | :adv_dx_units: NECB_Default :airloop_economizer_type: NECB_Default :algorithm_type: parametric :analysis_id: reference :analysis_name: reference :boiler_eff: NECB_Default :btap_batch_version: 1.0.002 :building_type: QuickServiceRestaurant :chiller_type: NECB_Default :compute_environment: aws_batch :datapoint_id: dfb6e187-09d2-458d-b52b-5b18fca0ea9c :daylighting_type: NECB_Default :dcv_type: NECB_Default :door_construction_cond: NECB_Default :ecm_system_name: NECB_Default :electrical_loads_scale: NECB_Default :enable_costing: true :epw_file: CAN_ON_Toronto.Pearson.Intl.AP.716240_CWEC2016.epw :erv_package: NECB_Default :ext_floor_cond: NECB_Default :ext_roof_cond: NECB_Default :ext_wall_cond: NECB_Default :fdwr_set: NECB_Default :fixed_wind_solar_trans: NECB_Default :fixed_window_cond: NECB_Default :furnace_eff: NECB_Default :glass_door_cond: NECB_Default :glass_door_solar_trans: NECB_Default :ground_floor_cond: NECB_Default :ground_roof_cond: NECB_Default :ground_wall_cond: NECB_Default :image_name: btap_private_cli :infiltration_scale: NECB_Default :lights_scale: NECB_Default :lights_type: NECB_Default :nv_delta_temp_in_out: NECB_Default :nv_opening_fraction: NECB_Default :nv_temp_out_min: NECB_Default :nv_type: NECB_Default :oa_scale: NECB_Default :occupancy_loads_scale: NECB_Default :output_meters: [] :output_variables: [] :overhead_door_cond: NECB_Default :primary_heating_fuel: NaturalGas :pv_ground_azimuth_angle: NECB_Default :pv_ground_module_description: NECB_Default :pv_ground_tilt_angle: NECB_Default :pv_ground_total_area_pv_panels_m2: NECB_Default :pv_ground_type: NECB_Default :rotation_degrees: NECB_Default :run_annual_simulation: true :s3_bucket: '834599497928' :scale_x: NECB_Default :scale_y: NECB_Default :scale_z: NECB_Default :shw_eff: NECB_Default :skylight_cond: NECB_Default :skylight_solar_trans: NECB_Default :srr_set: NECB_Default :template: NECB2017 | reference | reference | dfb6e187-09d2-458d-b52b-5b18fca0ea9c | NECB2017 | QuickServiceRestaurant | NaturalGas | Natural Gas | CAN_ON_Toronto.Pearson.Intl.AP.716240_CWEC2016.epw | parametric |  | NECB_Default | NECB_Default | NECB_Default | NECB_Default | NECB_Default | NECB_Default | NECB_Default | NECB_Default | NECB_Default | NECB_Default | NECB_Default | NECB_Default | NECB_Default | NECB_Default | NECB_Default | NECB_Default | NECB_Default | NECB_Default | NECB_Default | NECB_Default | NECB_Default | NECB_Default | NECB_Default | NECB_Default | NECB_Default | NECB_Default | NECB_Default | NECB_Default | NECB_Default | NECB_Default | NECB_Default | NECB_Default | NECB_Default | NECB_Default | NECB_Default | NECB_Default | NECB_Default | NECB_Default | NECB_Default | NECB_Default | NECB_Default | NECB_Default | NECB_Default | NECB_Default | NECB_Default | aws_batch | 834599497928 | btap_private_cli |  | TRUE | TRUE |  |  | 312.5695 | 59.6437 | 255.1816 | 535.207 | 232.34 | 444.7457 | 40 | QuickServiceRestaurant |  |  | 0 | QuickServiceRestaurant | 1 |  | 1 | NECB2017 | 0.46263 | 961.3389 | 285.3066 | 156.1522 | 71.3357 | 39.8721 | 1205.4332 | 652.7666 | TORONTO | ONTARIO | 4.8294 | 74.0267 | 0 | 78.8561 | 38.6928 | 13.062 | 0 | 51.7548 | 0 | 0.09456 | 0 | 0 | 0.86954 | 0.33356 | 0.12576 | 1.3622 | 0.10696 | 0.20806 | 1.498 | 0.00064561 | 2.3675 | 0.13579 | 96.4005 | 319.4474 | 40 | 0.757 | [5 empty] | 0.156 | 0.278 | 1.9 |  | 0 | Toronto Pearson Intl AP | CAN | 382 | 3615 | 43.677 | -79.631 | 5 | 3890 | ON | CAN_ON_Toronto.Pearson.Intl.AP.716240_CWEC2016.epw | 2.3674 | 59.6437 | 312.5695 | 8.488 | 15.7403 | FALSE | FALSE | FALSE | FALSE | 12.4831 | 11.0007 | 0 | 0 | 0 | 0 | 31.55 | 17.4284 | 0.33814 | 0.019402 | 123.59 | 0 | 2.3675 | 30.33 | 22.33 | 0 | 0 |  | https://s3.console.aws.amazon.com/s3/buckets/834599497928?region=ca-central-1&prefix=phylroy.lopez/reference/reference/output/dfb6e187-09d2-458d-b52b-5b18fca0ea9c/ | 1.0.002
483 |  | TRUE | 49 | 0 | 0 | 126.9236 |  |  |  | 0.1 | 2021-09-22 20:09:36 +0000 | 438c2ebff | 0.2.14 | :adv_dx_units: NECB_Default :airloop_economizer_type: NECB_Default :algorithm_type: parametric :analysis_id: reference :analysis_name: reference :boiler_eff: NECB_Default :btap_batch_version: 1.0.002 :building_type: QuickServiceRestaurant :chiller_type: NECB_Default :compute_environment: aws_batch :datapoint_id: 0351a7a5-1208-4a96-b6d6-6a171c99d797 :daylighting_type: NECB_Default :dcv_type: NECB_Default :door_construction_cond: NECB_Default :ecm_system_name: NECB_Default :electrical_loads_scale: NECB_Default :enable_costing: true :epw_file: CAN_BC_Vancouver.Intl.AP.718920_CWEC2016.epw :erv_package: NECB_Default :ext_floor_cond: NECB_Default :ext_roof_cond: NECB_Default :ext_wall_cond: NECB_Default :fdwr_set: NECB_Default :fixed_wind_solar_trans: NECB_Default :fixed_window_cond: NECB_Default :furnace_eff: NECB_Default :glass_door_cond: NECB_Default :glass_door_solar_trans: NECB_Default :ground_floor_cond: NECB_Default :ground_roof_cond: NECB_Default :ground_wall_cond: NECB_Default :image_name: btap_private_cli :infiltration_scale: NECB_Default :lights_scale: NECB_Default :lights_type: NECB_Default :nv_delta_temp_in_out: NECB_Default :nv_opening_fraction: NECB_Default :nv_temp_out_min: NECB_Default :nv_type: NECB_Default :oa_scale: NECB_Default :occupancy_loads_scale: NECB_Default :output_meters: [] :output_variables: [] :overhead_door_cond: NECB_Default :primary_heating_fuel: NaturalGas :pv_ground_azimuth_angle: NECB_Default :pv_ground_module_description: NECB_Default :pv_ground_tilt_angle: NECB_Default :pv_ground_total_area_pv_panels_m2: NECB_Default :pv_ground_type: NECB_Default :rotation_degrees: NECB_Default :run_annual_simulation: true :s3_bucket: '834599497928' :scale_x: NECB_Default :scale_y: NECB_Default :scale_z: NECB_Default :shw_eff: NECB_Default :skylight_cond: NECB_Default :skylight_solar_trans: NECB_Default :srr_set: NECB_Default :template: NECB2017 | reference | reference | 0351a7a5-1208-4a96-b6d6-6a171c99d797 | NECB2017 | QuickServiceRestaurant | NaturalGas | Natural Gas | CAN_BC_Vancouver.Intl.AP.718920_CWEC2016.epw | parametric |  | NECB_Default | NECB_Default | NECB_Default | NECB_Default | NECB_Default | NECB_Default | NECB_Default | NECB_Default | NECB_Default | NECB_Default | NECB_Default | NECB_Default | NECB_Default | NECB_Default | NECB_Default | NECB_Default | NECB_Default | NECB_Default | NECB_Default | NECB_Default | NECB_Default | NECB_Default | NECB_Default | NECB_Default | NECB_Default | NECB_Default | NECB_Default | NECB_Default | NECB_Default | NECB_Default | NECB_Default | NECB_Default | NECB_Default | NECB_Default | NECB_Default | NECB_Default | NECB_Default | NECB_Default | NECB_Default | NECB_Default | NECB_Default | NECB_Default | NECB_Default | NECB_Default | NECB_Default | aws_batch | 834599497928 | btap_private_cli |  | TRUE | TRUE |  |  | 300.5696 | 28.0393 | 209.774 | 450.537 | 232.34 | 444.7457 | 40 | QuickServiceRestaurant |  |  | 0 | QuickServiceRestaurant | 1 |  | 1 | NECB2017 | 0.46263 | 961.3389 | 242.5946 | 144.4204 | 63.325 | 38.6584 | 1046.0204 | 557.022 | VANCOUVER | BRITISH COLUMBIA | 2.2186 | 63.772 | 0 | 65.9906 | 22.155 | 14.3067 | 0 | 36.4616 | 0 | 0.02944 | 0 | 0 | 0.78286 | 0.32719 | 0.11092 | 1.1328 | 0.10696 | 0.20806 | 1.265 | 0.00030128 | 2.0479 | 0.13218 | 63.7815 | 307.8754 | 40 | 0.757 | [5 empty] | 0.193 | 0.315 | 2.1 |  | 0 | Vancouver Intl AP | CAN | 42 | 2797 | 49.195 | -123.184 | 4 | 2800 | BC | CAN_BC_Vancouver.Intl.AP.718920_CWEC2016.epw | 2.0478 | 28.0393 | 300.5696 | 3.6481 | 18.5042 | FALSE | FALSE | FALSE | FALSE | 8.8057 | 9.2906 | 0 | 0 | 0 | 0 | 30.71 | 17.4284 | 0.33814 | 0.019402 | 123.59 | 0 | 2.0479 | 20.5 | 15.83 | 0.17 | 0.17 |  | https://s3.console.aws.amazon.com/s3/buckets/834599497928?region=ca-central-1&prefix=phylroy.lopez/reference/reference/output/0351a7a5-1208-4a96-b6d6-6a171c99d797/ | 1.0.002
484 |  | TRUE | 55 | 0 | 0 | 126.9881 |  |  |  | 0.1 | 2021-09-22 20:09:39 +0000 | 438c2ebff | 0.2.14 | :adv_dx_units: NECB_Default :airloop_economizer_type: NECB_Default :algorithm_type: parametric :analysis_id: reference :analysis_name: reference :boiler_eff: NECB_Default :btap_batch_version: 1.0.002 :building_type: QuickServiceRestaurant :chiller_type: NECB_Default :compute_environment: aws_batch :datapoint_id: 90d8d929-87bb-4bfb-8e1e-6a986dea65bd :daylighting_type: NECB_Default :dcv_type: NECB_Default :door_construction_cond: NECB_Default :ecm_system_name: NECB_Default :electrical_loads_scale: NECB_Default :enable_costing: true :epw_file: CAN_AB_Calgary.Intl.AP.718770_CWEC2016.epw :erv_package: NECB_Default :ext_floor_cond: NECB_Default :ext_roof_cond: NECB_Default :ext_wall_cond: NECB_Default :fdwr_set: NECB_Default :fixed_wind_solar_trans: NECB_Default :fixed_window_cond: NECB_Default :furnace_eff: NECB_Default :glass_door_cond: NECB_Default :glass_door_solar_trans: NECB_Default :ground_floor_cond: NECB_Default :ground_roof_cond: NECB_Default :ground_wall_cond: NECB_Default :image_name: btap_private_cli :infiltration_scale: NECB_Default :lights_scale: NECB_Default :lights_type: NECB_Default :nv_delta_temp_in_out: NECB_Default :nv_opening_fraction: NECB_Default :nv_temp_out_min: NECB_Default :nv_type: NECB_Default :oa_scale: NECB_Default :occupancy_loads_scale: NECB_Default :output_meters: [] :output_variables: [] :overhead_door_cond: NECB_Default :primary_heating_fuel: Electricity :pv_ground_azimuth_angle: NECB_Default :pv_ground_module_description: NECB_Default :pv_ground_tilt_angle: NECB_Default :pv_ground_total_area_pv_panels_m2: NECB_Default :pv_ground_type: NECB_Default :rotation_degrees: NECB_Default :run_annual_simulation: true :s3_bucket: '834599497928' :scale_x: NECB_Default :scale_y: NECB_Default :scale_z: NECB_Default :shw_eff: NECB_Default :skylight_cond: NECB_Default :skylight_solar_trans: NECB_Default :srr_set: NECB_Default :template: NECB2017 | reference | reference | 90d8d929-87bb-4bfb-8e1e-6a986dea65bd | NECB2017 | QuickServiceRestaurant | Electricity | Electricity | CAN_AB_Calgary.Intl.AP.718770_CWEC2016.epw | parametric |  | NECB_Default | NECB_Default | NECB_Default | NECB_Default | NECB_Default | NECB_Default | NECB_Default | NECB_Default | NECB_Default | NECB_Default | NECB_Default | NECB_Default | NECB_Default | NECB_Default | NECB_Default | NECB_Default | NECB_Default | NECB_Default | NECB_Default | NECB_Default | NECB_Default | NECB_Default | NECB_Default | NECB_Default | NECB_Default | NECB_Default | NECB_Default | NECB_Default | NECB_Default | NECB_Default | NECB_Default | NECB_Default | NECB_Default | NECB_Default | NECB_Default | NECB_Default | NECB_Default | NECB_Default | NECB_Default | NECB_Default | NECB_Default | NECB_Default | NECB_Default | NECB_Default | NECB_Default | aws_batch | 834599497928 | btap_private_cli |  | TRUE | TRUE |  |  | 428.377 | 32.4335 | 281.1134 | 415.9254 | 232.34 | 444.7457 | 33.3 | QuickServiceRestaurant |  |  | 0 | QuickServiceRestaurant | 1 |  | 1 | NECB2017 | 0.46263 | 961.3389 | 267.6425 | 17.4052 | 68.0393 | 48.9881 | 1064.3606 | 662.2854 | CALGARY | ALBERTA | 425.3325 | 0 | 0 | 425.3325 | 40.3126 | 0 | 0 | 40.3126 | 0 | 0.035637 | 0 | 0 | 1.9381 | 0.32922 | 0.12576 | 1.012 | 0.10696 | 0.20806 | 0 | 0 | 1.9381 | 0.12051 | 463.7711 | 0 | 33.3 | 0.757 | [5 empty] | 0.138 | 0.21 | 1.9 |  | 0 | Calgary Intl AP | CAN | 64 | 4781 | 51.114 | -114.02 | 7a | 5000 | AB | CAN_AB_Calgary.Intl.AP.718770_CWEC2016.epw | 1.9381 | 32.4335 | 428.377 | 4.1305 | 19.5373 | FALSE | FALSE | FALSE | FALSE | 11.1516 | 18.6869 | 0 | 0.076607 | 0.0043955 | 28 | 0 | 17.4284 | 0.33814 | 0.019402 | 123.59 | 0 | 1.9381 | 21 | 16.83 | 0 | 0 |  | https://s3.console.aws.amazon.com/s3/buckets/834599497928?region=ca-central-1&prefix=phylroy.lopez/reference/reference/output/90d8d929-87bb-4bfb-8e1e-6a986dea65bd/ | 1.0.002
485 |  | TRUE | 78 | 0 | 0 | 192.3865 |  |  |  | 0.1 | 2021-09-22 20:08:53 +0000 | 438c2ebff | 0.2.14 | :adv_dx_units: NECB_Default :airloop_economizer_type: NECB_Default :algorithm_type: parametric :analysis_id: reference :analysis_name: reference :boiler_eff: NECB_Default :btap_batch_version: 1.0.002 :building_type: RetailStandalone :chiller_type: NECB_Default :compute_environment: aws_batch :datapoint_id: c8f03fed-cad5-486c-bc75-aa0a6f57181e :daylighting_type: NECB_Default :dcv_type: NECB_Default :door_construction_cond: NECB_Default :ecm_system_name: NECB_Default :electrical_loads_scale: NECB_Default :enable_costing: true :epw_file: CAN_BC_Vancouver.Intl.AP.718920_CWEC2016.epw :erv_package: NECB_Default :ext_floor_cond: NECB_Default :ext_roof_cond: NECB_Default :ext_wall_cond: NECB_Default :fdwr_set: NECB_Default :fixed_wind_solar_trans: NECB_Default :fixed_window_cond: NECB_Default :furnace_eff: NECB_Default :glass_door_cond: NECB_Default :glass_door_solar_trans: NECB_Default :ground_floor_cond: NECB_Default :ground_roof_cond: NECB_Default :ground_wall_cond: NECB_Default :image_name: btap_private_cli :infiltration_scale: NECB_Default :lights_scale: NECB_Default :lights_type: NECB_Default :nv_delta_temp_in_out: NECB_Default :nv_opening_fraction: NECB_Default :nv_temp_out_min: NECB_Default :nv_type: NECB_Default :oa_scale: NECB_Default :occupancy_loads_scale: NECB_Default :output_meters: [] :output_variables: [] :overhead_door_cond: NECB_Default :primary_heating_fuel: Electricity :pv_ground_azimuth_angle: NECB_Default :pv_ground_module_description: NECB_Default :pv_ground_tilt_angle: NECB_Default :pv_ground_total_area_pv_panels_m2: NECB_Default :pv_ground_type: NECB_Default :rotation_degrees: NECB_Default :run_annual_simulation: true :s3_bucket: '834599497928' :scale_x: NECB_Default :scale_y: NECB_Default :scale_z: NECB_Default :shw_eff: NECB_Default :skylight_cond: NECB_Default :skylight_solar_trans: NECB_Default :srr_set: NECB_Default :template: NECB2017 | reference | reference | c8f03fed-cad5-486c-bc75-aa0a6f57181e | NECB2017 | RetailStandalone | Electricity | Electricity | CAN_BC_Vancouver.Intl.AP.718920_CWEC2016.epw | parametric |  | NECB_Default | NECB_Default | NECB_Default | NECB_Default | NECB_Default | NECB_Default | NECB_Default | NECB_Default | NECB_Default | NECB_Default | NECB_Default | NECB_Default | NECB_Default | NECB_Default | NECB_Default | NECB_Default | NECB_Default | NECB_Default | NECB_Default | NECB_Default | NECB_Default | NECB_Default | NECB_Default | NECB_Default | NECB_Default | NECB_Default | NECB_Default | NECB_Default | NECB_Default | NECB_Default | NECB_Default | NECB_Default | NECB_Default | NECB_Default | NECB_Default | NECB_Default | NECB_Default | NECB_Default | NECB_Default | NECB_Default | NECB_Default | NECB_Default | NECB_Default | NECB_Default | NECB_Default | aws_batch | 834599497928 | btap_private_cli |  | TRUE | TRUE |  |  | 48.4659 | 19.2473 | 36.4927 | 79.2154 | 2293.99 | 3471.0086 | 40 | RetailStandalone |  |  | 2 | RetailStandalone | 1 |  | 1 | NECB2017 | 0.24821 | 13984.1807 | 217.2574 | 10.0427 | 102.2195 | 5.2579 | 534.0537 | 199.2763 | VANCOUVER | BRITISH COLUMBIA | 1.4043 | 0 | 0 | 1.4043 | 14.0237 | 0 | 0 | 14.0237 | 0 | 0.032964 | 0 | 0 | 0.49554 | 0.11041 | 0.0050611 | 0.13137 | 0.032271 | 0.17303 | 0 | 0 | 0.49554 | 0.010427 | 65.8073 | 0 | 40 | 0.757 | [5 empty] | 0.193 | 0.315 | 2.1 | 2.1 | 2 | Vancouver Intl AP | CAN | 42 | 2797 | 49.195 | -123.184 | 4 | 2800 | BC | CAN_BC_Vancouver.Intl.AP.718920_CWEC2016.epw | 0.49554 | 19.2473 | 48.4659 | 5.452 | 17.8436 | FALSE | FALSE | FALSE | FALSE | 7.5394 | 4.956 | 0 | 0.065445 | 0.00095644 | 23.92 | 0 | 68.4249 | 0.3214 | 0.0046971 | 117.47 | 0 | 0.49554 | 152.17 | 152.17 | 5.5 | 5.17 |  | https://s3.console.aws.amazon.com/s3/buckets/834599497928?region=ca-central-1&prefix=phylroy.lopez/reference/reference/output/c8f03fed-cad5-486c-bc75-aa0a6f57181e/ | 1.0.002
486 |  | TRUE | 52 | 0 | 0 | 126.9943 |  |  |  | 0.1 | 2021-09-22 20:09:07 +0000 | 438c2ebff | 0.2.14 | :adv_dx_units: NECB_Default :airloop_economizer_type: NECB_Default :algorithm_type: parametric :analysis_id: reference :analysis_name: reference :boiler_eff: NECB_Default :btap_batch_version: 1.0.002 :building_type: QuickServiceRestaurant :chiller_type: NECB_Default :compute_environment: aws_batch :datapoint_id: 8e194703-8691-4070-836c-6f6cf4617673 :daylighting_type: NECB_Default :dcv_type: NECB_Default :door_construction_cond: NECB_Default :ecm_system_name: NECB_Default :electrical_loads_scale: NECB_Default :enable_costing: true :epw_file: CAN_AB_Calgary.Intl.AP.718770_CWEC2016.epw :erv_package: NECB_Default :ext_floor_cond: NECB_Default :ext_roof_cond: NECB_Default :ext_wall_cond: NECB_Default :fdwr_set: NECB_Default :fixed_wind_solar_trans: NECB_Default :fixed_window_cond: NECB_Default :furnace_eff: NECB_Default :glass_door_cond: NECB_Default :glass_door_solar_trans: NECB_Default :ground_floor_cond: NECB_Default :ground_roof_cond: NECB_Default :ground_wall_cond: NECB_Default :image_name: btap_private_cli :infiltration_scale: NECB_Default :lights_scale: NECB_Default :lights_type: NECB_Default :nv_delta_temp_in_out: NECB_Default :nv_opening_fraction: NECB_Default :nv_temp_out_min: NECB_Default :nv_type: NECB_Default :oa_scale: NECB_Default :occupancy_loads_scale: NECB_Default :output_meters: [] :output_variables: [] :overhead_door_cond: NECB_Default :primary_heating_fuel: NaturalGas :pv_ground_azimuth_angle: NECB_Default :pv_ground_module_description: NECB_Default :pv_ground_tilt_angle: NECB_Default :pv_ground_total_area_pv_panels_m2: NECB_Default :pv_ground_type: NECB_Default :rotation_degrees: NECB_Default :run_annual_simulation: true :s3_bucket: '834599497928' :scale_x: NECB_Default :scale_y: NECB_Default :scale_z: NECB_Default :shw_eff: NECB_Default :skylight_cond: NECB_Default :skylight_solar_trans: NECB_Default :srr_set: NECB_Default :template: NECB2017 | reference | reference | 8e194703-8691-4070-836c-6f6cf4617673 | NECB2017 | QuickServiceRestaurant | NaturalGas | Natural Gas | CAN_AB_Calgary.Intl.AP.718770_CWEC2016.epw | parametric |  | NECB_Default | NECB_Default | NECB_Default | NECB_Default | NECB_Default | NECB_Default | NECB_Default | NECB_Default | NECB_Default | NECB_Default | NECB_Default | NECB_Default | NECB_Default | NECB_Default | NECB_Default | NECB_Default | NECB_Default | NECB_Default | NECB_Default | NECB_Default | NECB_Default | NECB_Default | NECB_Default | NECB_Default | NECB_Default | NECB_Default | NECB_Default | NECB_Default | NECB_Default | NECB_Default | NECB_Default | NECB_Default | NECB_Default | NECB_Default | NECB_Default | NECB_Default | NECB_Default | NECB_Default | NECB_Default | NECB_Default | NECB_Default | NECB_Default | NECB_Default | NECB_Default | NECB_Default | aws_batch | 834599497928 | btap_private_cli |  | TRUE | TRUE |  |  | 545.576 | 32.8946 | 281.1373 | 560.9595 | 232.34 | 444.7457 | 33.3 | QuickServiceRestaurant |  |  | 0 | QuickServiceRestaurant | 1 |  | 1 | NECB2017 | 0.46263 | 961.3389 | 267.6425 | 150.9834 | 68.0393 | 39.0296 | 1113.082 | 587.3871 | CALGARY | ALBERTA | 176.9904 | 83.4507 | 0 | 260.4411 | 16.775 | 5.9535 | 0 | 22.7285 | 0 | 0.035939 | 0 | 0 | 0.80649 | 0.32922 | 0.12576 | 1.507 | 0.10696 | 0.20806 | 1.6537 | 0.00055952 | 2.4602 | 0.14672 | 69.6135 | 553.0164 | 33.3 | 0.757 | [5 empty] | 0.138 | 0.21 | 1.9 |  | 0 | Calgary Intl AP | CAN | 64 | 4781 | 51.114 | -114.02 | 7a | 5000 | AB | CAN_AB_Calgary.Intl.AP.718770_CWEC2016.epw | 2.4602 | 32.8946 | 545.576 | 4.1305 | 19.5373 | FALSE | FALSE | FALSE | FALSE | 11.1516 | 18.6869 | 0 | 0 | 0 | 0 | 34.09 | 17.4284 | 0.33814 | 0.019402 | 123.59 | 0 | 2.4602 | 20.83 | 16.67 | 0 | 0 |  | https://s3.console.aws.amazon.com/s3/buckets/834599497928?region=ca-central-1&prefix=phylroy.lopez/reference/reference/output/8e194703-8691-4070-836c-6f6cf4617673/ | 1.0.002
487 |  | TRUE | 56 | 0 | 0 | 126.9881 |  |  |  | 0.1 | 2021-09-22 20:09:33 +0000 | 438c2ebff | 0.2.14 | :adv_dx_units: NECB_Default :airloop_economizer_type: NECB_Default :algorithm_type: parametric :analysis_id: reference :analysis_name: reference :boiler_eff: NECB_Default :btap_batch_version: 1.0.002 :building_type: QuickServiceRestaurant :chiller_type: NECB_Default :compute_environment: aws_batch :datapoint_id: 950b64f8-ccbc-4a28-a8b5-8cc8f581184b :daylighting_type: NECB_Default :dcv_type: NECB_Default :door_construction_cond: NECB_Default :ecm_system_name: NECB_Default :electrical_loads_scale: NECB_Default :enable_costing: true :epw_file: CAN_ON_Toronto.Pearson.Intl.AP.716240_CWEC2016.epw :erv_package: NECB_Default :ext_floor_cond: NECB_Default :ext_roof_cond: NECB_Default :ext_wall_cond: NECB_Default :fdwr_set: NECB_Default :fixed_wind_solar_trans: NECB_Default :fixed_window_cond: NECB_Default :furnace_eff: NECB_Default :glass_door_cond: NECB_Default :glass_door_solar_trans: NECB_Default :ground_floor_cond: NECB_Default :ground_roof_cond: NECB_Default :ground_wall_cond: NECB_Default :image_name: btap_private_cli :infiltration_scale: NECB_Default :lights_scale: NECB_Default :lights_type: NECB_Default :nv_delta_temp_in_out: NECB_Default :nv_opening_fraction: NECB_Default :nv_temp_out_min: NECB_Default :nv_type: NECB_Default :oa_scale: NECB_Default :occupancy_loads_scale: NECB_Default :output_meters: [] :output_variables: [] :overhead_door_cond: NECB_Default :primary_heating_fuel: Electricity :pv_ground_azimuth_angle: NECB_Default :pv_ground_module_description: NECB_Default :pv_ground_tilt_angle: NECB_Default :pv_ground_total_area_pv_panels_m2: NECB_Default :pv_ground_type: NECB_Default :rotation_degrees: NECB_Default :run_annual_simulation: true :s3_bucket: '834599497928' :scale_x: NECB_Default :scale_y: NECB_Default :scale_z: NECB_Default :shw_eff: NECB_Default :skylight_cond: NECB_Default :skylight_solar_trans: NECB_Default :srr_set: NECB_Default :template: NECB2017 | reference | reference | 950b64f8-ccbc-4a28-a8b5-8cc8f581184b | NECB2017 | QuickServiceRestaurant | Electricity | Electricity | CAN_ON_Toronto.Pearson.Intl.AP.716240_CWEC2016.epw | parametric |  | NECB_Default | NECB_Default | NECB_Default | NECB_Default | NECB_Default | NECB_Default | NECB_Default | NECB_Default | NECB_Default | NECB_Default | NECB_Default | NECB_Default | NECB_Default | NECB_Default | NECB_Default | NECB_Default | NECB_Default | NECB_Default | NECB_Default | NECB_Default | NECB_Default | NECB_Default | NECB_Default | NECB_Default | NECB_Default | NECB_Default | NECB_Default | NECB_Default | NECB_Default | NECB_Default | NECB_Default | NECB_Default | NECB_Default | NECB_Default | NECB_Default | NECB_Default | NECB_Default | NECB_Default | NECB_Default | NECB_Default | NECB_Default | NECB_Default | NECB_Default | NECB_Default | NECB_Default | aws_batch | 834599497928 | btap_private_cli |  | TRUE | TRUE |  |  | 233.4283 | 58.7453 | 255.1338 | 404.6991 | 232.34 | 444.7457 | 40 | QuickServiceRestaurant |  |  | 0 | QuickServiceRestaurant | 1 |  | 1 | NECB2017 | 0.46263 | 961.3389 | 285.3066 | 18.544 | 71.3357 | 49.5028 | 1152.4494 | 727.7604 | TORONTO | ONTARIO | 10.5402 | 0 | 0 | 10.5402 | 84.4473 | 0 | 0 | 84.4473 | 0 | 0.093484 | 0 | 0 | 1.8977 | 0.33352 | 0.12576 | 0.91848 | 0.10696 | 0.20806 | 0 | 0 | 1.8977 | 0.11143 | 271.3734 | 0 | 40 | 0.757 | [5 empty] | 0.156 | 0.278 | 1.9 |  | 0 | Toronto Pearson Intl AP | CAN | 382 | 3615 | 43.677 | -79.631 | 5 | 3890 | ON | CAN_ON_Toronto.Pearson.Intl.AP.716240_CWEC2016.epw | 1.8977 | 58.7453 | 233.4283 | 8.4881 | 15.74 | FALSE | FALSE | FALSE | FALSE | 12.4831 | 11.0006 | 0 | 0.070834 | 0.0040643 | 25.89 | 0 | 17.4284 | 0.33814 | 0.019402 | 123.59 | 0 | 1.8977 | 30.5 | 22.5 | 0 | 0 |  | https://s3.console.aws.amazon.com/s3/buckets/834599497928?region=ca-central-1&prefix=phylroy.lopez/reference/reference/output/950b64f8-ccbc-4a28-a8b5-8cc8f581184b/ | 1.0.002
488 |  | TRUE | 50 | 0 | 0 | 126.7907 |  |  |  | 0.1 | 2021-09-22 20:09:45 +0000 | 438c2ebff | 0.2.14 | :adv_dx_units: NECB_Default :airloop_economizer_type: NECB_Default :algorithm_type: parametric :analysis_id: reference :analysis_name: reference :boiler_eff: NECB_Default :btap_batch_version: 1.0.002 :building_type: QuickServiceRestaurant :chiller_type: NECB_Default :compute_environment: aws_batch :datapoint_id: ce9aa68e-598d-46ab-abd4-82c076dcd438 :daylighting_type: NECB_Default :dcv_type: NECB_Default :door_construction_cond: NECB_Default :ecm_system_name: NECB_Default :electrical_loads_scale: NECB_Default :enable_costing: true :epw_file: CAN_YT_Whitehorse.Intl.AP.719640_CWEC2016.epw :erv_package: NECB_Default :ext_floor_cond: NECB_Default :ext_roof_cond: NECB_Default :ext_wall_cond: NECB_Default :fdwr_set: NECB_Default :fixed_wind_solar_trans: NECB_Default :fixed_window_cond: NECB_Default :furnace_eff: NECB_Default :glass_door_cond: NECB_Default :glass_door_solar_trans: NECB_Default :ground_floor_cond: NECB_Default :ground_roof_cond: NECB_Default :ground_wall_cond: NECB_Default :image_name: btap_private_cli :infiltration_scale: NECB_Default :lights_scale: NECB_Default :lights_type: NECB_Default :nv_delta_temp_in_out: NECB_Default :nv_opening_fraction: NECB_Default :nv_temp_out_min: NECB_Default :nv_type: NECB_Default :oa_scale: NECB_Default :occupancy_loads_scale: NECB_Default :output_meters: [] :output_variables: [] :overhead_door_cond: NECB_Default :primary_heating_fuel: NaturalGas :pv_ground_azimuth_angle: NECB_Default :pv_ground_module_description: NECB_Default :pv_ground_tilt_angle: NECB_Default :pv_ground_total_area_pv_panels_m2: NECB_Default :pv_ground_type: NECB_Default :rotation_degrees: NECB_Default :run_annual_simulation: true :s3_bucket: '834599497928' :scale_x: NECB_Default :scale_y: NECB_Default :scale_z: NECB_Default :shw_eff: NECB_Default :skylight_cond: NECB_Default :skylight_solar_trans: NECB_Default :srr_set: NECB_Default :template: NECB2017 | reference | reference | ce9aa68e-598d-46ab-abd4-82c076dcd438 | NECB2017 | QuickServiceRestaurant | NaturalGas | Natural Gas | CAN_YT_Whitehorse.Intl.AP.719640_CWEC2016.epw | parametric |  | NECB_Default | NECB_Default | NECB_Default | NECB_Default | NECB_Default | NECB_Default | NECB_Default | NECB_Default | NECB_Default | NECB_Default | NECB_Default | NECB_Default | NECB_Default | NECB_Default | NECB_Default | NECB_Default | NECB_Default | NECB_Default | NECB_Default | NECB_Default | NECB_Default | NECB_Default | NECB_Default | NECB_Default | NECB_Default | NECB_Default | NECB_Default | NECB_Default | NECB_Default | NECB_Default | NECB_Default | NECB_Default | NECB_Default | NECB_Default | NECB_Default | NECB_Default | NECB_Default | NECB_Default | NECB_Default | NECB_Default | NECB_Default | NECB_Default | NECB_Default | NECB_Default | NECB_Default | aws_batch | 834599497928 | btap_private_cli |  | TRUE | TRUE |  |  | 749.5186 | 21.1858 | 475.0342 | 822.1309 | 232.34 | 444.7457 | 22.8 | QuickServiceRestaurant |  |  | 0 | QuickServiceRestaurant | 1 |  | 1 | NECB2017 | 0.46263 | 961.3389 | 205.4242 | 143.5503 | 63.2397 | 37.0584 | 966.6036 | 517.331 | WHITEHORSE | YUKON | 11.8631 | 131.2523 | 0 | 143.1154 | 27.168 | 23.9238 | 0 | 51.0918 | 0 | 0.011965 | 0 | 0 | 0.76272 | 0.3092 | 0.12576 | 2.4782 | 0.10696 | 0.20806 | 2.6377 | 0.00077473 | 3.4004 | 0.15955 | 57.0531 | 755.9193 | 22.8 | 0.757 | [5 empty] | 0.138 | 0.21 | 1.9 |  | 0 | Whitehorse Intl AP | CAN | 5 | 6491 | 60.709 | -135.069 | 7b | 6580 | YT | CAN_YT_Whitehorse.Intl.AP.719640_CWEC2016.epw | 3.4004 | 21.1858 | 749.5186 | 4.9561 | 15.751 | TRUE | FALSE | FALSE | FALSE | 6.2235 | 23.1809 | 0 | 0 | 0 | 0 | 37.07 | 17.4284 | 0.33814 | 0.019402 | 123.59 | 0 | 3.4004 | 10.67 | 6.83 | 0 | 0 |  | https://s3.console.aws.amazon.com/s3/buckets/834599497928?region=ca-central-1&prefix=phylroy.lopez/reference/reference/output/ce9aa68e-598d-46ab-abd4-82c076dcd438/ | 1.0.002
489 |  | TRUE | 91 | 0 | 0 | 192.8334 |  |  |  | 0.1 | 2021-09-22 20:09:09 +0000 | 438c2ebff | 0.2.14 | :adv_dx_units: NECB_Default :airloop_economizer_type: NECB_Default :algorithm_type: parametric :analysis_id: reference :analysis_name: reference :boiler_eff: NECB_Default :btap_batch_version: 1.0.002 :building_type: RetailStandalone :chiller_type: NECB_Default :compute_environment: aws_batch :datapoint_id: b03e825a-4abc-46fc-ba7f-70b5b051c57f :daylighting_type: NECB_Default :dcv_type: NECB_Default :door_construction_cond: NECB_Default :ecm_system_name: NECB_Default :electrical_loads_scale: NECB_Default :enable_costing: true :epw_file: CAN_AB_Edmonton.Intl.AP.711230_CWEC2016.epw :erv_package: NECB_Default :ext_floor_cond: NECB_Default :ext_roof_cond: NECB_Default :ext_wall_cond: NECB_Default :fdwr_set: NECB_Default :fixed_wind_solar_trans: NECB_Default :fixed_window_cond: NECB_Default :furnace_eff: NECB_Default :glass_door_cond: NECB_Default :glass_door_solar_trans: NECB_Default :ground_floor_cond: NECB_Default :ground_roof_cond: NECB_Default :ground_wall_cond: NECB_Default :image_name: btap_private_cli :infiltration_scale: NECB_Default :lights_scale: NECB_Default :lights_type: NECB_Default :nv_delta_temp_in_out: NECB_Default :nv_opening_fraction: NECB_Default :nv_temp_out_min: NECB_Default :nv_type: NECB_Default :oa_scale: NECB_Default :occupancy_loads_scale: NECB_Default :output_meters: [] :output_variables: [] :overhead_door_cond: NECB_Default :primary_heating_fuel: NaturalGas :pv_ground_azimuth_angle: NECB_Default :pv_ground_module_description: NECB_Default :pv_ground_tilt_angle: NECB_Default :pv_ground_total_area_pv_panels_m2: NECB_Default :pv_ground_type: NECB_Default :rotation_degrees: NECB_Default :run_annual_simulation: true :s3_bucket: '834599497928' :scale_x: NECB_Default :scale_y: NECB_Default :scale_z: NECB_Default :shw_eff: NECB_Default :skylight_cond: NECB_Default :skylight_solar_trans: NECB_Default :srr_set: NECB_Default :template: NECB2017 | reference | reference | b03e825a-4abc-46fc-ba7f-70b5b051c57f | NECB2017 | RetailStandalone | NaturalGas | Natural Gas | CAN_AB_Edmonton.Intl.AP.711230_CWEC2016.epw | parametric |  | NECB_Default | NECB_Default | NECB_Default | NECB_Default | NECB_Default | NECB_Default | NECB_Default | NECB_Default | NECB_Default | NECB_Default | NECB_Default | NECB_Default | NECB_Default | NECB_Default | NECB_Default | NECB_Default | NECB_Default | NECB_Default | NECB_Default | NECB_Default | NECB_Default | NECB_Default | NECB_Default | NECB_Default | NECB_Default | NECB_Default | NECB_Default | NECB_Default | NECB_Default | NECB_Default | NECB_Default | NECB_Default | NECB_Default | NECB_Default | NECB_Default | NECB_Default | NECB_Default | NECB_Default | NECB_Default | NECB_Default | NECB_Default | NECB_Default | NECB_Default | NECB_Default | NECB_Default | aws_batch | 834599497928 | btap_private_cli |  | TRUE | TRUE |  |  | 130.0873 | 20.3015 | 62.6056 | 128.85 | 2293.99 | 3471.0086 | 32.5 | RetailStandalone |  |  | 2 | RetailStandalone | 1 |  | 1 | NECB2017 | 0.24821 | 13984.1807 | 233.8735 | 44.6182 | 115.2609 | 4.9653 | 596.0923 | 197.3745 | EDMONTON | ALBERTA | 79.5609 | 15.927 | 0 | 95.4879 | 7.5407 | 1.1362 | 0 | 8.677 | 0 | 0.031984 | 0 | 0 | 0.36253 | 0.11317 | 0.0089931 | 0.30154 | 0.032271 | 0.17303 | 0.31562 | 0.0030863 | 0.67816 | 0.014089 | 41.7243 | 130.5655 | 32.5 | 0.757 | [5 empty] | 0.138 | 0.21 | 1.9 | 1.9 | 2 | Edmonton Intl AP | CAN | 23 | 5588 | 53.31 | -113.579 | 7a | 5120 | AB | CAN_AB_Edmonton.Intl.AP.711230_CWEC2016.epw | 0.67816 | 20.3015 | 130.0873 | 5.7944 | 16.586 | FALSE | FALSE | FALSE | FALSE | 8.1586 | 14.7522 | 0 | 0 | 0 | 0 | 32.32 | 68.4249 | 0.3214 | 0.0046971 | 117.47 | 0 | 0.67816 | 29.83 | 29.83 | 13.33 | 13.33 |  | https://s3.console.aws.amazon.com/s3/buckets/834599497928?region=ca-central-1&prefix=phylroy.lopez/reference/reference/output/b03e825a-4abc-46fc-ba7f-70b5b051c57f/ | 1.0.002
490 |  | TRUE | 46 | 0 | 0 | 127.4693 |  |  |  | 0.1 | 2021-09-22 20:09:29 +0000 | 438c2ebff | 0.2.14 | :adv_dx_units: NECB_Default :airloop_economizer_type: NECB_Default :algorithm_type: parametric :analysis_id: reference :analysis_name: reference :boiler_eff: NECB_Default :btap_batch_version: 1.0.002 :building_type: FullServiceRestaurant :chiller_type: NECB_Default :compute_environment: aws_batch :datapoint_id: 0554d7b3-9017-4d85-a5e2-62d866723b24 :daylighting_type: NECB_Default :dcv_type: NECB_Default :door_construction_cond: NECB_Default :ecm_system_name: NECB_Default :electrical_loads_scale: NECB_Default :enable_costing: true :epw_file: CAN_QC_Montreal-Trudeau.Intl.AP.716270_CWEC2016.epw :erv_package: NECB_Default :ext_floor_cond: NECB_Default :ext_roof_cond: NECB_Default :ext_wall_cond: NECB_Default :fdwr_set: NECB_Default :fixed_wind_solar_trans: NECB_Default :fixed_window_cond: NECB_Default :furnace_eff: NECB_Default :glass_door_cond: NECB_Default :glass_door_solar_trans: NECB_Default :ground_floor_cond: NECB_Default :ground_roof_cond: NECB_Default :ground_wall_cond: NECB_Default :image_name: btap_private_cli :infiltration_scale: NECB_Default :lights_scale: NECB_Default :lights_type: NECB_Default :nv_delta_temp_in_out: NECB_Default :nv_opening_fraction: NECB_Default :nv_temp_out_min: NECB_Default :nv_type: NECB_Default :oa_scale: NECB_Default :occupancy_loads_scale: NECB_Default :output_meters: [] :output_variables: [] :overhead_door_cond: NECB_Default :primary_heating_fuel: NaturalGas :pv_ground_azimuth_angle: NECB_Default :pv_ground_module_description: NECB_Default :pv_ground_tilt_angle: NECB_Default :pv_ground_total_area_pv_panels_m2: NECB_Default :pv_ground_type: NECB_Default :rotation_degrees: NECB_Default :run_annual_simulation: true :s3_bucket: '834599497928' :scale_x: NECB_Default :scale_y: NECB_Default :scale_z: NECB_Default :shw_eff: NECB_Default :skylight_cond: NECB_Default :skylight_solar_trans: NECB_Default :srr_set: NECB_Default :template: BTAPPRE1980 | reference | reference | 0554d7b3-9017-4d85-a5e2-62d866723b24 | BTAPPRE1980 | FullServiceRestaurant | NaturalGas | Natural Gas | CAN_QC_Montreal-Trudeau.Intl.AP.716270_CWEC2016.epw | parametric |  | NECB_Default | NECB_Default | NECB_Default | NECB_Default | NECB_Default | NECB_Default | NECB_Default | NECB_Default | NECB_Default | NECB_Default | NECB_Default | NECB_Default | NECB_Default | NECB_Default | NECB_Default | NECB_Default | NECB_Default | NECB_Default | NECB_Default | NECB_Default | NECB_Default | NECB_Default | NECB_Default | NECB_Default | NECB_Default | NECB_Default | NECB_Default | NECB_Default | NECB_Default | NECB_Default | NECB_Default | NECB_Default | NECB_Default | NECB_Default | NECB_Default | NECB_Default | NECB_Default | NECB_Default | NECB_Default | NECB_Default | NECB_Default | NECB_Default | NECB_Default | NECB_Default | NECB_Default | aws_batch | 834599497928 | btap_private_cli |  | TRUE | TRUE |  |  | 479.9249 | 56.8888 | 503.8312 | 849.5278 | 511.15 | 845.2233 | 17.1 | FullServiceRestaurant |  |  | 0 | FullServiceRestaurant | 1 |  | 1 | BTAPPRE1980 | 0.35452 | 2384.1067 | 0.72861 | 109.1377 | 64.9441 | 18.3005 | 504.2014 | 311.0905 | MONTREAL | QUEBEC | 0.23473 | 134.0682 | 0 | 134.303 | 14.9497 | 35.1181 | 0 | 50.0679 | 0 | 0.066184 | 0 | 0 | 0.60403 | 0.27667 | 0 | 2.5161 | 0.067162 | 0.19249 | 2.7139 | 0.001526 | 3.3179 | 0.19781 | 82.1794 | 490.3826 | 17.1 | 0.678 | [5 empty] | 0.267 | 0.823 | 2.95 |  | 0 | Montreal-Trudeau Intl AP | CAN | 323 | 4090 | 45.471 | -73.741 | 6 | 4400 | QC | CAN_QC_Montreal-Trudeau.Intl.AP.716270_CWEC2016.epw | 3.3179 | 56.8888 | 479.9249 | 7.5507 | 18.099 | FALSE | FALSE | FALSE | FALSE | 12.3841 | 16.2683 | 0 | 0 | 0 | 0 | 101.11 | 44.1525 | 1.0393 | 0.023539 | 379.87 | 0 | 3.3179 | 1.17 | 0.83 | 0 | 0 |  | https://s3.console.aws.amazon.com/s3/buckets/834599497928?region=ca-central-1&prefix=phylroy.lopez/reference/reference/output/0554d7b3-9017-4d85-a5e2-62d866723b24/ | 1.0.002
491 |  | TRUE | 49 | 0 | 0 | 127.8426 |  |  |  | 0.1 | 2021-09-22 20:09:31 +0000 | 438c2ebff | 0.2.14 | :adv_dx_units: NECB_Default :airloop_economizer_type: NECB_Default :algorithm_type: parametric :analysis_id: reference :analysis_name: reference :boiler_eff: NECB_Default :btap_batch_version: 1.0.002 :building_type: FullServiceRestaurant :chiller_type: NECB_Default :compute_environment: aws_batch :datapoint_id: 50aaffdb-b68e-4e9d-bc1a-71a7fc095cf7 :daylighting_type: NECB_Default :dcv_type: NECB_Default :door_construction_cond: NECB_Default :ecm_system_name: NECB_Default :electrical_loads_scale: NECB_Default :enable_costing: true :epw_file: CAN_QC_Montreal-Trudeau.Intl.AP.716270_CWEC2016.epw :erv_package: NECB_Default :ext_floor_cond: NECB_Default :ext_roof_cond: NECB_Default :ext_wall_cond: NECB_Default :fdwr_set: NECB_Default :fixed_wind_solar_trans: NECB_Default :fixed_window_cond: NECB_Default :furnace_eff: NECB_Default :glass_door_cond: NECB_Default :glass_door_solar_trans: NECB_Default :ground_floor_cond: NECB_Default :ground_roof_cond: NECB_Default :ground_wall_cond: NECB_Default :image_name: btap_private_cli :infiltration_scale: NECB_Default :lights_scale: NECB_Default :lights_type: NECB_Default :nv_delta_temp_in_out: NECB_Default :nv_opening_fraction: NECB_Default :nv_temp_out_min: NECB_Default :nv_type: NECB_Default :oa_scale: NECB_Default :occupancy_loads_scale: NECB_Default :output_meters: [] :output_variables: [] :overhead_door_cond: NECB_Default :primary_heating_fuel: Electricity :pv_ground_azimuth_angle: NECB_Default :pv_ground_module_description: NECB_Default :pv_ground_tilt_angle: NECB_Default :pv_ground_total_area_pv_panels_m2: NECB_Default :pv_ground_type: NECB_Default :rotation_degrees: NECB_Default :run_annual_simulation: true :s3_bucket: '834599497928' :scale_x: NECB_Default :scale_y: NECB_Default :scale_z: NECB_Default :shw_eff: NECB_Default :skylight_cond: NECB_Default :skylight_solar_trans: NECB_Default :srr_set: NECB_Default :template: BTAPPRE1980 | reference | reference | 50aaffdb-b68e-4e9d-bc1a-71a7fc095cf7 | BTAPPRE1980 | FullServiceRestaurant | Electricity | Electricity | CAN_QC_Montreal-Trudeau.Intl.AP.716270_CWEC2016.epw | parametric |  | NECB_Default | NECB_Default | NECB_Default | NECB_Default | NECB_Default | NECB_Default | NECB_Default | NECB_Default | NECB_Default | NECB_Default | NECB_Default | NECB_Default | NECB_Default | NECB_Default | NECB_Default | NECB_Default | NECB_Default | NECB_Default | NECB_Default | NECB_Default | NECB_Default | NECB_Default | NECB_Default | NECB_Default | NECB_Default | NECB_Default | NECB_Default | NECB_Default | NECB_Default | NECB_Default | NECB_Default | NECB_Default | NECB_Default | NECB_Default | NECB_Default | NECB_Default | NECB_Default | NECB_Default | NECB_Default | NECB_Default | NECB_Default | NECB_Default | NECB_Default | NECB_Default | NECB_Default | aws_batch | 834599497928 | btap_private_cli |  | TRUE | TRUE |  |  | 370.5982 | 56.8888 | 503.6628 | 641.9186 | 511.15 | 845.2233 | 17.1 | FullServiceRestaurant |  |  | 0 | FullServiceRestaurant | 1 |  | 1 | BTAPPRE1980 | 0.35452 | 2384.1067 | 0.72861 | 17.0855 | 64.9441 | 31.8231 | 480.9892 | 366.4079 | MONTREAL | QUEBEC | 0.99893 | 0 | 0 | 0.99893 | 63.6213 | 0 | 0 | 63.6213 | 0 | 0.066184 | 0 | 0 | 2.5706 | 0.27667 | 0 | 1.8132 | 0.067162 | 0.19249 | 0 | 0 | 2.5706 | 0.15487 | 401.5413 | 0 | 17.1 | 0.678 | [5 empty] | 0.267 | 0.823 | 2.95 |  | 0 | Montreal-Trudeau Intl AP | CAN | 323 | 4090 | 45.471 | -73.741 | 6 | 4400 | QC | CAN_QC_Montreal-Trudeau.Intl.AP.716270_CWEC2016.epw | 2.5705 | 56.8888 | 370.5982 | 7.5507 | 18.099 | FALSE | FALSE | FALSE | FALSE | 12.3841 | 16.2683 | 0 | 0.21658 | 0.0049053 | 79.16 | 0 | 44.1525 | 1.0393 | 0.023539 | 379.87 | 0 | 2.5706 | 1.17 | 0.83 | 0 | 0 |  | https://s3.console.aws.amazon.com/s3/buckets/834599497928?region=ca-central-1&prefix=phylroy.lopez/reference/reference/output/50aaffdb-b68e-4e9d-bc1a-71a7fc095cf7/ | 1.0.002
492 |  | TRUE | 53 | 0 | 0 | 128.7458 |  |  |  | 0.1 | 2021-09-22 20:09:17 +0000 | 438c2ebff | 0.2.14 | :adv_dx_units: NECB_Default :airloop_economizer_type: NECB_Default :algorithm_type: parametric :analysis_id: reference :analysis_name: reference :boiler_eff: NECB_Default :btap_batch_version: 1.0.002 :building_type: QuickServiceRestaurant :chiller_type: NECB_Default :compute_environment: aws_batch :datapoint_id: e101b853-effd-407c-83ab-45c6a689b0e8 :daylighting_type: NECB_Default :dcv_type: NECB_Default :door_construction_cond: NECB_Default :ecm_system_name: NECB_Default :electrical_loads_scale: NECB_Default :enable_costing: true :epw_file: CAN_YT_Whitehorse.Intl.AP.719640_CWEC2016.epw :erv_package: NECB_Default :ext_floor_cond: NECB_Default :ext_roof_cond: NECB_Default :ext_wall_cond: NECB_Default :fdwr_set: NECB_Default :fixed_wind_solar_trans: NECB_Default :fixed_window_cond: NECB_Default :furnace_eff: NECB_Default :glass_door_cond: NECB_Default :glass_door_solar_trans: NECB_Default :ground_floor_cond: NECB_Default :ground_roof_cond: NECB_Default :ground_wall_cond: NECB_Default :image_name: btap_private_cli :infiltration_scale: NECB_Default :lights_scale: NECB_Default :lights_type: NECB_Default :nv_delta_temp_in_out: NECB_Default :nv_opening_fraction: NECB_Default :nv_temp_out_min: NECB_Default :nv_type: NECB_Default :oa_scale: NECB_Default :occupancy_loads_scale: NECB_Default :output_meters: [] :output_variables: [] :overhead_door_cond: NECB_Default :primary_heating_fuel: Electricity :pv_ground_azimuth_angle: NECB_Default :pv_ground_module_description: NECB_Default :pv_ground_tilt_angle: NECB_Default :pv_ground_total_area_pv_panels_m2: NECB_Default :pv_ground_type: NECB_Default :rotation_degrees: NECB_Default :run_annual_simulation: true :s3_bucket: '834599497928' :scale_x: NECB_Default :scale_y: NECB_Default :scale_z: NECB_Default :shw_eff: NECB_Default :skylight_cond: NECB_Default :skylight_solar_trans: NECB_Default :srr_set: NECB_Default :template: NECB2017 | reference | reference | e101b853-effd-407c-83ab-45c6a689b0e8 | NECB2017 | QuickServiceRestaurant | Electricity | Electricity | CAN_YT_Whitehorse.Intl.AP.719640_CWEC2016.epw | parametric |  | NECB_Default | NECB_Default | NECB_Default | NECB_Default | NECB_Default | NECB_Default | NECB_Default | NECB_Default | NECB_Default | NECB_Default | NECB_Default | NECB_Default | NECB_Default | NECB_Default | NECB_Default | NECB_Default | NECB_Default | NECB_Default | NECB_Default | NECB_Default | NECB_Default | NECB_Default | NECB_Default | NECB_Default | NECB_Default | NECB_Default | NECB_Default | NECB_Default | NECB_Default | NECB_Default | NECB_Default | NECB_Default | NECB_Default | NECB_Default | NECB_Default | NECB_Default | NECB_Default | NECB_Default | NECB_Default | NECB_Default | NECB_Default | NECB_Default | NECB_Default | NECB_Default | NECB_Default | aws_batch | 834599497928 | btap_private_cli |  | TRUE | TRUE |  |  | 596.9158 | 20.8956 | 474.9864 | 600.6045 | 232.34 | 444.7457 | 22.8 | QuickServiceRestaurant |  |  | 0 | QuickServiceRestaurant | 1 |  | 1 | NECB2017 | 0.46263 | 961.3389 | 205.4242 | 14.2745 | 63.2397 | 47.5659 | 942.2846 | 611.7803 | WHITEHORSE | YUKON | 40.4848 | 0 | 0 | 40.4848 | 92.7156 | 0 | 0 | 92.7156 | 0 | 0.011922 | 0 | 0 | 2.603 | 0.3092 | 0.12576 | 1.71 | 0.10696 | 0.20806 | 0 | 0 | 2.603 | 0.1311 | 632.7996 | 0 | 22.8 | 0.757 | [5 empty] | 0.138 | 0.21 | 1.9 |  | 0 | Whitehorse Intl AP | CAN | 5 | 6491 | 60.709 | -135.069 | 7b | 6580 | YT | CAN_YT_Whitehorse.Intl.AP.719640_CWEC2016.epw | 2.6029 | 20.8956 | 596.9158 | 4.956 | 15.7511 | TRUE | FALSE | FALSE | FALSE | 6.2235 | 23.181 | 0 | 0.083338 | 0.0047817 | 30.46 | 0 | 17.4284 | 0.33814 | 0.019402 | 123.59 | 0 | 2.603 | 10.67 | 6.83 | 0 | 0 |  | https://s3.console.aws.amazon.com/s3/buckets/834599497928?region=ca-central-1&prefix=phylroy.lopez/reference/reference/output/e101b853-effd-407c-83ab-45c6a689b0e8/ | 1.0.002
493 |  | TRUE | 45 | 0 | 0 | 126.0988 |  |  |  | 0.1 | 2021-09-22 20:09:23 +0000 | 438c2ebff | 0.2.14 | :adv_dx_units: NECB_Default :airloop_economizer_type: NECB_Default :algorithm_type: parametric :analysis_id: reference :analysis_name: reference :boiler_eff: NECB_Default :btap_batch_version: 1.0.002 :building_type: FullServiceRestaurant :chiller_type: NECB_Default :compute_environment: aws_batch :datapoint_id: fdf22580-ad1c-4a79-987f-e1291caad912 :daylighting_type: NECB_Default :dcv_type: NECB_Default :door_construction_cond: NECB_Default :ecm_system_name: NECB_Default :electrical_loads_scale: NECB_Default :enable_costing: true :epw_file: CAN_AB_Edmonton.Intl.AP.711230_CWEC2016.epw :erv_package: NECB_Default :ext_floor_cond: NECB_Default :ext_roof_cond: NECB_Default :ext_wall_cond: NECB_Default :fdwr_set: NECB_Default :fixed_wind_solar_trans: NECB_Default :fixed_window_cond: NECB_Default :furnace_eff: NECB_Default :glass_door_cond: NECB_Default :glass_door_solar_trans: NECB_Default :ground_floor_cond: NECB_Default :ground_roof_cond: NECB_Default :ground_wall_cond: NECB_Default :image_name: btap_private_cli :infiltration_scale: NECB_Default :lights_scale: NECB_Default :lights_type: NECB_Default :nv_delta_temp_in_out: NECB_Default :nv_opening_fraction: NECB_Default :nv_temp_out_min: NECB_Default :nv_type: NECB_Default :oa_scale: NECB_Default :occupancy_loads_scale: NECB_Default :output_meters: [] :output_variables: [] :overhead_door_cond: NECB_Default :primary_heating_fuel: NaturalGas :pv_ground_azimuth_angle: NECB_Default :pv_ground_module_description: NECB_Default :pv_ground_tilt_angle: NECB_Default :pv_ground_total_area_pv_panels_m2: NECB_Default :pv_ground_type: NECB_Default :rotation_degrees: NECB_Default :run_annual_simulation: true :s3_bucket: '834599497928' :scale_x: NECB_Default :scale_y: NECB_Default :scale_z: NECB_Default :shw_eff: NECB_Default :skylight_cond: NECB_Default :skylight_solar_trans: NECB_Default :srr_set: NECB_Default :template: BTAPPRE1980 | reference | reference | fdf22580-ad1c-4a79-987f-e1291caad912 | BTAPPRE1980 | FullServiceRestaurant | NaturalGas | Natural Gas | CAN_AB_Edmonton.Intl.AP.711230_CWEC2016.epw | parametric |  | NECB_Default | NECB_Default | NECB_Default | NECB_Default | NECB_Default | NECB_Default | NECB_Default | NECB_Default | NECB_Default | NECB_Default | NECB_Default | NECB_Default | NECB_Default | NECB_Default | NECB_Default | NECB_Default | NECB_Default | NECB_Default | NECB_Default | NECB_Default | NECB_Default | NECB_Default | NECB_Default | NECB_Default | NECB_Default | NECB_Default | NECB_Default | NECB_Default | NECB_Default | NECB_Default | NECB_Default | NECB_Default | NECB_Default | NECB_Default | NECB_Default | NECB_Default | NECB_Default | NECB_Default | NECB_Default | NECB_Default | NECB_Default | NECB_Default | NECB_Default | NECB_Default | NECB_Default | aws_batch | 834599497928 | btap_private_cli |  | TRUE | TRUE |  |  | 444.5244 | 28.6372 | 589.1997 | 964.3505 | 511.15 | 845.2233 | 17.1 | FullServiceRestaurant |  |  | 0 | FullServiceRestaurant | 1 |  | 1 | BTAPPRE1980 | 0.35452 | 2384.1067 | 0.75254 | 111.412 | 70.6812 | 18.7373 | 492.2683 | 290.6852 | EDMONTON | ALBERTA | 121.0827 | 160.447 | 0 | 281.5298 | 11.4761 | 11.4465 | 0 | 22.9226 | 0 | 0.015984 | 0 | 0 | 0.55174 | 0.27446 | 0 | 2.9633 | 0.067162 | 0.19249 | 3.1796 | 0.0016434 | 3.7313 | 0.21628 | 53.9186 | 451.007 | 17.1 | 0.678 | [5 empty] | 0.227 | 0.772 | 2.95 |  | 0 | Edmonton Intl AP | CAN | 23 | 5588 | 53.31 | -113.579 | 7a | 5120 | AB | CAN_AB_Edmonton.Intl.AP.711230_CWEC2016.epw | 3.7313 | 28.6372 | 444.5244 | 5.0047 | 17.3258 | TRUE | FALSE | FALSE | FALSE | 10.2931 | 19.7681 | 0 | 0 | 0 | 0 | 110.55 | 44.1525 | 1.0393 | 0.023539 | 379.87 | 0 | 3.7313 | 0.17 | 0.17 | 0 | 0 |  | https://s3.console.aws.amazon.com/s3/buckets/834599497928?region=ca-central-1&prefix=phylroy.lopez/reference/reference/output/fdf22580-ad1c-4a79-987f-e1291caad912/ | 1.0.002
494 |  | TRUE | 48 | 0 | 0 | 126.2944 |  |  |  | 0.1 | 2021-09-22 20:09:20 +0000 | 438c2ebff | 0.2.14 | :adv_dx_units: NECB_Default :airloop_economizer_type: NECB_Default :algorithm_type: parametric :analysis_id: reference :analysis_name: reference :boiler_eff: NECB_Default :btap_batch_version: 1.0.002 :building_type: FullServiceRestaurant :chiller_type: NECB_Default :compute_environment: aws_batch :datapoint_id: 1c50ea3f-369a-4103-9656-d3309ad9ad83 :daylighting_type: NECB_Default :dcv_type: NECB_Default :door_construction_cond: NECB_Default :ecm_system_name: NECB_Default :electrical_loads_scale: NECB_Default :enable_costing: true :epw_file: CAN_AB_Edmonton.Intl.AP.711230_CWEC2016.epw :erv_package: NECB_Default :ext_floor_cond: NECB_Default :ext_roof_cond: NECB_Default :ext_wall_cond: NECB_Default :fdwr_set: NECB_Default :fixed_wind_solar_trans: NECB_Default :fixed_window_cond: NECB_Default :furnace_eff: NECB_Default :glass_door_cond: NECB_Default :glass_door_solar_trans: NECB_Default :ground_floor_cond: NECB_Default :ground_roof_cond: NECB_Default :ground_wall_cond: NECB_Default :image_name: btap_private_cli :infiltration_scale: NECB_Default :lights_scale: NECB_Default :lights_type: NECB_Default :nv_delta_temp_in_out: NECB_Default :nv_opening_fraction: NECB_Default :nv_temp_out_min: NECB_Default :nv_type: NECB_Default :oa_scale: NECB_Default :occupancy_loads_scale: NECB_Default :output_meters: [] :output_variables: [] :overhead_door_cond: NECB_Default :primary_heating_fuel: Electricity :pv_ground_azimuth_angle: NECB_Default :pv_ground_module_description: NECB_Default :pv_ground_tilt_angle: NECB_Default :pv_ground_total_area_pv_panels_m2: NECB_Default :pv_ground_type: NECB_Default :rotation_degrees: NECB_Default :run_annual_simulation: true :s3_bucket: '834599497928' :scale_x: NECB_Default :scale_y: NECB_Default :scale_z: NECB_Default :shw_eff: NECB_Default :skylight_cond: NECB_Default :skylight_solar_trans: NECB_Default :srr_set: NECB_Default :template: BTAPPRE1980 | reference | reference | 1c50ea3f-369a-4103-9656-d3309ad9ad83 | BTAPPRE1980 | FullServiceRestaurant | Electricity | Electricity | CAN_AB_Edmonton.Intl.AP.711230_CWEC2016.epw | parametric |  | NECB_Default | NECB_Default | NECB_Default | NECB_Default | NECB_Default | NECB_Default | NECB_Default | NECB_Default | NECB_Default | NECB_Default | NECB_Default | NECB_Default | NECB_Default | NECB_Default | NECB_Default | NECB_Default | NECB_Default | NECB_Default | NECB_Default | NECB_Default | NECB_Default | NECB_Default | NECB_Default | NECB_Default | NECB_Default | NECB_Default | NECB_Default | NECB_Default | NECB_Default | NECB_Default | NECB_Default | NECB_Default | NECB_Default | NECB_Default | NECB_Default | NECB_Default | NECB_Default | NECB_Default | NECB_Default | NECB_Default | NECB_Default | NECB_Default | NECB_Default | NECB_Default | NECB_Default | aws_batch | 834599497928 | btap_private_cli |  | TRUE | TRUE |  |  | 339.9469 | 28.6388 | 589.1074 | 717.065 | 511.15 | 845.2233 | 17.1 | FullServiceRestaurant |  |  | 0 | FullServiceRestaurant | 1 |  | 1 | BTAPPRE1980 | 0.35452 | 2384.1067 | 0.75254 | 17.7789 | 70.6812 | 32.0501 | 476.4833 | 355.2205 | EDMONTON | ALBERTA | 623.4931 | 0 | 0 | 623.4931 | 59.0941 | 0 | 0 | 59.0941 | 0 | 0.015984 | 0 | 0 | 2.8411 | 0.27446 | 0 | 2.1208 | 0.067162 | 0.19249 | 0 | 0 | 2.8411 | 0.1702 | 372.4761 | 0 | 17.1 | 0.678 | [5 empty] | 0.227 | 0.772 | 2.95 |  | 0 | Edmonton Intl AP | CAN | 23 | 5588 | 53.31 | -113.579 | 7a | 5120 | AB | CAN_AB_Edmonton.Intl.AP.711230_CWEC2016.epw | 2.8411 | 28.6388 | 339.9469 | 5.0047 | 17.3259 | TRUE | FALSE | FALSE | FALSE | 10.2931 | 19.7681 | 0 | 0.23803 | 0.0053911 | 87 | 0 | 44.1525 | 1.0393 | 0.023539 | 379.87 | 0 | 2.8411 | 0.17 | 0.17 | 0 | 0 |  | https://s3.console.aws.amazon.com/s3/buckets/834599497928?region=ca-central-1&prefix=phylroy.lopez/reference/reference/output/1c50ea3f-369a-4103-9656-d3309ad9ad83/ | 1.0.002
495 |  | TRUE | 42 | 0 | 0 | 126.1403 |  |  |  | 0.1 | 2021-09-22 20:09:23 +0000 | 438c2ebff | 0.2.14 | :adv_dx_units: NECB_Default :airloop_economizer_type: NECB_Default :algorithm_type: parametric :analysis_id: reference :analysis_name: reference :boiler_eff: NECB_Default :btap_batch_version: 1.0.002 :building_type: FullServiceRestaurant :chiller_type: NECB_Default :compute_environment: aws_batch :datapoint_id: 12869b41-800c-4b60-a111-347327d03486 :daylighting_type: NECB_Default :dcv_type: NECB_Default :door_construction_cond: NECB_Default :ecm_system_name: NECB_Default :electrical_loads_scale: NECB_Default :enable_costing: true :epw_file: CAN_BC_Vancouver.Intl.AP.718920_CWEC2016.epw :erv_package: NECB_Default :ext_floor_cond: NECB_Default :ext_roof_cond: NECB_Default :ext_wall_cond: NECB_Default :fdwr_set: NECB_Default :fixed_wind_solar_trans: NECB_Default :fixed_window_cond: NECB_Default :furnace_eff: NECB_Default :glass_door_cond: NECB_Default :glass_door_solar_trans: NECB_Default :ground_floor_cond: NECB_Default :ground_roof_cond: NECB_Default :ground_wall_cond: NECB_Default :image_name: btap_private_cli :infiltration_scale: NECB_Default :lights_scale: NECB_Default :lights_type: NECB_Default :nv_delta_temp_in_out: NECB_Default :nv_opening_fraction: NECB_Default :nv_temp_out_min: NECB_Default :nv_type: NECB_Default :oa_scale: NECB_Default :occupancy_loads_scale: NECB_Default :output_meters: [] :output_variables: [] :overhead_door_cond: NECB_Default :primary_heating_fuel: NaturalGas :pv_ground_azimuth_angle: NECB_Default :pv_ground_module_description: NECB_Default :pv_ground_tilt_angle: NECB_Default :pv_ground_total_area_pv_panels_m2: NECB_Default :pv_ground_type: NECB_Default :rotation_degrees: NECB_Default :run_annual_simulation: true :s3_bucket: '834599497928' :scale_x: NECB_Default :scale_y: NECB_Default :scale_z: NECB_Default :shw_eff: NECB_Default :skylight_cond: NECB_Default :skylight_solar_trans: NECB_Default :srr_set: NECB_Default :template: BTAPPRE1980 | reference | reference | 12869b41-800c-4b60-a111-347327d03486 | BTAPPRE1980 | FullServiceRestaurant | NaturalGas | Natural Gas | CAN_BC_Vancouver.Intl.AP.718920_CWEC2016.epw | parametric |  | NECB_Default | NECB_Default | NECB_Default | NECB_Default | NECB_Default | NECB_Default | NECB_Default | NECB_Default | NECB_Default | NECB_Default | NECB_Default | NECB_Default | NECB_Default | NECB_Default | NECB_Default | NECB_Default | NECB_Default | NECB_Default | NECB_Default | NECB_Default | NECB_Default | NECB_Default | NECB_Default | NECB_Default | NECB_Default | NECB_Default | NECB_Default | NECB_Default | NECB_Default | NECB_Default | NECB_Default | NECB_Default | NECB_Default | NECB_Default | NECB_Default | NECB_Default | NECB_Default | NECB_Default | NECB_Default | NECB_Default | NECB_Default | NECB_Default | NECB_Default | NECB_Default | NECB_Default | aws_batch | 834599497928 | btap_private_cli |  | TRUE | TRUE |  |  | 237.5374 | 23.2693 | 352.533 | 629.126 | 511.15 | 845.2233 | 17.1 | FullServiceRestaurant |  |  | 0 | FullServiceRestaurant | 1 |  | 1 | BTAPPRE1980 | 0.35452 | 2384.1067 | 0.79521 | 98.7322 | 63.3246 | 18.511 | 460.6548 | 279.2918 | VANCOUVER | BRITISH COLUMBIA | 1.5053 | 100.4944 | 0 | 101.9997 | 15.0317 | 22.545 | 0 | 37.5767 | 0 | 0.0093906 | 0 | 0 | 0.53116 | 0.26125 | 0 | 1.806 | 0.067162 | 0.19249 | 1.9933 | 0.0008608 | 2.5245 | 0.1873 | 47.8386 | 245.9106 | 17.1 | 0.678 | [5 empty] | 0.363 | 0.994 | 4.09 |  | 0 | Vancouver Intl AP | CAN | 42 | 2797 | 49.195 | -123.184 | 4 | 2800 | BC | CAN_BC_Vancouver.Intl.AP.718920_CWEC2016.epw | 2.5245 | 23.2693 | 237.5374 | 4.6246 | 18.0229 | TRUE | FALSE | FALSE | FALSE | 8.9999 | 9.2523 | 0 | 0 | 0 | 0 | 95.74 | 44.1525 | 1.0393 | 0.023539 | 379.87 | 0 | 2.5245 | 0.17 | 0.17 | 0.5 | 0.5 |  | https://s3.console.aws.amazon.com/s3/buckets/834599497928?region=ca-central-1&prefix=phylroy.lopez/reference/reference/output/12869b41-800c-4b60-a111-347327d03486/ | 1.0.002
496 |  | TRUE | 45 | 0 | 0 | 126.1804 |  |  |  | 0.1 | 2021-09-22 20:09:20 +0000 | 438c2ebff | 0.2.14 | :adv_dx_units: NECB_Default :airloop_economizer_type: NECB_Default :algorithm_type: parametric :analysis_id: reference :analysis_name: reference :boiler_eff: NECB_Default :btap_batch_version: 1.0.002 :building_type: FullServiceRestaurant :chiller_type: NECB_Default :compute_environment: aws_batch :datapoint_id: d8b9137f-9dce-47a2-aca0-9cebec87025a :daylighting_type: NECB_Default :dcv_type: NECB_Default :door_construction_cond: NECB_Default :ecm_system_name: NECB_Default :electrical_loads_scale: NECB_Default :enable_costing: true :epw_file: CAN_BC_Vancouver.Intl.AP.718920_CWEC2016.epw :erv_package: NECB_Default :ext_floor_cond: NECB_Default :ext_roof_cond: NECB_Default :ext_wall_cond: NECB_Default :fdwr_set: NECB_Default :fixed_wind_solar_trans: NECB_Default :fixed_window_cond: NECB_Default :furnace_eff: NECB_Default :glass_door_cond: NECB_Default :glass_door_solar_trans: NECB_Default :ground_floor_cond: NECB_Default :ground_roof_cond: NECB_Default :ground_wall_cond: NECB_Default :image_name: btap_private_cli :infiltration_scale: NECB_Default :lights_scale: NECB_Default :lights_type: NECB_Default :nv_delta_temp_in_out: NECB_Default :nv_opening_fraction: NECB_Default :nv_temp_out_min: NECB_Default :nv_type: NECB_Default :oa_scale: NECB_Default :occupancy_loads_scale: NECB_Default :output_meters: [] :output_variables: [] :overhead_door_cond: NECB_Default :primary_heating_fuel: Electricity :pv_ground_azimuth_angle: NECB_Default :pv_ground_module_description: NECB_Default :pv_ground_tilt_angle: NECB_Default :pv_ground_total_area_pv_panels_m2: NECB_Default :pv_ground_type: NECB_Default :rotation_degrees: NECB_Default :run_annual_simulation: true :s3_bucket: '834599497928' :scale_x: NECB_Default :scale_y: NECB_Default :scale_z: NECB_Default :shw_eff: NECB_Default :skylight_cond: NECB_Default :skylight_solar_trans: NECB_Default :srr_set: NECB_Default :template: BTAPPRE1980 | reference | reference | d8b9137f-9dce-47a2-aca0-9cebec87025a | BTAPPRE1980 | FullServiceRestaurant | Electricity | Electricity | CAN_BC_Vancouver.Intl.AP.718920_CWEC2016.epw | parametric |  | NECB_Default | NECB_Default | NECB_Default | NECB_Default | NECB_Default | NECB_Default | NECB_Default | NECB_Default | NECB_Default | NECB_Default | NECB_Default | NECB_Default | NECB_Default | NECB_Default | NECB_Default | NECB_Default | NECB_Default | NECB_Default | NECB_Default | NECB_Default | NECB_Default | NECB_Default | NECB_Default | NECB_Default | NECB_Default | NECB_Default | NECB_Default | NECB_Default | NECB_Default | NECB_Default | NECB_Default | NECB_Default | NECB_Default | NECB_Default | NECB_Default | NECB_Default | NECB_Default | NECB_Default | NECB_Default | NECB_Default | NECB_Default | NECB_Default | NECB_Default | NECB_Default | NECB_Default | aws_batch | 834599497928 | btap_private_cli |  | TRUE | TRUE |  |  | 178.3109 | 23.2713 | 352.9677 | 468.1926 | 511.15 | 845.2233 | 17.1 | FullServiceRestaurant |  |  | 0 | FullServiceRestaurant | 1 |  | 1 | BTAPPRE1980 | 0.35452 | 2384.1067 | 0.79521 | 12.7969 | 63.3246 | 31.926 | 431.5277 | 322.6849 | VANCOUVER | BRITISH COLUMBIA | 5.5125 | 0 | 0 | 5.5125 | 55.0476 | 0 | 0 | 55.0476 | 0 | 0.0093906 | 0 | 0 | 1.9451 | 0.25932 | 0 | 1.2707 | 0.067162 | 0.19249 | 0 | 0 | 1.9451 | 0.1461 | 209.0018 | 0 | 17.1 | 0.678 | [5 empty] | 0.363 | 0.994 | 4.09 |  | 0 | Vancouver Intl AP | CAN | 42 | 2797 | 49.195 | -123.184 | 4 | 2800 | BC | CAN_BC_Vancouver.Intl.AP.718920_CWEC2016.epw | 1.9451 | 23.2713 | 178.3109 | 4.6246 | 18.0229 | TRUE | FALSE | FALSE | FALSE | 8.9999 | 9.2523 | 0 | 0.20432 | 0.0046277 | 74.68 | 0 | 44.1525 | 1.0393 | 0.023539 | 379.87 | 0 | 1.9451 | 0.17 | 0.17 | 0 | 0 |  | https://s3.console.aws.amazon.com/s3/buckets/834599497928?region=ca-central-1&prefix=phylroy.lopez/reference/reference/output/d8b9137f-9dce-47a2-aca0-9cebec87025a/ | 1.0.002
497 |  | TRUE | 49 | 0 | 0 | 127.4407 |  |  |  | 0.1 | 2021-09-22 20:09:16 +0000 | 438c2ebff | 0.2.14 | :adv_dx_units: NECB_Default :airloop_economizer_type: NECB_Default :algorithm_type: parametric :analysis_id: reference :analysis_name: reference :boiler_eff: NECB_Default :btap_batch_version: 1.0.002 :building_type: FullServiceRestaurant :chiller_type: NECB_Default :compute_environment: aws_batch :datapoint_id: 5cb17dd7-ba79-43e3-9cb9-a27081d7d2eb :daylighting_type: NECB_Default :dcv_type: NECB_Default :door_construction_cond: NECB_Default :ecm_system_name: NECB_Default :electrical_loads_scale: NECB_Default :enable_costing: true :epw_file: CAN_NS_Halifax.Dockyard.713280_CWEC2016.epw :erv_package: NECB_Default :ext_floor_cond: NECB_Default :ext_roof_cond: NECB_Default :ext_wall_cond: NECB_Default :fdwr_set: NECB_Default :fixed_wind_solar_trans: NECB_Default :fixed_window_cond: NECB_Default :furnace_eff: NECB_Default :glass_door_cond: NECB_Default :glass_door_solar_trans: NECB_Default :ground_floor_cond: NECB_Default :ground_roof_cond: NECB_Default :ground_wall_cond: NECB_Default :image_name: btap_private_cli :infiltration_scale: NECB_Default :lights_scale: NECB_Default :lights_type: NECB_Default :nv_delta_temp_in_out: NECB_Default :nv_opening_fraction: NECB_Default :nv_temp_out_min: NECB_Default :nv_type: NECB_Default :oa_scale: NECB_Default :occupancy_loads_scale: NECB_Default :output_meters: [] :output_variables: [] :overhead_door_cond: NECB_Default :primary_heating_fuel: Electricity :pv_ground_azimuth_angle: NECB_Default :pv_ground_module_description: NECB_Default :pv_ground_tilt_angle: NECB_Default :pv_ground_total_area_pv_panels_m2: NECB_Default :pv_ground_type: NECB_Default :rotation_degrees: NECB_Default :run_annual_simulation: true :s3_bucket: '834599497928' :scale_x: NECB_Default :scale_y: NECB_Default :scale_z: NECB_Default :shw_eff: NECB_Default :skylight_cond: NECB_Default :skylight_solar_trans: NECB_Default :srr_set: NECB_Default :template: BTAPPRE1980 | reference | reference | 5cb17dd7-ba79-43e3-9cb9-a27081d7d2eb | BTAPPRE1980 | FullServiceRestaurant | Electricity | Electricity | CAN_NS_Halifax.Dockyard.713280_CWEC2016.epw | parametric |  | NECB_Default | NECB_Default | NECB_Default | NECB_Default | NECB_Default | NECB_Default | NECB_Default | NECB_Default | NECB_Default | NECB_Default | NECB_Default | NECB_Default | NECB_Default | NECB_Default | NECB_Default | NECB_Default | NECB_Default | NECB_Default | NECB_Default | NECB_Default | NECB_Default | NECB_Default | NECB_Default | NECB_Default | NECB_Default | NECB_Default | NECB_Default | NECB_Default | NECB_Default | NECB_Default | NECB_Default | NECB_Default | NECB_Default | NECB_Default | NECB_Default | NECB_Default | NECB_Default | NECB_Default | NECB_Default | NECB_Default | NECB_Default | NECB_Default | NECB_Default | NECB_Default | NECB_Default | aws_batch | 834599497928 | btap_private_cli |  | TRUE | TRUE |  |  | 270.521 | 25.341 | 450.0527 | 572.1467 | 511.15 | 845.2233 | 17.1 | FullServiceRestaurant |  |  | 0 | FullServiceRestaurant | 1 |  | 1 | BTAPPRE1980 | 0.35452 | 2384.1067 | 0.73499 | 14.8214 | 68.9804 | 31.8636 | 457.8443 | 341.4439 | HALIFAX | NOVA SCOTIA | 470.3361 | 0 | 0 | 470.3361 | 92.2417 | 0 | 0 | 92.2417 | 0 | 0.019701 | 0 | 0 | 2.3194 | 0.26703 | 0 | 1.6202 | 0.067162 | 0.19249 | 0 | 0 | 2.3194 | 0.15281 | 300.6862 | 0 | 17.1 | 0.678 | [5 empty] | 0.267 | 0.823 | 2.95 |  | 0 | Halifax Dockyard | CAN | 112 | 3647 | 44.655 | -63.577 | 6 | 4000 | NS | CAN_NS_Halifax.Dockyard.713280_CWEC2016.epw | 2.3194 | 25.341 | 270.521 | 6.1606 | 16.5718 | TRUE | FALSE | FALSE | FALSE | 6.9876 | 8.9617 | 0 | 0.21371 | 0.0048402 | 78.11 | 0 | 44.1525 | 1.0393 | 0.023539 | 379.87 | 0 | 2.3194 | 0.67 | 0.17 | 0 | 0 |  | https://s3.console.aws.amazon.com/s3/buckets/834599497928?region=ca-central-1&prefix=phylroy.lopez/reference/reference/output/5cb17dd7-ba79-43e3-9cb9-a27081d7d2eb/ | 1.0.002
498 |  | TRUE | 251 | 4 | 0 | 850.8448 |  |  |  | 0.1 | 2021-09-22 20:09:18 +0000 | 438c2ebff | 0.2.14 | :adv_dx_units: NECB_Default :airloop_economizer_type: NECB_Default :algorithm_type: parametric :analysis_id: reference :analysis_name: reference :boiler_eff: NECB_Default :btap_batch_version: 1.0.002 :building_type: LargeOffice :chiller_type: NECB_Default :compute_environment: aws_batch :datapoint_id: 09e240b7-7bb6-4b5c-b4d3-c04cf984bf23 :daylighting_type: NECB_Default :dcv_type: NECB_Default :door_construction_cond: NECB_Default :ecm_system_name: NECB_Default :electrical_loads_scale: NECB_Default :enable_costing: true :epw_file: CAN_AB_Edmonton.Intl.AP.711230_CWEC2016.epw :erv_package: NECB_Default :ext_floor_cond: NECB_Default :ext_roof_cond: NECB_Default :ext_wall_cond: NECB_Default :fdwr_set: NECB_Default :fixed_wind_solar_trans: NECB_Default :fixed_window_cond: NECB_Default :furnace_eff: NECB_Default :glass_door_cond: NECB_Default :glass_door_solar_trans: NECB_Default :ground_floor_cond: NECB_Default :ground_roof_cond: NECB_Default :ground_wall_cond: NECB_Default :image_name: btap_private_cli :infiltration_scale: NECB_Default :lights_scale: NECB_Default :lights_type: NECB_Default :nv_delta_temp_in_out: NECB_Default :nv_opening_fraction: NECB_Default :nv_temp_out_min: NECB_Default :nv_type: NECB_Default :oa_scale: NECB_Default :occupancy_loads_scale: NECB_Default :output_meters: [] :output_variables: [] :overhead_door_cond: NECB_Default :primary_heating_fuel: NaturalGas :pv_ground_azimuth_angle: NECB_Default :pv_ground_module_description: NECB_Default :pv_ground_tilt_angle: NECB_Default :pv_ground_total_area_pv_panels_m2: NECB_Default :pv_ground_type: NECB_Default :rotation_degrees: NECB_Default :run_annual_simulation: true :s3_bucket: '834599497928' :scale_x: NECB_Default :scale_y: NECB_Default :scale_z: NECB_Default :shw_eff: NECB_Default :skylight_cond: NECB_Default :skylight_solar_trans: NECB_Default :srr_set: NECB_Default :template: BTAPPRE1980 | reference | reference | 09e240b7-7bb6-4b5c-b4d3-c04cf984bf23 | BTAPPRE1980 | LargeOffice | NaturalGas | Natural Gas | CAN_AB_Edmonton.Intl.AP.711230_CWEC2016.epw | parametric |  | NECB_Default | NECB_Default | NECB_Default | NECB_Default | NECB_Default | NECB_Default | NECB_Default | NECB_Default | NECB_Default | NECB_Default | NECB_Default | NECB_Default | NECB_Default | NECB_Default | NECB_Default | NECB_Default | NECB_Default | NECB_Default | NECB_Default | NECB_Default | NECB_Default | NECB_Default | NECB_Default | NECB_Default | NECB_Default | NECB_Default | NECB_Default | NECB_Default | NECB_Default | NECB_Default | NECB_Default | NECB_Default | NECB_Default | NECB_Default | NECB_Default | NECB_Default | NECB_Default | NECB_Default | NECB_Default | NECB_Default | NECB_Default | NECB_Default | NECB_Default | NECB_Default | NECB_Default | aws_batch | 834599497928 | btap_private_cli |  | TRUE | TRUE |  |  | 86.1658 | 8.5941 | 40.3251 | 96.922 | 46320.38 | 15152.6411 | 40 | LargeOffice |  |  | 0 | LargeOffice | 12 |  | 13 | BTAPPRE1980 | 0.085057 | 178146.0371 | 0.81613 | 57.7136 | 68.1346 | 1.9684 | 260.8071 | 132.1743 | EDMONTON | ALBERTA | 67.7448 | 12.7817 | 0 | 80.5264 | 6.4208 | 0.91186 | 0 | 7.3327 | 0 | 0.010432 | 0 | 0 | 0.30869 | 0.076134 | 0 | 0.19856 | 0.094755 | 0.11764 | 0.25329 | 0.0090595 | 0.56199 | 0.05473 | 33.8563 | 86.1713 | 40 | 0.678 |  | 0.678 |  |  |  | 0.227 | 0.772 | 2.95 |  | 0 | Edmonton Intl AP | CAN | 23 | 5588 | 53.31 | -113.579 | 7a | 5120 | AB | CAN_AB_Edmonton.Intl.AP.711230_CWEC2016.epw | 0.56199 | 8.5941 | 86.1658 | 20.0934 | 17.7591 | TRUE | TRUE | FALSE | FALSE | 13.0825 | 16.4796 | 0 | 0 | 0 | 0 | 2535.1 | 2192.9915 | 25.7352 | 0.011735 | 9406.2 | 0.00066817 | 0.56199 | 1767.83 | 1721.33 | 1.17 | 1.17 |  | https://s3.console.aws.amazon.com/s3/buckets/834599497928?region=ca-central-1&prefix=phylroy.lopez/reference/reference/output/09e240b7-7bb6-4b5c-b4d3-c04cf984bf23/ | 1.0.002
499 |  | TRUE | 46 | 0 | 0 | 126.9666 |  |  |  | 0.1 | 2021-09-22 20:09:25 +0000 | 438c2ebff | 0.2.14 | :adv_dx_units: NECB_Default :airloop_economizer_type: NECB_Default :algorithm_type: parametric :analysis_id: reference :analysis_name: reference :boiler_eff: NECB_Default :btap_batch_version: 1.0.002 :building_type: FullServiceRestaurant :chiller_type: NECB_Default :compute_environment: aws_batch :datapoint_id: 70519b6a-2073-4a0d-a090-246e84413c1b :daylighting_type: NECB_Default :dcv_type: NECB_Default :door_construction_cond: NECB_Default :ecm_system_name: NECB_Default :electrical_loads_scale: NECB_Default :enable_costing: true :epw_file: CAN_NS_Halifax.Dockyard.713280_CWEC2016.epw :erv_package: NECB_Default :ext_floor_cond: NECB_Default :ext_roof_cond: NECB_Default :ext_wall_cond: NECB_Default :fdwr_set: NECB_Default :fixed_wind_solar_trans: NECB_Default :fixed_window_cond: NECB_Default :furnace_eff: NECB_Default :glass_door_cond: NECB_Default :glass_door_solar_trans: NECB_Default :ground_floor_cond: NECB_Default :ground_roof_cond: NECB_Default :ground_wall_cond: NECB_Default :image_name: btap_private_cli :infiltration_scale: NECB_Default :lights_scale: NECB_Default :lights_type: NECB_Default :nv_delta_temp_in_out: NECB_Default :nv_opening_fraction: NECB_Default :nv_temp_out_min: NECB_Default :nv_type: NECB_Default :oa_scale: NECB_Default :occupancy_loads_scale: NECB_Default :output_meters: [] :output_variables: [] :overhead_door_cond: NECB_Default :primary_heating_fuel: NaturalGas :pv_ground_azimuth_angle: NECB_Default :pv_ground_module_description: NECB_Default :pv_ground_tilt_angle: NECB_Default :pv_ground_total_area_pv_panels_m2: NECB_Default :pv_ground_type: NECB_Default :rotation_degrees: NECB_Default :run_annual_simulation: true :s3_bucket: '834599497928' :scale_x: NECB_Default :scale_y: NECB_Default :scale_z: NECB_Default :shw_eff: NECB_Default :skylight_cond: NECB_Default :skylight_solar_trans: NECB_Default :srr_set: NECB_Default :template: BTAPPRE1980 | reference | reference | 70519b6a-2073-4a0d-a090-246e84413c1b | BTAPPRE1980 | FullServiceRestaurant | NaturalGas | Natural Gas | CAN_NS_Halifax.Dockyard.713280_CWEC2016.epw | parametric |  | NECB_Default | NECB_Default | NECB_Default | NECB_Default | NECB_Default | NECB_Default | NECB_Default | NECB_Default | NECB_Default | NECB_Default | NECB_Default | NECB_Default | NECB_Default | NECB_Default | NECB_Default | NECB_Default | NECB_Default | NECB_Default | NECB_Default | NECB_Default | NECB_Default | NECB_Default | NECB_Default | NECB_Default | NECB_Default | NECB_Default | NECB_Default | NECB_Default | NECB_Default | NECB_Default | NECB_Default | NECB_Default | NECB_Default | NECB_Default | NECB_Default | NECB_Default | NECB_Default | NECB_Default | NECB_Default | NECB_Default | NECB_Default | NECB_Default | NECB_Default | NECB_Default | NECB_Default | aws_batch | 834599497928 | btap_private_cli |  | TRUE | TRUE |  |  | 354.9981 | 25.3411 | 450.0201 | 765.5233 | 511.15 | 845.2233 | 17.1 | FullServiceRestaurant |  |  | 0 | FullServiceRestaurant | 1 |  | 1 | BTAPPRE1980 | 0.35452 | 2384.1067 | 0.73499 | 103.332 | 68.9804 | 18.3914 | 486.2968 | 294.858 | HALIFAX | NOVA SCOTIA | 111.1779 | 122.7728 | 0 | 233.9508 | 21.8041 | 30.989 | 0 | 52.7931 | 0 | 0.019701 | 0 | 0 | 0.54825 | 0.26781 | 0 | 2.2719 | 0.067162 | 0.19249 | 2.4673 | 0.0010956 | 3.0155 | 0.19538 | 50.254 | 364.9848 | 17.1 | 0.678 | [5 empty] | 0.267 | 0.823 | 2.95 |  | 0 | Halifax Dockyard | CAN | 112 | 3647 | 44.655 | -63.577 | 6 | 4000 | NS | CAN_NS_Halifax.Dockyard.713280_CWEC2016.epw | 3.0155 | 25.3411 | 354.9981 | 6.1606 | 16.5718 | TRUE | FALSE | FALSE | FALSE | 6.9876 | 8.9617 | 0 | 0 | 0 | 0 | 99.87 | 44.1525 | 1.0393 | 0.023539 | 379.87 | 0 | 3.0155 | 0.67 | 0.17 | 0.17 | 0.17 |  | https://s3.console.aws.amazon.com/s3/buckets/834599497928?region=ca-central-1&prefix=phylroy.lopez/reference/reference/output/70519b6a-2073-4a0d-a090-246e84413c1b/ | 1.0.002
500 |  | TRUE | 268 | 5 | 0 | 850.1342 |  |  |  | 0.1 | 2021-09-22 20:09:26 +0000 | 438c2ebff | 0.2.14 | :adv_dx_units: NECB_Default :airloop_economizer_type: NECB_Default :algorithm_type: parametric :analysis_id: reference :analysis_name: reference :boiler_eff: NECB_Default :btap_batch_version: 1.0.002 :building_type: LargeOffice :chiller_type: NECB_Default :compute_environment: aws_batch :datapoint_id: 27567e98-c5b2-4d18-8179-33b82b3fafcd :daylighting_type: NECB_Default :dcv_type: NECB_Default :door_construction_cond: NECB_Default :ecm_system_name: NECB_Default :electrical_loads_scale: NECB_Default :enable_costing: true :epw_file: CAN_ON_Toronto.Pearson.Intl.AP.716240_CWEC2016.epw :erv_package: NECB_Default :ext_floor_cond: NECB_Default :ext_roof_cond: NECB_Default :ext_wall_cond: NECB_Default :fdwr_set: NECB_Default :fixed_wind_solar_trans: NECB_Default :fixed_window_cond: NECB_Default :furnace_eff: NECB_Default :glass_door_cond: NECB_Default :glass_door_solar_trans: NECB_Default :ground_floor_cond: NECB_Default :ground_roof_cond: NECB_Default :ground_wall_cond: NECB_Default :image_name: btap_private_cli :infiltration_scale: NECB_Default :lights_scale: NECB_Default :lights_type: NECB_Default :nv_delta_temp_in_out: NECB_Default :nv_opening_fraction: NECB_Default :nv_temp_out_min: NECB_Default :nv_type: NECB_Default :oa_scale: NECB_Default :occupancy_loads_scale: NECB_Default :output_meters: [] :output_variables: [] :overhead_door_cond: NECB_Default :primary_heating_fuel: NaturalGas :pv_ground_azimuth_angle: NECB_Default :pv_ground_module_description: NECB_Default :pv_ground_tilt_angle: NECB_Default :pv_ground_total_area_pv_panels_m2: NECB_Default :pv_ground_type: NECB_Default :rotation_degrees: NECB_Default :run_annual_simulation: true :s3_bucket: '834599497928' :scale_x: NECB_Default :scale_y: NECB_Default :scale_z: NECB_Default :shw_eff: NECB_Default :skylight_cond: NECB_Default :skylight_solar_trans: NECB_Default :srr_set: NECB_Default :template: BTAPPRE1980 | reference | reference | 27567e98-c5b2-4d18-8179-33b82b3fafcd | BTAPPRE1980 | LargeOffice | NaturalGas | Natural Gas | CAN_ON_Toronto.Pearson.Intl.AP.716240_CWEC2016.epw | parametric |  | NECB_Default | NECB_Default | NECB_Default | NECB_Default | NECB_Default | NECB_Default | NECB_Default | NECB_Default | NECB_Default | NECB_Default | NECB_Default | NECB_Default | NECB_Default | NECB_Default | NECB_Default | NECB_Default | NECB_Default | NECB_Default | NECB_Default | NECB_Default | NECB_Default | NECB_Default | NECB_Default | NECB_Default | NECB_Default | NECB_Default | NECB_Default | NECB_Default | NECB_Default | NECB_Default | NECB_Default | NECB_Default | NECB_Default | NECB_Default | NECB_Default | NECB_Default | NECB_Default | NECB_Default | NECB_Default | NECB_Default | NECB_Default | NECB_Default | NECB_Default | NECB_Default | NECB_Default | aws_batch | 834599497928 | btap_private_cli |  | TRUE | TRUE |  |  | 76.6945 | 10.4158 | 37.1748 | 92.5129 | 46320.38 | 15152.6411 | 40 | LargeOffice |  |  | 0 | LargeOffice | 12 |  | 13 | BTAPPRE1980 | 0.085057 | 178146.0371 | 0.94082 | 61.6534 | 68.787 | 2.0019 | 261.9844 | 128.6014 | TORONTO | ONTARIO | 1.7585 | 11.402 | 0 | 13.1605 | 14.0891 | 2.0119 | 0 | 16.101 | 0 | 0.022921 | 0 | 0 | 0.31661 | 0.068981 | 0 | 0.18231 | 0.094755 | 0.11764 | 0.23072 | 0.010424 | 0.54733 | 0.048405 | 36.2928 | 78.849 | 40 | 0.678 |  | 0.678 |  |  |  | 0.296 | 0.9 | 3.35 |  | 0 | Toronto Pearson Intl AP | CAN | 382 | 3615 | 43.677 | -79.631 | 5 | 3890 | ON | CAN_ON_Toronto.Pearson.Intl.AP.716240_CWEC2016.epw | 0.54733 | 10.4158 | 76.6945 | 22.5303 | 20.4057 | TRUE | TRUE | FALSE | FALSE | 14.3856 | 8.9536 | 0 | 0 | 0 | 0 | 2242.15 | 2192.9915 | 25.7352 | 0.011735 | 9406.2 | 0.0018847 | 0.54733 | 1729.83 | 1670.67 | 1.83 | 1.67 |  | https://s3.console.aws.amazon.com/s3/buckets/834599497928?region=ca-central-1&prefix=phylroy.lopez/reference/reference/output/27567e98-c5b2-4d18-8179-33b82b3fafcd/ | 1.0.002
501 |  | TRUE | 254 | 4 | 0 | 849.5922 |  |  |  | 0.1 | 2021-09-22 20:09:24 +0000 | 438c2ebff | 0.2.14 | :adv_dx_units: NECB_Default :airloop_economizer_type: NECB_Default :algorithm_type: parametric :analysis_id: reference :analysis_name: reference :boiler_eff: NECB_Default :btap_batch_version: 1.0.002 :building_type: LargeOffice :chiller_type: NECB_Default :compute_environment: aws_batch :datapoint_id: ce370a61-a110-4eec-bf46-64aecab5c1d2 :daylighting_type: NECB_Default :dcv_type: NECB_Default :door_construction_cond: NECB_Default :ecm_system_name: NECB_Default :electrical_loads_scale: NECB_Default :enable_costing: true :epw_file: CAN_AB_Edmonton.Intl.AP.711230_CWEC2016.epw :erv_package: NECB_Default :ext_floor_cond: NECB_Default :ext_roof_cond: NECB_Default :ext_wall_cond: NECB_Default :fdwr_set: NECB_Default :fixed_wind_solar_trans: NECB_Default :fixed_window_cond: NECB_Default :furnace_eff: NECB_Default :glass_door_cond: NECB_Default :glass_door_solar_trans: NECB_Default :ground_floor_cond: NECB_Default :ground_roof_cond: NECB_Default :ground_wall_cond: NECB_Default :image_name: btap_private_cli :infiltration_scale: NECB_Default :lights_scale: NECB_Default :lights_type: NECB_Default :nv_delta_temp_in_out: NECB_Default :nv_opening_fraction: NECB_Default :nv_temp_out_min: NECB_Default :nv_type: NECB_Default :oa_scale: NECB_Default :occupancy_loads_scale: NECB_Default :output_meters: [] :output_variables: [] :overhead_door_cond: NECB_Default :primary_heating_fuel: NaturalGas :pv_ground_azimuth_angle: NECB_Default :pv_ground_module_description: NECB_Default :pv_ground_tilt_angle: NECB_Default :pv_ground_total_area_pv_panels_m2: NECB_Default :pv_ground_type: NECB_Default :rotation_degrees: NECB_Default :run_annual_simulation: true :s3_bucket: '834599497928' :scale_x: NECB_Default :scale_y: NECB_Default :scale_z: NECB_Default :shw_eff: NECB_Default :skylight_cond: NECB_Default :skylight_solar_trans: NECB_Default :srr_set: NECB_Default :template: BTAP1980TO2010 | reference | reference | ce370a61-a110-4eec-bf46-64aecab5c1d2 | BTAP1980TO2010 | LargeOffice | NaturalGas | Natural Gas | CAN_AB_Edmonton.Intl.AP.711230_CWEC2016.epw | parametric |  | NECB_Default | NECB_Default | NECB_Default | NECB_Default | NECB_Default | NECB_Default | NECB_Default | NECB_Default | NECB_Default | NECB_Default | NECB_Default | NECB_Default | NECB_Default | NECB_Default | NECB_Default | NECB_Default | NECB_Default | NECB_Default | NECB_Default | NECB_Default | NECB_Default | NECB_Default | NECB_Default | NECB_Default | NECB_Default | NECB_Default | NECB_Default | NECB_Default | NECB_Default | NECB_Default | NECB_Default | NECB_Default | NECB_Default | NECB_Default | NECB_Default | NECB_Default | NECB_Default | NECB_Default | NECB_Default | NECB_Default | NECB_Default | NECB_Default | NECB_Default | NECB_Default | NECB_Default | aws_batch | 834599497928 | btap_private_cli |  | TRUE | TRUE |  |  | 79.4535 | 8.4845 | 36.4544 | 91.7878 | 46320.38 | 15152.6411 | 40 | LargeOffice |  |  | 0 | LargeOffice | 12 |  | 13 | BTAP1980TO2010 | 0.085057 | 178146.0371 | 0.81613 | 50.0218 | 68.1346 | 1.9684 | 252.6278 | 131.6868 | EDMONTON | ALBERTA | 68.1063 | 11.767 | 0 | 79.8733 | 6.4551 | 0.83947 | 0 | 7.2945 | 0 | 0.010828 | 0 | 0 | 0.31034 | 0.077092 | 0 | 0.17846 | 0.094755 | 0.11764 | 0.23319 | 0.0093287 | 0.54353 | 0.054729 | 33.7334 | 79.4589 | 40 | 0.678 |  | 0.425 |  |  |  | 0.227 | 0.346 | 2.95 |  | 0 | Edmonton Intl AP | CAN | 23 | 5588 | 53.31 | -113.579 | 7a | 5120 | AB | CAN_AB_Edmonton.Intl.AP.711230_CWEC2016.epw | 0.54353 | 8.4845 | 79.4535 | 20.0934 | 17.7591 | TRUE | TRUE | FALSE | FALSE | 13.0825 | 16.4796 | 0 | 0 | 0 | 0 | 2535.05 | 2192.9915 | 25.7352 | 0.011735 | 9406.2 | 0.00069214 | 0.54353 | 2001 | 1948 | 1.17 | 1 |  | https://s3.console.aws.amazon.com/s3/buckets/834599497928?region=ca-central-1&prefix=phylroy.lopez/reference/reference/output/ce370a61-a110-4eec-bf46-64aecab5c1d2/ | 1.0.002
502 |  | TRUE | 75 | 0 | 0 | 195.755 |  |  |  | 0.1 | 2021-09-22 20:08:56 +0000 | 438c2ebff | 0.2.14 | :adv_dx_units: NECB_Default :airloop_economizer_type: NECB_Default :algorithm_type: parametric :analysis_id: reference :analysis_name: reference :boiler_eff: NECB_Default :btap_batch_version: 1.0.002 :building_type: RetailStandalone :chiller_type: NECB_Default :compute_environment: aws_batch :datapoint_id: b419e5f5-2f5d-497b-afd3-51e59f70fd7c :daylighting_type: NECB_Default :dcv_type: NECB_Default :door_construction_cond: NECB_Default :ecm_system_name: NECB_Default :electrical_loads_scale: NECB_Default :enable_costing: true :epw_file: CAN_BC_Vancouver.Intl.AP.718920_CWEC2016.epw :erv_package: NECB_Default :ext_floor_cond: NECB_Default :ext_roof_cond: NECB_Default :ext_wall_cond: NECB_Default :fdwr_set: NECB_Default :fixed_wind_solar_trans: NECB_Default :fixed_window_cond: NECB_Default :furnace_eff: NECB_Default :glass_door_cond: NECB_Default :glass_door_solar_trans: NECB_Default :ground_floor_cond: NECB_Default :ground_roof_cond: NECB_Default :ground_wall_cond: NECB_Default :image_name: btap_private_cli :infiltration_scale: NECB_Default :lights_scale: NECB_Default :lights_type: NECB_Default :nv_delta_temp_in_out: NECB_Default :nv_opening_fraction: NECB_Default :nv_temp_out_min: NECB_Default :nv_type: NECB_Default :oa_scale: NECB_Default :occupancy_loads_scale: NECB_Default :output_meters: [] :output_variables: [] :overhead_door_cond: NECB_Default :primary_heating_fuel: NaturalGas :pv_ground_azimuth_angle: NECB_Default :pv_ground_module_description: NECB_Default :pv_ground_tilt_angle: NECB_Default :pv_ground_total_area_pv_panels_m2: NECB_Default :pv_ground_type: NECB_Default :rotation_degrees: NECB_Default :run_annual_simulation: true :s3_bucket: '834599497928' :scale_x: NECB_Default :scale_y: NECB_Default :scale_z: NECB_Default :shw_eff: NECB_Default :skylight_cond: NECB_Default :skylight_solar_trans: NECB_Default :srr_set: NECB_Default :template: NECB2017 | reference | reference | b419e5f5-2f5d-497b-afd3-51e59f70fd7c | NECB2017 | RetailStandalone | NaturalGas | Natural Gas | CAN_BC_Vancouver.Intl.AP.718920_CWEC2016.epw | parametric |  | NECB_Default | NECB_Default | NECB_Default | NECB_Default | NECB_Default | NECB_Default | NECB_Default | NECB_Default | NECB_Default | NECB_Default | NECB_Default | NECB_Default | NECB_Default | NECB_Default | NECB_Default | NECB_Default | NECB_Default | NECB_Default | NECB_Default | NECB_Default | NECB_Default | NECB_Default | NECB_Default | NECB_Default | NECB_Default | NECB_Default | NECB_Default | NECB_Default | NECB_Default | NECB_Default | NECB_Default | NECB_Default | NECB_Default | NECB_Default | NECB_Default | NECB_Default | NECB_Default | NECB_Default | NECB_Default | NECB_Default | NECB_Default | NECB_Default | NECB_Default | NECB_Default | NECB_Default | aws_batch | 834599497928 | btap_private_cli |  | TRUE | TRUE |  |  | 62.6343 | 19.6274 | 36.4443 | 92.6297 | 2293.99 | 3471.0086 | 40 | RetailStandalone |  |  | 2 | RetailStandalone | 1 |  | 1 | NECB2017 | 0.24821 | 13984.1807 | 217.2574 | 38.8734 | 102.2195 | 4.8713 | 540.2966 | 177.075 | VANCOUVER | BRITISH COLUMBIA | 1.011 | 9.4307 | 0 | 10.4416 | 10.0958 | 2.1157 | 0 | 12.2114 | 0 | 0.03361 | 0 | 0 | 0.35675 | 0.11066 | 0.0050349 | 0.17466 | 0.032271 | 0.17303 | 0.18706 | 0.0021317 | 0.54381 | 0.012406 | 40.5175 | 62.781 | 40 | 0.757 | [5 empty] | 0.193 | 0.315 | 2.1 | 2.1 | 2 | Vancouver Intl AP | CAN | 42 | 2797 | 49.195 | -123.184 | 4 | 2800 | BC | CAN_BC_Vancouver.Intl.AP.718920_CWEC2016.epw | 0.5438 | 19.6274 | 62.6343 | 5.452 | 17.8437 | FALSE | FALSE | FALSE | FALSE | 7.5394 | 4.956 | 0 | 0 | 0 | 0 | 28.46 | 68.4249 | 0.3214 | 0.0046971 | 117.47 | 0 | 0.54381 | 152.17 | 152.17 | 27.33 | 27.33 |  | https://s3.console.aws.amazon.com/s3/buckets/834599497928?region=ca-central-1&prefix=phylroy.lopez/reference/reference/output/b419e5f5-2f5d-497b-afd3-51e59f70fd7c/ | 1.0.002
503 |  | TRUE | 259 | 2 | 0 | 852.7188 |  |  |  | 0.1 | 2021-09-22 20:08:50 +0000 | 438c2ebff | 0.2.14 | :adv_dx_units: NECB_Default :airloop_economizer_type: NECB_Default :algorithm_type: parametric :analysis_id: reference :analysis_name: reference :boiler_eff: NECB_Default :btap_batch_version: 1.0.002 :building_type: LargeOffice :chiller_type: NECB_Default :compute_environment: aws_batch :datapoint_id: 5c418f5f-eba2-4a3e-8223-bf0a81ba6052 :daylighting_type: NECB_Default :dcv_type: NECB_Default :door_construction_cond: NECB_Default :ecm_system_name: NECB_Default :electrical_loads_scale: NECB_Default :enable_costing: true :epw_file: CAN_QC_Montreal-Trudeau.Intl.AP.716270_CWEC2016.epw :erv_package: NECB_Default :ext_floor_cond: NECB_Default :ext_roof_cond: NECB_Default :ext_wall_cond: NECB_Default :fdwr_set: NECB_Default :fixed_wind_solar_trans: NECB_Default :fixed_window_cond: NECB_Default :furnace_eff: NECB_Default :glass_door_cond: NECB_Default :glass_door_solar_trans: NECB_Default :ground_floor_cond: NECB_Default :ground_roof_cond: NECB_Default :ground_wall_cond: NECB_Default :image_name: btap_private_cli :infiltration_scale: NECB_Default :lights_scale: NECB_Default :lights_type: NECB_Default :nv_delta_temp_in_out: NECB_Default :nv_opening_fraction: NECB_Default :nv_temp_out_min: NECB_Default :nv_type: NECB_Default :oa_scale: NECB_Default :occupancy_loads_scale: NECB_Default :output_meters: [] :output_variables: [] :overhead_door_cond: NECB_Default :primary_heating_fuel: NaturalGas :pv_ground_azimuth_angle: NECB_Default :pv_ground_module_description: NECB_Default :pv_ground_tilt_angle: NECB_Default :pv_ground_total_area_pv_panels_m2: NECB_Default :pv_ground_type: NECB_Default :rotation_degrees: NECB_Default :run_annual_simulation: true :s3_bucket: '834599497928' :scale_x: NECB_Default :scale_y: NECB_Default :scale_z: NECB_Default :shw_eff: NECB_Default :skylight_cond: NECB_Default :skylight_solar_trans: NECB_Default :srr_set: NECB_Default :template: BTAPPRE1980 | reference | reference | 5c418f5f-eba2-4a3e-8223-bf0a81ba6052 | BTAPPRE1980 | LargeOffice | NaturalGas | Natural Gas | CAN_QC_Montreal-Trudeau.Intl.AP.716270_CWEC2016.epw | parametric |  | NECB_Default | NECB_Default | NECB_Default | NECB_Default | NECB_Default | NECB_Default | NECB_Default | NECB_Default | NECB_Default | NECB_Default | NECB_Default | NECB_Default | NECB_Default | NECB_Default | NECB_Default | NECB_Default | NECB_Default | NECB_Default | NECB_Default | NECB_Default | NECB_Default | NECB_Default | NECB_Default | NECB_Default | NECB_Default | NECB_Default | NECB_Default | NECB_Default | NECB_Default | NECB_Default | NECB_Default | NECB_Default | NECB_Default | NECB_Default | NECB_Default | NECB_Default | NECB_Default | NECB_Default | NECB_Default | NECB_Default | NECB_Default | NECB_Default | NECB_Default | NECB_Default | NECB_Default | aws_batch | 834599497928 | btap_private_cli |  | TRUE | TRUE |  |  | 96.9402 | 10.1103 | 43.0394 | 100.1794 | 46320.38 | 15152.6411 | 40 | LargeOffice |  |  | 0 | LargeOffice | 12 |  | 13 | BTAPPRE1980 | 0.085057 | 178146.0371 | 0.79018 | 58.9077 | 62.5989 | 1.9368 | 243.9789 | 119.7452 | MONTREAL | QUEBEC | 0.12159 | 12.9396 | 0 | 13.0612 | 7.7441 | 3.3894 | 0 | 11.1335 | 0 | 0.021756 | 0 | 0 | 0.31289 | 0.066586 | 0 | 0.21199 | 0.094755 | 0.11764 | 0.26193 | 0.01037 | 0.57483 | 0.049943 | 35.7049 | 96.9456 | 40 | 0.678 |  | 0.678 |  |  |  | 0.267 | 0.823 | 2.95 |  | 0 | Montreal-Trudeau Intl AP | CAN | 323 | 4090 | 45.471 | -73.741 | 6 | 4400 | QC | CAN_QC_Montreal-Trudeau.Intl.AP.716270_CWEC2016.epw | 0.57483 | 10.1103 | 96.9402 | 21.7465 | 21.3687 | TRUE | TRUE | FALSE | FALSE | 14.357 | 14.1637 | 0 | 0 | 0 | 0 | 2313.36 | 2192.9915 | 25.7352 | 0.011735 | 9406.2 | 0.0017826 | 0.57483 | 1702.33 | 1645.33 | 1.67 | 1.33 |  | https://s3.console.aws.amazon.com/s3/buckets/834599497928?region=ca-central-1&prefix=phylroy.lopez/reference/reference/output/5c418f5f-eba2-4a3e-8223-bf0a81ba6052/ | 1.0.002
504 |  | TRUE | 96 | 0 | 0 | 194.7274 |  |  |  | 0.1 | 2021-09-22 20:09:14 +0000 | 438c2ebff | 0.2.14 | :adv_dx_units: NECB_Default :airloop_economizer_type: NECB_Default :algorithm_type: parametric :analysis_id: reference :analysis_name: reference :boiler_eff: NECB_Default :btap_batch_version: 1.0.002 :building_type: RetailStandalone :chiller_type: NECB_Default :compute_environment: aws_batch :datapoint_id: 280a999c-7408-423e-b92b-4ac8fdc8adb2 :daylighting_type: NECB_Default :dcv_type: NECB_Default :door_construction_cond: NECB_Default :ecm_system_name: NECB_Default :electrical_loads_scale: NECB_Default :enable_costing: true :epw_file: CAN_ON_Toronto.Pearson.Intl.AP.716240_CWEC2016.epw :erv_package: NECB_Default :ext_floor_cond: NECB_Default :ext_roof_cond: NECB_Default :ext_wall_cond: NECB_Default :fdwr_set: NECB_Default :fixed_wind_solar_trans: NECB_Default :fixed_window_cond: NECB_Default :furnace_eff: NECB_Default :glass_door_cond: NECB_Default :glass_door_solar_trans: NECB_Default :ground_floor_cond: NECB_Default :ground_roof_cond: NECB_Default :ground_wall_cond: NECB_Default :image_name: btap_private_cli :infiltration_scale: NECB_Default :lights_scale: NECB_Default :lights_type: NECB_Default :nv_delta_temp_in_out: NECB_Default :nv_opening_fraction: NECB_Default :nv_temp_out_min: NECB_Default :nv_type: NECB_Default :oa_scale: NECB_Default :occupancy_loads_scale: NECB_Default :output_meters: [] :output_variables: [] :overhead_door_cond: NECB_Default :primary_heating_fuel: Electricity :pv_ground_azimuth_angle: NECB_Default :pv_ground_module_description: NECB_Default :pv_ground_tilt_angle: NECB_Default :pv_ground_total_area_pv_panels_m2: NECB_Default :pv_ground_type: NECB_Default :rotation_degrees: NECB_Default :run_annual_simulation: true :s3_bucket: '834599497928' :scale_x: NECB_Default :scale_y: NECB_Default :scale_z: NECB_Default :shw_eff: NECB_Default :skylight_cond: NECB_Default :skylight_solar_trans: NECB_Default :srr_set: NECB_Default :template: NECB2017 | reference | reference | 280a999c-7408-423e-b92b-4ac8fdc8adb2 | NECB2017 | RetailStandalone | Electricity | Electricity | CAN_ON_Toronto.Pearson.Intl.AP.716240_CWEC2016.epw | parametric |  | NECB_Default | NECB_Default | NECB_Default | NECB_Default | NECB_Default | NECB_Default | NECB_Default | NECB_Default | NECB_Default | NECB_Default | NECB_Default | NECB_Default | NECB_Default | NECB_Default | NECB_Default | NECB_Default | NECB_Default | NECB_Default | NECB_Default | NECB_Default | NECB_Default | NECB_Default | NECB_Default | NECB_Default | NECB_Default | NECB_Default | NECB_Default | NECB_Default | NECB_Default | NECB_Default | NECB_Default | NECB_Default | NECB_Default | NECB_Default | NECB_Default | NECB_Default | NECB_Default | NECB_Default | NECB_Default | NECB_Default | NECB_Default | NECB_Default | NECB_Default | NECB_Default | NECB_Default | aws_batch | 834599497928 | btap_private_cli |  | TRUE | TRUE |  |  | 61.0522 | 29.6852 | 46.0612 | 98.396 | 2293.99 | 3471.0086 | 40 | RetailStandalone |  |  | 2 | RetailStandalone | 1 |  | 1 | NECB2017 | 0.24821 | 13984.1807 | 251.5223 | 12.8887 | 118.0349 | 5.3952 | 617.5786 | 229.7375 | TORONTO | ONTARIO | 3.163 | 0 | 0 | 3.163 | 25.3414 | 0 | 0 | 25.3414 | 0 | 0.067267 | 0 | 0 | 0.56947 | 0.11047 | 0.009939 | 0.16582 | 0.032271 | 0.17303 | 0 | 0 | 0.56947 | 0.010667 | 78.0014 | 0 | 40 | 0.757 | [5 empty] | 0.156 | 0.278 | 1.9 | 1.9 | 2 | Toronto Pearson Intl AP | CAN | 382 | 3615 | 43.677 | -79.631 | 5 | 3890 | ON | CAN_ON_Toronto.Pearson.Intl.AP.716240_CWEC2016.epw | 0.56947 | 29.6852 | 61.0522 | 9.0088 | 14.933 | FALSE | FALSE | FALSE | FALSE | 9.7631 | 5.8032 | 0 | 0.066949 | 0.00097844 | 24.47 | 0 | 68.4249 | 0.3214 | 0.0046971 | 117.47 | 0 | 0.56947 | 331.67 | 331.5 | 1.33 | 1.33 |  | https://s3.console.aws.amazon.com/s3/buckets/834599497928?region=ca-central-1&prefix=phylroy.lopez/reference/reference/output/280a999c-7408-423e-b92b-4ac8fdc8adb2/ | 1.0.002
505 |  | TRUE | 93 | 0 | 0 | 194.5642 |  |  |  | 0.1 | 2021-09-22 20:09:19 +0000 | 438c2ebff | 0.2.14 | :adv_dx_units: NECB_Default :airloop_economizer_type: NECB_Default :algorithm_type: parametric :analysis_id: reference :analysis_name: reference :boiler_eff: NECB_Default :btap_batch_version: 1.0.002 :building_type: RetailStandalone :chiller_type: NECB_Default :compute_environment: aws_batch :datapoint_id: 18d750fa-ffd2-41a8-96ca-70cb831aabb1 :daylighting_type: NECB_Default :dcv_type: NECB_Default :door_construction_cond: NECB_Default :ecm_system_name: NECB_Default :electrical_loads_scale: NECB_Default :enable_costing: true :epw_file: CAN_ON_Toronto.Pearson.Intl.AP.716240_CWEC2016.epw :erv_package: NECB_Default :ext_floor_cond: NECB_Default :ext_roof_cond: NECB_Default :ext_wall_cond: NECB_Default :fdwr_set: NECB_Default :fixed_wind_solar_trans: NECB_Default :fixed_window_cond: NECB_Default :furnace_eff: NECB_Default :glass_door_cond: NECB_Default :glass_door_solar_trans: NECB_Default :ground_floor_cond: NECB_Default :ground_roof_cond: NECB_Default :ground_wall_cond: NECB_Default :image_name: btap_private_cli :infiltration_scale: NECB_Default :lights_scale: NECB_Default :lights_type: NECB_Default :nv_delta_temp_in_out: NECB_Default :nv_opening_fraction: NECB_Default :nv_temp_out_min: NECB_Default :nv_type: NECB_Default :oa_scale: NECB_Default :occupancy_loads_scale: NECB_Default :output_meters: [] :output_variables: [] :overhead_door_cond: NECB_Default :primary_heating_fuel: NaturalGas :pv_ground_azimuth_angle: NECB_Default :pv_ground_module_description: NECB_Default :pv_ground_tilt_angle: NECB_Default :pv_ground_total_area_pv_panels_m2: NECB_Default :pv_ground_type: NECB_Default :rotation_degrees: NECB_Default :run_annual_simulation: true :s3_bucket: '834599497928' :scale_x: NECB_Default :scale_y: NECB_Default :scale_z: NECB_Default :shw_eff: NECB_Default :skylight_cond: NECB_Default :skylight_solar_trans: NECB_Default :srr_set: NECB_Default :template: NECB2017 | reference | reference | 18d750fa-ffd2-41a8-96ca-70cb831aabb1 | NECB2017 | RetailStandalone | NaturalGas | Natural Gas | CAN_ON_Toronto.Pearson.Intl.AP.716240_CWEC2016.epw | parametric |  | NECB_Default | NECB_Default | NECB_Default | NECB_Default | NECB_Default | NECB_Default | NECB_Default | NECB_Default | NECB_Default | NECB_Default | NECB_Default | NECB_Default | NECB_Default | NECB_Default | NECB_Default | NECB_Default | NECB_Default | NECB_Default | NECB_Default | NECB_Default | NECB_Default | NECB_Default | NECB_Default | NECB_Default | NECB_Default | NECB_Default | NECB_Default | NECB_Default | NECB_Default | NECB_Default | NECB_Default | NECB_Default | NECB_Default | NECB_Default | NECB_Default | NECB_Default | NECB_Default | NECB_Default | NECB_Default | NECB_Default | NECB_Default | NECB_Default | NECB_Default | NECB_Default | NECB_Default | aws_batch | 834599497928 | btap_private_cli |  | TRUE | TRUE |  |  | 80.9606 | 30.2749 | 45.9813 | 115.4236 | 2293.99 | 3471.0086 | 40 | RetailStandalone |  |  | 2 | RetailStandalone | 1 |  | 1 | NECB2017 | 0.24821 | 13984.1807 | 251.5223 | 46.2326 | 118.0349 | 5.0998 | 627.1094 | 206.2198 | TORONTO | ONTARIO | 2.2076 | 11.5291 | 0 | 13.7367 | 17.6868 | 2.0343 | 0 | 19.7211 | 0 | 0.06861 | 0 | 0 | 0.39746 | 0.11116 | 0.0099216 | 0.22059 | 0.032271 | 0.17303 | 0.23329 | 0.0024586 | 0.63075 | 0.012698 | 51.6201 | 80.9971 | 40 | 0.757 | [5 empty] | 0.156 | 0.278 | 1.9 | 1.9 | 2 | Toronto Pearson Intl AP | CAN | 382 | 3615 | 43.677 | -79.631 | 5 | 3890 | ON | CAN_ON_Toronto.Pearson.Intl.AP.716240_CWEC2016.epw | 0.63075 | 30.2749 | 80.9606 | 9.0088 | 14.9331 | FALSE | FALSE | FALSE | FALSE | 9.7631 | 5.8032 | 0 | 0 | 0 | 0 | 29.13 | 68.4249 | 0.3214 | 0.0046971 | 117.47 | 0 | 0.63075 | 331.67 | 331.5 | 23 | 23 |  | https://s3.console.aws.amazon.com/s3/buckets/834599497928?region=ca-central-1&prefix=phylroy.lopez/reference/reference/output/18d750fa-ffd2-41a8-96ca-70cb831aabb1/ | 1.0.002
506 |  | TRUE | 93 | 0 | 0 | 195.3872 |  |  |  | 0.1 | 2021-09-22 20:09:00 +0000 | 438c2ebff | 0.2.14 | :adv_dx_units: NECB_Default :airloop_economizer_type: NECB_Default :algorithm_type: parametric :analysis_id: reference :analysis_name: reference :boiler_eff: NECB_Default :btap_batch_version: 1.0.002 :building_type: RetailStandalone :chiller_type: NECB_Default :compute_environment: aws_batch :datapoint_id: 640682b4-b043-4dca-a746-62ac7b0ac853 :daylighting_type: NECB_Default :dcv_type: NECB_Default :door_construction_cond: NECB_Default :ecm_system_name: NECB_Default :electrical_loads_scale: NECB_Default :enable_costing: true :epw_file: CAN_AB_Calgary.Intl.AP.718770_CWEC2016.epw :erv_package: NECB_Default :ext_floor_cond: NECB_Default :ext_roof_cond: NECB_Default :ext_wall_cond: NECB_Default :fdwr_set: NECB_Default :fixed_wind_solar_trans: NECB_Default :fixed_window_cond: NECB_Default :furnace_eff: NECB_Default :glass_door_cond: NECB_Default :glass_door_solar_trans: NECB_Default :ground_floor_cond: NECB_Default :ground_roof_cond: NECB_Default :ground_wall_cond: NECB_Default :image_name: btap_private_cli :infiltration_scale: NECB_Default :lights_scale: NECB_Default :lights_type: NECB_Default :nv_delta_temp_in_out: NECB_Default :nv_opening_fraction: NECB_Default :nv_temp_out_min: NECB_Default :nv_type: NECB_Default :oa_scale: NECB_Default :occupancy_loads_scale: NECB_Default :output_meters: [] :output_variables: [] :overhead_door_cond: NECB_Default :primary_heating_fuel: NaturalGas :pv_ground_azimuth_angle: NECB_Default :pv_ground_module_description: NECB_Default :pv_ground_tilt_angle: NECB_Default :pv_ground_total_area_pv_panels_m2: NECB_Default :pv_ground_type: NECB_Default :rotation_degrees: NECB_Default :run_annual_simulation: true :s3_bucket: '834599497928' :scale_x: NECB_Default :scale_y: NECB_Default :scale_z: NECB_Default :shw_eff: NECB_Default :skylight_cond: NECB_Default :skylight_solar_trans: NECB_Default :srr_set: NECB_Default :template: NECB2017 | reference | reference | 640682b4-b043-4dca-a746-62ac7b0ac853 | NECB2017 | RetailStandalone | NaturalGas | Natural Gas | CAN_AB_Calgary.Intl.AP.718770_CWEC2016.epw | parametric |  | NECB_Default | NECB_Default | NECB_Default | NECB_Default | NECB_Default | NECB_Default | NECB_Default | NECB_Default | NECB_Default | NECB_Default | NECB_Default | NECB_Default | NECB_Default | NECB_Default | NECB_Default | NECB_Default | NECB_Default | NECB_Default | NECB_Default | NECB_Default | NECB_Default | NECB_Default | NECB_Default | NECB_Default | NECB_Default | NECB_Default | NECB_Default | NECB_Default | NECB_Default | NECB_Default | NECB_Default | NECB_Default | NECB_Default | NECB_Default | NECB_Default | NECB_Default | NECB_Default | NECB_Default | NECB_Default | NECB_Default | NECB_Default | NECB_Default | NECB_Default | NECB_Default | NECB_Default | aws_batch | 834599497928 | btap_private_cli |  | TRUE | TRUE |  |  | 109.2046 | 22.5723 | 49.8803 | 113.7477 | 2293.99 | 3471.0086 | 33.3 | RetailStandalone |  |  | 2 | RetailStandalone | 1 |  | 1 | NECB2017 | 0.24821 | 13984.1807 | 238.8061 | 41.4081 | 111.6157 | 4.9545 | 599.3691 | 202.5847 | CALGARY | ALBERTA | 81.0007 | 12.7763 | 0 | 93.777 | 7.6772 | 0.91148 | 0 | 8.5886 | 0 | 0.033658 | 0 | 0 | 0.3691 | 0.12011 | 0.0074891 | 0.23955 | 0.032271 | 0.17303 | 0.25319 | 0.0025414 | 0.62229 | 0.01364 | 44.3915 | 109.636 | 33.3 | 0.757 | [5 empty] | 0.138 | 0.21 | 1.9 | 1.9 | 2 | Calgary Intl AP | CAN | 64 | 4781 | 51.114 | -114.02 | 7a | 5000 | AB | CAN_AB_Calgary.Intl.AP.718770_CWEC2016.epw | 0.62228 | 22.5723 | 109.2046 | 5.7475 | 17.701 | FALSE | FALSE | FALSE | FALSE | 9.1288 | 12.7282 | 0 | 0 | 0 | 0 | 31.29 | 68.4249 | 0.3214 | 0.0046971 | 117.47 | 0 | 0.62229 | 119.67 | 119.67 | 22.5 | 22.5 |  | https://s3.console.aws.amazon.com/s3/buckets/834599497928?region=ca-central-1&prefix=phylroy.lopez/reference/reference/output/640682b4-b043-4dca-a746-62ac7b0ac853/ | 1.0.002
507 |  | TRUE | 261 | 6 | 0 | 850.9437 |  |  |  | 0.1 | 2021-09-22 20:09:53 +0000 | 438c2ebff | 0.2.14 | :adv_dx_units: NECB_Default :airloop_economizer_type: NECB_Default :algorithm_type: parametric :analysis_id: reference :analysis_name: reference :boiler_eff: NECB_Default :btap_batch_version: 1.0.002 :building_type: LargeOffice :chiller_type: NECB_Default :compute_environment: aws_batch :datapoint_id: a4b5408e-5821-4011-9a39-25714b138986 :daylighting_type: NECB_Default :dcv_type: NECB_Default :door_construction_cond: NECB_Default :ecm_system_name: NECB_Default :electrical_loads_scale: NECB_Default :enable_costing: true :epw_file: CAN_QC_Montreal-Trudeau.Intl.AP.716270_CWEC2016.epw :erv_package: NECB_Default :ext_floor_cond: NECB_Default :ext_roof_cond: NECB_Default :ext_wall_cond: NECB_Default :fdwr_set: NECB_Default :fixed_wind_solar_trans: NECB_Default :fixed_window_cond: NECB_Default :furnace_eff: NECB_Default :glass_door_cond: NECB_Default :glass_door_solar_trans: NECB_Default :ground_floor_cond: NECB_Default :ground_roof_cond: NECB_Default :ground_wall_cond: NECB_Default :image_name: btap_private_cli :infiltration_scale: NECB_Default :lights_scale: NECB_Default :lights_type: NECB_Default :nv_delta_temp_in_out: NECB_Default :nv_opening_fraction: NECB_Default :nv_temp_out_min: NECB_Default :nv_type: NECB_Default :oa_scale: NECB_Default :occupancy_loads_scale: NECB_Default :output_meters: [] :output_variables: [] :overhead_door_cond: NECB_Default :primary_heating_fuel: NaturalGas :pv_ground_azimuth_angle: NECB_Default :pv_ground_module_description: NECB_Default :pv_ground_tilt_angle: NECB_Default :pv_ground_total_area_pv_panels_m2: NECB_Default :pv_ground_type: NECB_Default :rotation_degrees: NECB_Default :run_annual_simulation: true :s3_bucket: '834599497928' :scale_x: NECB_Default :scale_y: NECB_Default :scale_z: NECB_Default :shw_eff: NECB_Default :skylight_cond: NECB_Default :skylight_solar_trans: NECB_Default :srr_set: NECB_Default :template: BTAP1980TO2010 | reference | reference | a4b5408e-5821-4011-9a39-25714b138986 | BTAP1980TO2010 | LargeOffice | NaturalGas | Natural Gas | CAN_QC_Montreal-Trudeau.Intl.AP.716270_CWEC2016.epw | parametric |  | NECB_Default | NECB_Default | NECB_Default | NECB_Default | NECB_Default | NECB_Default | NECB_Default | NECB_Default | NECB_Default | NECB_Default | NECB_Default | NECB_Default | NECB_Default | NECB_Default | NECB_Default | NECB_Default | NECB_Default | NECB_Default | NECB_Default | NECB_Default | NECB_Default | NECB_Default | NECB_Default | NECB_Default | NECB_Default | NECB_Default | NECB_Default | NECB_Default | NECB_Default | NECB_Default | NECB_Default | NECB_Default | NECB_Default | NECB_Default | NECB_Default | NECB_Default | NECB_Default | NECB_Default | NECB_Default | NECB_Default | NECB_Default | NECB_Default | NECB_Default | NECB_Default | NECB_Default | aws_batch | 834599497928 | btap_private_cli |  | TRUE | TRUE |  |  | 81.9378 | 9.9093 | 40.175 | 96.182 | 46320.38 | 15152.6411 | 40 | LargeOffice |  |  | 0 | LargeOffice | 12 |  | 13 | BTAP1980TO2010 | 0.085057 | 178146.0371 | 0.79018 | 57.0684 | 62.5989 | 1.9368 | 240.6346 | 118.2402 | MONTREAL | QUEBEC | 0.12161 | 12.2275 | 0 | 12.3491 | 7.745 | 3.2029 | 0 | 10.9479 | 0 | 0.022011 | 0 | 0 | 0.31293 | 0.066302 | 0 | 0.19758 | 0.094755 | 0.11764 | 0.24752 | 0.010424 | 0.56045 | 0.049939 | 35.3106 | 84.9528 | 40 | 0.678 |  | 0.459 |  |  |  | 0.267 | 0.426 | 2.95 |  | 0 | Montreal-Trudeau Intl AP | CAN | 323 | 4090 | 45.471 | -73.741 | 6 | 4400 | QC | CAN_QC_Montreal-Trudeau.Intl.AP.716270_CWEC2016.epw | 0.56045 | 9.9093 | 81.9378 | 21.7465 | 21.3687 | TRUE | TRUE | FALSE | FALSE | 14.357 | 14.1637 | 0 | 0 | 0 | 0 | 2313.2 | 2192.9915 | 25.7352 | 0.011735 | 9406.2 | 0.0017947 | 0.56045 | 1830.5 | 1769.67 | 1.67 | 1.33 |  | https://s3.console.aws.amazon.com/s3/buckets/834599497928?region=ca-central-1&prefix=phylroy.lopez/reference/reference/output/a4b5408e-5821-4011-9a39-25714b138986/ | 1.0.002
508 |  | TRUE | 105 | 0 | 0 | 194.2332 |  |  |  | 0.1 | 2021-09-22 20:08:59 +0000 | 438c2ebff | 0.2.14 | :adv_dx_units: NECB_Default :airloop_economizer_type: NECB_Default :algorithm_type: parametric :analysis_id: reference :analysis_name: reference :boiler_eff: NECB_Default :btap_batch_version: 1.0.002 :building_type: RetailStripmall :chiller_type: NECB_Default :compute_environment: aws_batch :datapoint_id: 51a47ff7-55c2-4d41-a9d3-6ab93950223e :daylighting_type: NECB_Default :dcv_type: NECB_Default :door_construction_cond: NECB_Default :ecm_system_name: NECB_Default :electrical_loads_scale: NECB_Default :enable_costing: true :epw_file: CAN_BC_Vancouver.Intl.AP.718920_CWEC2016.epw :erv_package: NECB_Default :ext_floor_cond: NECB_Default :ext_roof_cond: NECB_Default :ext_wall_cond: NECB_Default :fdwr_set: NECB_Default :fixed_wind_solar_trans: NECB_Default :fixed_window_cond: NECB_Default :furnace_eff: NECB_Default :glass_door_cond: NECB_Default :glass_door_solar_trans: NECB_Default :ground_floor_cond: NECB_Default :ground_roof_cond: NECB_Default :ground_wall_cond: NECB_Default :image_name: btap_private_cli :infiltration_scale: NECB_Default :lights_scale: NECB_Default :lights_type: NECB_Default :nv_delta_temp_in_out: NECB_Default :nv_opening_fraction: NECB_Default :nv_temp_out_min: NECB_Default :nv_type: NECB_Default :oa_scale: NECB_Default :occupancy_loads_scale: NECB_Default :output_meters: [] :output_variables: [] :overhead_door_cond: NECB_Default :primary_heating_fuel: NaturalGas :pv_ground_azimuth_angle: NECB_Default :pv_ground_module_description: NECB_Default :pv_ground_tilt_angle: NECB_Default :pv_ground_total_area_pv_panels_m2: NECB_Default :pv_ground_type: NECB_Default :rotation_degrees: NECB_Default :run_annual_simulation: true :s3_bucket: '834599497928' :scale_x: NECB_Default :scale_y: NECB_Default :scale_z: NECB_Default :shw_eff: NECB_Default :skylight_cond: NECB_Default :skylight_solar_trans: NECB_Default :srr_set: NECB_Default :template: BTAPPRE1980 | reference | reference | 51a47ff7-55c2-4d41-a9d3-6ab93950223e | BTAPPRE1980 | RetailStripmall | NaturalGas | Natural Gas | CAN_BC_Vancouver.Intl.AP.718920_CWEC2016.epw | parametric |  | NECB_Default | NECB_Default | NECB_Default | NECB_Default | NECB_Default | NECB_Default | NECB_Default | NECB_Default | NECB_Default | NECB_Default | NECB_Default | NECB_Default | NECB_Default | NECB_Default | NECB_Default | NECB_Default | NECB_Default | NECB_Default | NECB_Default | NECB_Default | NECB_Default | NECB_Default | NECB_Default | NECB_Default | NECB_Default | NECB_Default | NECB_Default | NECB_Default | NECB_Default | NECB_Default | NECB_Default | NECB_Default | NECB_Default | NECB_Default | NECB_Default | NECB_Default | NECB_Default | NECB_Default | NECB_Default | NECB_Default | NECB_Default | NECB_Default | NECB_Default | NECB_Default | NECB_Default | aws_batch | 834599497928 | btap_private_cli |  | TRUE | TRUE |  |  | 116.2154 | 19.104 | 121.2786 | 208.3267 | 2090.32 | 3274.4664 | 14.4 | RetailStripmall |  |  | 0 | RetailStripmall | 1 |  | 1 | BTAPPRE1980 | 0.30241 | 10827.8493 | 0.51235 | 55.8125 | 111.1316 | 6.0602 | 336.8742 | 163.3576 | VANCOUVER | BRITISH COLUMBIA | 1.2194 | 30.7394 | 0 | 31.9587 | 12.1765 | 6.8961 | 0 | 19.0726 | 0 | 0.021241 | 0 | 0 | 0.43026 | 0.116 | 0 | 0.59538 | 0.035196 | 0.25482 | 0.60973 | 0.0029995 | 1.04 | 0.014357 | 44.4592 | 117.7723 | 14.4 | 0.678 |  |  | 4.09 |  |  | 0.363 | 0.994 | 4.09 |  | 0 | Vancouver Intl AP | CAN | 42 | 2797 | 49.195 | -123.184 | 4 | 2800 | BC | CAN_BC_Vancouver.Intl.AP.718920_CWEC2016.epw | 1.04 | 19.104 | 116.2154 | 5.1349 | 17.7576 | FALSE | FALSE | FALSE | FALSE | 7.5708 | 5.2448 | 0 | 0 | 0 | 0 | 30.01 | 348.7361 | 0.33705 | 0.00096648 | 123.19 | 0 | 1.04 | 0 | 0 | 17.5 | 17.17 |  | https://s3.console.aws.amazon.com/s3/buckets/834599497928?region=ca-central-1&prefix=phylroy.lopez/reference/reference/output/51a47ff7-55c2-4d41-a9d3-6ab93950223e/ | 1.0.002
509 |  | TRUE | 257 | 1 | 0 | 849.9123 |  |  |  | 0.1 | 2021-09-22 20:09:27 +0000 | 438c2ebff | 0.2.14 | :adv_dx_units: NECB_Default :airloop_economizer_type: NECB_Default :algorithm_type: parametric :analysis_id: reference :analysis_name: reference :boiler_eff: NECB_Default :btap_batch_version: 1.0.002 :building_type: LargeOffice :chiller_type: NECB_Default :compute_environment: aws_batch :datapoint_id: 4cb9a7ea-e1ea-4c87-81bf-c4cdc6bae0b1 :daylighting_type: NECB_Default :dcv_type: NECB_Default :door_construction_cond: NECB_Default :ecm_system_name: NECB_Default :electrical_loads_scale: NECB_Default :enable_costing: true :epw_file: CAN_YT_Whitehorse.Intl.AP.719640_CWEC2016.epw :erv_package: NECB_Default :ext_floor_cond: NECB_Default :ext_roof_cond: NECB_Default :ext_wall_cond: NECB_Default :fdwr_set: NECB_Default :fixed_wind_solar_trans: NECB_Default :fixed_window_cond: NECB_Default :furnace_eff: NECB_Default :glass_door_cond: NECB_Default :glass_door_solar_trans: NECB_Default :ground_floor_cond: NECB_Default :ground_roof_cond: NECB_Default :ground_wall_cond: NECB_Default :image_name: btap_private_cli :infiltration_scale: NECB_Default :lights_scale: NECB_Default :lights_type: NECB_Default :nv_delta_temp_in_out: NECB_Default :nv_opening_fraction: NECB_Default :nv_temp_out_min: NECB_Default :nv_type: NECB_Default :oa_scale: NECB_Default :occupancy_loads_scale: NECB_Default :output_meters: [] :output_variables: [] :overhead_door_cond: NECB_Default :primary_heating_fuel: NaturalGas :pv_ground_azimuth_angle: NECB_Default :pv_ground_module_description: NECB_Default :pv_ground_tilt_angle: NECB_Default :pv_ground_total_area_pv_panels_m2: NECB_Default :pv_ground_type: NECB_Default :rotation_degrees: NECB_Default :run_annual_simulation: true :s3_bucket: '834599497928' :scale_x: NECB_Default :scale_y: NECB_Default :scale_z: NECB_Default :shw_eff: NECB_Default :skylight_cond: NECB_Default :skylight_solar_trans: NECB_Default :srr_set: NECB_Default :template: BTAP1980TO2010 | reference | reference | 4cb9a7ea-e1ea-4c87-81bf-c4cdc6bae0b1 | BTAP1980TO2010 | LargeOffice | NaturalGas | Natural Gas | CAN_YT_Whitehorse.Intl.AP.719640_CWEC2016.epw | parametric |  | NECB_Default | NECB_Default | NECB_Default | NECB_Default | NECB_Default | NECB_Default | NECB_Default | NECB_Default | NECB_Default | NECB_Default | NECB_Default | NECB_Default | NECB_Default | NECB_Default | NECB_Default | NECB_Default | NECB_Default | NECB_Default | NECB_Default | NECB_Default | NECB_Default | NECB_Default | NECB_Default | NECB_Default | NECB_Default | NECB_Default | NECB_Default | NECB_Default | NECB_Default | NECB_Default | NECB_Default | NECB_Default | NECB_Default | NECB_Default | NECB_Default | NECB_Default | NECB_Default | NECB_Default | NECB_Default | NECB_Default | NECB_Default | NECB_Default | NECB_Default | NECB_Default | NECB_Default | aws_batch | 834599497928 | btap_private_cli |  | TRUE | TRUE |  |  | 75.7305 | 7.329 | 47.5699 | 104.5136 | 46320.38 | 15152.6411 | 40 | LargeOffice |  |  | 0 | LargeOffice | 12 |  | 13 | BTAP1980TO2010 | 0.085057 | 178146.0371 | 0.61389 | 42.6365 | 60.8959 | 1.8872 | 227.2519 | 121.2185 | WHITEHORSE | YUKON | 4.7273 | 14.182 | 0 | 18.9094 | 10.8263 | 2.585 | 0 | 13.4113 | 0 | 0.006291 | 0 | 0 | 0.30394 | 0.075033 | 0 | 0.22819 | 0.094755 | 0.11764 | 0.28501 | 0.0099183 | 0.58894 | 0.056816 | 32.2817 | 77.3816 | 40 | 0.678 |  | 0.425 |  |  |  | 0.227 | 0.346 | 2.95 |  | 0 | Whitehorse Intl AP | CAN | 5 | 6491 | 60.709 | -135.069 | 7b | 6580 | YT | CAN_YT_Whitehorse.Intl.AP.719640_CWEC2016.epw | 0.58894 | 7.329 | 75.7305 | 23.1895 | 13.8111 | TRUE | TRUE | FALSE | FALSE | 9.9254 | 17.4455 | 0 | 0 | 0 | 0 | 2631.73 | 2192.9915 | 25.7352 | 0.011735 | 9406.2 | 0.00029663 | 0.58894 | 1789.83 | 1739 | 8 | 7.67 |  | https://s3.console.aws.amazon.com/s3/buckets/834599497928?region=ca-central-1&prefix=phylroy.lopez/reference/reference/output/4cb9a7ea-e1ea-4c87-81bf-c4cdc6bae0b1/ | 1.0.002
510 |  | TRUE | 250 | 3 | 0 | 848.6855 |  |  |  | 0.1 | 2021-09-22 20:09:07 +0000 | 438c2ebff | 0.2.14 | :adv_dx_units: NECB_Default :airloop_economizer_type: NECB_Default :algorithm_type: parametric :analysis_id: reference :analysis_name: reference :boiler_eff: NECB_Default :btap_batch_version: 1.0.002 :building_type: LargeOffice :chiller_type: NECB_Default :compute_environment: aws_batch :datapoint_id: 248c5b4c-7272-4598-9d95-e70306da2ae6 :daylighting_type: NECB_Default :dcv_type: NECB_Default :door_construction_cond: NECB_Default :ecm_system_name: NECB_Default :electrical_loads_scale: NECB_Default :enable_costing: true :epw_file: CAN_NS_Halifax.Dockyard.713280_CWEC2016.epw :erv_package: NECB_Default :ext_floor_cond: NECB_Default :ext_roof_cond: NECB_Default :ext_wall_cond: NECB_Default :fdwr_set: NECB_Default :fixed_wind_solar_trans: NECB_Default :fixed_window_cond: NECB_Default :furnace_eff: NECB_Default :glass_door_cond: NECB_Default :glass_door_solar_trans: NECB_Default :ground_floor_cond: NECB_Default :ground_roof_cond: NECB_Default :ground_wall_cond: NECB_Default :image_name: btap_private_cli :infiltration_scale: NECB_Default :lights_scale: NECB_Default :lights_type: NECB_Default :nv_delta_temp_in_out: NECB_Default :nv_opening_fraction: NECB_Default :nv_temp_out_min: NECB_Default :nv_type: NECB_Default :oa_scale: NECB_Default :occupancy_loads_scale: NECB_Default :output_meters: [] :output_variables: [] :overhead_door_cond: NECB_Default :primary_heating_fuel: NaturalGas :pv_ground_azimuth_angle: NECB_Default :pv_ground_module_description: NECB_Default :pv_ground_tilt_angle: NECB_Default :pv_ground_total_area_pv_panels_m2: NECB_Default :pv_ground_type: NECB_Default :rotation_degrees: NECB_Default :run_annual_simulation: true :s3_bucket: '834599497928' :scale_x: NECB_Default :scale_y: NECB_Default :scale_z: NECB_Default :shw_eff: NECB_Default :skylight_cond: NECB_Default :skylight_solar_trans: NECB_Default :srr_set: NECB_Default :template: NECB2015 | reference | reference | 248c5b4c-7272-4598-9d95-e70306da2ae6 | NECB2015 | LargeOffice | NaturalGas | Natural Gas | CAN_NS_Halifax.Dockyard.713280_CWEC2016.epw | parametric |  | NECB_Default | NECB_Default | NECB_Default | NECB_Default | NECB_Default | NECB_Default | NECB_Default | NECB_Default | NECB_Default | NECB_Default | NECB_Default | NECB_Default | NECB_Default | NECB_Default | NECB_Default | NECB_Default | NECB_Default | NECB_Default | NECB_Default | NECB_Default | NECB_Default | NECB_Default | NECB_Default | NECB_Default | NECB_Default | NECB_Default | NECB_Default | NECB_Default | NECB_Default | NECB_Default | NECB_Default | NECB_Default | NECB_Default | NECB_Default | NECB_Default | NECB_Default | NECB_Default | NECB_Default | NECB_Default | NECB_Default | NECB_Default | NECB_Default | NECB_Default | NECB_Default | NECB_Default | aws_batch | 834599497928 | btap_private_cli |  | TRUE | TRUE |  |  | 43.6149 | 8.6446 | 13.2749 | 59.99 | 46320.38 | 15152.6411 | 40 | LargeOffice |  |  | 0 | LargeOffice | 12 |  | 13 | NECB2015 | 0.085057 | 178146.0371 | 27.5804 | 35.014 | 68.9799 | 1.9423 | 258.5911 | 125.0744 | HALIFAX | NOVA SCOTIA | 61.17 | 5.6899 | 0 | 66.8599 | 11.9966 | 1.4362 | 0 | 13.4328 | 0 | 0.019844 | 0 | 0 | 0.30165 | 0.067809 | 0 | 0.065738 | 0.09479 | 0.10387 | 0.11435 | 0.013965 | 0.41599 | 0.048608 | 32.8232 | 46.7322 | 40 | 0.757 |  | 0.284 |  |  |  | 0.183 | 0.247 | 2.2 |  | 0 | Halifax Dockyard | CAN | 112 | 3647 | 44.655 | -63.577 | 6 | 4000 | NS | CAN_NS_Halifax.Dockyard.713280_CWEC2016.epw | 0.41599 | 8.6446 | 43.6149 | 21.2209 | 21.4838 | TRUE | TRUE | TRUE | FALSE | 9.8393 | 8.0141 | 0 | 0 | 0 | 0 | 2251.52 | 2192.0411 | 25.4096 | 0.011592 | 9287.2 | 0.0013752 | 0.41599 | 49.33 | 34.83 | 200.83 | 199.83 |  | https://s3.console.aws.amazon.com/s3/buckets/834599497928?region=ca-central-1&prefix=phylroy.lopez/reference/reference/output/248c5b4c-7272-4598-9d95-e70306da2ae6/ | 1.0.002
511 |  | TRUE | 47 | 0 | 0 | 126.8037 |  |  |  | 0.1 | 2021-09-22 20:09:31 +0000 | 438c2ebff | 0.2.14 | :adv_dx_units: NECB_Default :airloop_economizer_type: NECB_Default :algorithm_type: parametric :analysis_id: reference :analysis_name: reference :boiler_eff: NECB_Default :btap_batch_version: 1.0.002 :building_type: FullServiceRestaurant :chiller_type: NECB_Default :compute_environment: aws_batch :datapoint_id: 456c031c-4788-4996-b2a9-8aeef13584d8 :daylighting_type: NECB_Default :dcv_type: NECB_Default :door_construction_cond: NECB_Default :ecm_system_name: NECB_Default :electrical_loads_scale: NECB_Default :enable_costing: true :epw_file: CAN_AB_Calgary.Intl.AP.718770_CWEC2016.epw :erv_package: NECB_Default :ext_floor_cond: NECB_Default :ext_roof_cond: NECB_Default :ext_wall_cond: NECB_Default :fdwr_set: NECB_Default :fixed_wind_solar_trans: NECB_Default :fixed_window_cond: NECB_Default :furnace_eff: NECB_Default :glass_door_cond: NECB_Default :glass_door_solar_trans: NECB_Default :ground_floor_cond: NECB_Default :ground_roof_cond: NECB_Default :ground_wall_cond: NECB_Default :image_name: btap_private_cli :infiltration_scale: NECB_Default :lights_scale: NECB_Default :lights_type: NECB_Default :nv_delta_temp_in_out: NECB_Default :nv_opening_fraction: NECB_Default :nv_temp_out_min: NECB_Default :nv_type: NECB_Default :oa_scale: NECB_Default :occupancy_loads_scale: NECB_Default :output_meters: [] :output_variables: [] :overhead_door_cond: NECB_Default :primary_heating_fuel: NaturalGas :pv_ground_azimuth_angle: NECB_Default :pv_ground_module_description: NECB_Default :pv_ground_tilt_angle: NECB_Default :pv_ground_total_area_pv_panels_m2: NECB_Default :pv_ground_type: NECB_Default :rotation_degrees: NECB_Default :run_annual_simulation: true :s3_bucket: '834599497928' :scale_x: NECB_Default :scale_y: NECB_Default :scale_z: NECB_Default :shw_eff: NECB_Default :skylight_cond: NECB_Default :skylight_solar_trans: NECB_Default :srr_set: NECB_Default :template: BTAPPRE1980 | reference | reference | 456c031c-4788-4996-b2a9-8aeef13584d8 | BTAPPRE1980 | FullServiceRestaurant | NaturalGas | Natural Gas | CAN_AB_Calgary.Intl.AP.718770_CWEC2016.epw | parametric |  | NECB_Default | NECB_Default | NECB_Default | NECB_Default | NECB_Default | NECB_Default | NECB_Default | NECB_Default | NECB_Default | NECB_Default | NECB_Default | NECB_Default | NECB_Default | NECB_Default | NECB_Default | NECB_Default | NECB_Default | NECB_Default | NECB_Default | NECB_Default | NECB_Default | NECB_Default | NECB_Default | NECB_Default | NECB_Default | NECB_Default | NECB_Default | NECB_Default | NECB_Default | NECB_Default | NECB_Default | NECB_Default | NECB_Default | NECB_Default | NECB_Default | NECB_Default | NECB_Default | NECB_Default | NECB_Default | NECB_Default | NECB_Default | NECB_Default | NECB_Default | NECB_Default | NECB_Default | aws_batch | 834599497928 | btap_private_cli |  | TRUE | TRUE |  |  | 407.0049 | 34.6722 | 480.0722 | 816.5846 | 511.15 | 845.2233 | 17.1 | FullServiceRestaurant |  |  | 0 | FullServiceRestaurant | 1 |  | 1 | BTAPPRE1980 | 0.35452 | 2384.1067 | 0.75514 | 110.0689 | 68.0389 | 18.7239 | 489.5284 | 291.9415 | CALGARY | ALBERTA | 122.6455 | 133.2452 | 0 | 255.8907 | 11.6242 | 9.5059 | 0 | 21.1301 | 0 | 0.020777 | 0 | 0 | 0.55884 | 0.27689 | 0 | 2.4329 | 0.067162 | 0.19249 | 2.6405 | 0.001526 | 3.1994 | 0.20757 | 60.0388 | 415.3211 | 17.1 | 0.678 | [5 empty] | 0.227 | 0.772 | 2.95 |  | 0 | Calgary Intl AP | CAN | 64 | 4781 | 51.114 | -114.02 | 7a | 5000 | AB | CAN_AB_Calgary.Intl.AP.718770_CWEC2016.epw | 3.1994 | 34.6722 | 407.0049 | 4.985 | 18.2918 | FALSE | FALSE | FALSE | FALSE | 11.4418 | 17.6326 | 0 | 0 | 0 | 0 | 106.1 | 44.1525 | 1.0393 | 0.023539 | 379.87 | 0 | 3.1994 | 0.17 | 0.17 | 0 | 0 |  | https://s3.console.aws.amazon.com/s3/buckets/834599497928?region=ca-central-1&prefix=phylroy.lopez/reference/reference/output/456c031c-4788-4996-b2a9-8aeef13584d8/ | 1.0.002
512 |  | TRUE | 107 | 0 | 0 | 195.0701 |  |  |  | 0.1 | 2021-09-22 20:09:06 +0000 | 438c2ebff | 0.2.14 | :adv_dx_units: NECB_Default :airloop_economizer_type: NECB_Default :algorithm_type: parametric :analysis_id: reference :analysis_name: reference :boiler_eff: NECB_Default :btap_batch_version: 1.0.002 :building_type: RetailStripmall :chiller_type: NECB_Default :compute_environment: aws_batch :datapoint_id: c1df2d34-9c59-4cb9-9818-9275aba1d3f1 :daylighting_type: NECB_Default :dcv_type: NECB_Default :door_construction_cond: NECB_Default :ecm_system_name: NECB_Default :electrical_loads_scale: NECB_Default :enable_costing: true :epw_file: CAN_NS_Halifax.Dockyard.713280_CWEC2016.epw :erv_package: NECB_Default :ext_floor_cond: NECB_Default :ext_roof_cond: NECB_Default :ext_wall_cond: NECB_Default :fdwr_set: NECB_Default :fixed_wind_solar_trans: NECB_Default :fixed_window_cond: NECB_Default :furnace_eff: NECB_Default :glass_door_cond: NECB_Default :glass_door_solar_trans: NECB_Default :ground_floor_cond: NECB_Default :ground_roof_cond: NECB_Default :ground_wall_cond: NECB_Default :image_name: btap_private_cli :infiltration_scale: NECB_Default :lights_scale: NECB_Default :lights_type: NECB_Default :nv_delta_temp_in_out: NECB_Default :nv_opening_fraction: NECB_Default :nv_temp_out_min: NECB_Default :nv_type: NECB_Default :oa_scale: NECB_Default :occupancy_loads_scale: NECB_Default :output_meters: [] :output_variables: [] :overhead_door_cond: NECB_Default :primary_heating_fuel: Electricity :pv_ground_azimuth_angle: NECB_Default :pv_ground_module_description: NECB_Default :pv_ground_tilt_angle: NECB_Default :pv_ground_total_area_pv_panels_m2: NECB_Default :pv_ground_type: NECB_Default :rotation_degrees: NECB_Default :run_annual_simulation: true :s3_bucket: '834599497928' :scale_x: NECB_Default :scale_y: NECB_Default :scale_z: NECB_Default :shw_eff: NECB_Default :skylight_cond: NECB_Default :skylight_solar_trans: NECB_Default :srr_set: NECB_Default :template: BTAPPRE1980 | reference | reference | c1df2d34-9c59-4cb9-9818-9275aba1d3f1 | BTAPPRE1980 | RetailStripmall | Electricity | Electricity | CAN_NS_Halifax.Dockyard.713280_CWEC2016.epw | parametric |  | NECB_Default | NECB_Default | NECB_Default | NECB_Default | NECB_Default | NECB_Default | NECB_Default | NECB_Default | NECB_Default | NECB_Default | NECB_Default | NECB_Default | NECB_Default | NECB_Default | NECB_Default | NECB_Default | NECB_Default | NECB_Default | NECB_Default | NECB_Default | NECB_Default | NECB_Default | NECB_Default | NECB_Default | NECB_Default | NECB_Default | NECB_Default | NECB_Default | NECB_Default | NECB_Default | NECB_Default | NECB_Default | NECB_Default | NECB_Default | NECB_Default | NECB_Default | NECB_Default | NECB_Default | NECB_Default | NECB_Default | NECB_Default | NECB_Default | NECB_Default | NECB_Default | NECB_Default | aws_batch | 834599497928 | btap_private_cli |  | TRUE | TRUE |  |  | 134.7055 | 21.1159 | 171.6869 | 216.5564 | 2090.32 | 3274.4664 | 14.4 | RetailStripmall |  |  | 0 | RetailStripmall | 1 |  | 1 | BTAPPRE1980 | 0.30241 | 10827.8493 | 0.47355 | 20.1909 | 122.0969 | 6.1017 | 348.5713 | 199.7083 | HALIFAX | NOVA SCOTIA | 216.9046 | 0 | 0 | 216.9046 | 42.539 | 0 | 0 | 42.539 | 0 | 0.024221 | 0 | 0 | 1.0696 | 0.12481 | 0 | 0.61807 | 0.035196 | 0.25482 | 0 | 0 | 1.0696 | 0.0125 | 161.2077 | 0 | 14.4 | 0.678 |  |  | 2.95 |  |  | 0.267 | 0.823 | 2.95 |  | 0 | Halifax Dockyard | CAN | 112 | 3647 | 44.655 | -63.577 | 6 | 4000 | NS | CAN_NS_Halifax.Dockyard.713280_CWEC2016.epw | 1.0696 | 21.1159 | 134.7055 | 6.5328 | 16.2531 | FALSE | FALSE | FALSE | FALSE | 5.0676 | 4.7809 | 0 | 0.071491 | 0.000205 | 26.13 | 0 | 348.7361 | 0.33705 | 0.00096648 | 123.19 | 0 | 1.0696 | 0 | 0 | 0.67 | 0.67 |  | https://s3.console.aws.amazon.com/s3/buckets/834599497928?region=ca-central-1&prefix=phylroy.lopez/reference/reference/output/c1df2d34-9c59-4cb9-9818-9275aba1d3f1/ | 1.0.002
513 |  | TRUE | 88 | 0 | 0 | 195.4167 |  |  |  | 0.1 | 2021-09-22 20:09:12 +0000 | 438c2ebff | 0.2.14 | :adv_dx_units: NECB_Default :airloop_economizer_type: NECB_Default :algorithm_type: parametric :analysis_id: reference :analysis_name: reference :boiler_eff: NECB_Default :btap_batch_version: 1.0.002 :building_type: RetailStandalone :chiller_type: NECB_Default :compute_environment: aws_batch :datapoint_id: 3ebcc8a6-efe1-4376-912f-73df6158b9b2 :daylighting_type: NECB_Default :dcv_type: NECB_Default :door_construction_cond: NECB_Default :ecm_system_name: NECB_Default :electrical_loads_scale: NECB_Default :enable_costing: true :epw_file: CAN_YT_Whitehorse.Intl.AP.719640_CWEC2016.epw :erv_package: NECB_Default :ext_floor_cond: NECB_Default :ext_roof_cond: NECB_Default :ext_wall_cond: NECB_Default :fdwr_set: NECB_Default :fixed_wind_solar_trans: NECB_Default :fixed_window_cond: NECB_Default :furnace_eff: NECB_Default :glass_door_cond: NECB_Default :glass_door_solar_trans: NECB_Default :ground_floor_cond: NECB_Default :ground_roof_cond: NECB_Default :ground_wall_cond: NECB_Default :image_name: btap_private_cli :infiltration_scale: NECB_Default :lights_scale: NECB_Default :lights_type: NECB_Default :nv_delta_temp_in_out: NECB_Default :nv_opening_fraction: NECB_Default :nv_temp_out_min: NECB_Default :nv_type: NECB_Default :oa_scale: NECB_Default :occupancy_loads_scale: NECB_Default :output_meters: [] :output_variables: [] :overhead_door_cond: NECB_Default :primary_heating_fuel: NaturalGas :pv_ground_azimuth_angle: NECB_Default :pv_ground_module_description: NECB_Default :pv_ground_tilt_angle: NECB_Default :pv_ground_total_area_pv_panels_m2: NECB_Default :pv_ground_type: NECB_Default :rotation_degrees: NECB_Default :run_annual_simulation: true :s3_bucket: '834599497928' :scale_x: NECB_Default :scale_y: NECB_Default :scale_z: NECB_Default :shw_eff: NECB_Default :skylight_cond: NECB_Default :skylight_solar_trans: NECB_Default :srr_set: NECB_Default :template: NECB2017 | reference | reference | 3ebcc8a6-efe1-4376-912f-73df6158b9b2 | NECB2017 | RetailStandalone | NaturalGas | Natural Gas | CAN_YT_Whitehorse.Intl.AP.719640_CWEC2016.epw | parametric |  | NECB_Default | NECB_Default | NECB_Default | NECB_Default | NECB_Default | NECB_Default | NECB_Default | NECB_Default | NECB_Default | NECB_Default | NECB_Default | NECB_Default | NECB_Default | NECB_Default | NECB_Default | NECB_Default | NECB_Default | NECB_Default | NECB_Default | NECB_Default | NECB_Default | NECB_Default | NECB_Default | NECB_Default | NECB_Default | NECB_Default | NECB_Default | NECB_Default | NECB_Default | NECB_Default | NECB_Default | NECB_Default | NECB_Default | NECB_Default | NECB_Default | NECB_Default | NECB_Default | NECB_Default | NECB_Default | NECB_Default | NECB_Default | NECB_Default | NECB_Default | NECB_Default | NECB_Default | aws_batch | 834599497928 | btap_private_cli |  | TRUE | TRUE |  |  | 150.7782 | 15.9372 | 78.6354 | 140.1549 | 2293.99 | 3471.0086 | 22.8 | RetailStandalone |  |  | 2 | RetailStandalone | 1 |  | 1 | NECB2017 | 0.24821 | 13984.1807 | 187.8771 | 39.1438 | 98.0372 | 4.6202 | 498.883 | 169.2047 | WHITEHORSE | YUKON | 5.0489 | 19.6533 | 0 | 24.7021 | 11.5626 | 3.5823 | 0 | 15.1448 | 0 | 0.011626 | 0 | 0 | 0.32461 | 0.095131 | 0.009708 | 0.38042 | 0.032271 | 0.17303 | 0.39496 | 0.0028422 | 0.71957 | 0.014534 | 36.2704 | 151.241 | 22.8 | 0.757 | [5 empty] | 0.138 | 0.21 | 1.9 | 1.9 | 2 | Whitehorse Intl AP | CAN | 5 | 6491 | 60.709 | -135.069 | 7b | 6580 | YT | CAN_YT_Whitehorse.Intl.AP.719640_CWEC2016.epw | 0.71957 | 15.9372 | 150.7782 | 7.2462 | 13.2747 | TRUE | FALSE | FALSE | FALSE | 4.8665 | 16.4102 | 0 | 0 | 0 | 0 | 33.34 | 68.4249 | 0.3214 | 0.0046971 | 117.47 | 0 | 0.71957 | 0.33 | 0.17 | 25.33 | 25.33 |  | https://s3.console.aws.amazon.com/s3/buckets/834599497928?region=ca-central-1&prefix=phylroy.lopez/reference/reference/output/3ebcc8a6-efe1-4376-912f-73df6158b9b2/ | 1.0.002
514 |  | TRUE | 111 | 0 | 0 | 195.504 |  |  |  | 0.1 | 2021-09-22 20:09:01 +0000 | 438c2ebff | 0.2.14 | :adv_dx_units: NECB_Default :airloop_economizer_type: NECB_Default :algorithm_type: parametric :analysis_id: reference :analysis_name: reference :boiler_eff: NECB_Default :btap_batch_version: 1.0.002 :building_type: RetailStripmall :chiller_type: NECB_Default :compute_environment: aws_batch :datapoint_id: 88aa18ed-badc-4f4d-81b0-764b0661d8a6 :daylighting_type: NECB_Default :dcv_type: NECB_Default :door_construction_cond: NECB_Default :ecm_system_name: NECB_Default :electrical_loads_scale: NECB_Default :enable_costing: true :epw_file: CAN_QC_Montreal-Trudeau.Intl.AP.716270_CWEC2016.epw :erv_package: NECB_Default :ext_floor_cond: NECB_Default :ext_roof_cond: NECB_Default :ext_wall_cond: NECB_Default :fdwr_set: NECB_Default :fixed_wind_solar_trans: NECB_Default :fixed_window_cond: NECB_Default :furnace_eff: NECB_Default :glass_door_cond: NECB_Default :glass_door_solar_trans: NECB_Default :ground_floor_cond: NECB_Default :ground_roof_cond: NECB_Default :ground_wall_cond: NECB_Default :image_name: btap_private_cli :infiltration_scale: NECB_Default :lights_scale: NECB_Default :lights_type: NECB_Default :nv_delta_temp_in_out: NECB_Default :nv_opening_fraction: NECB_Default :nv_temp_out_min: NECB_Default :nv_type: NECB_Default :oa_scale: NECB_Default :occupancy_loads_scale: NECB_Default :output_meters: [] :output_variables: [] :overhead_door_cond: NECB_Default :primary_heating_fuel: Electricity :pv_ground_azimuth_angle: NECB_Default :pv_ground_module_description: NECB_Default :pv_ground_tilt_angle: NECB_Default :pv_ground_total_area_pv_panels_m2: NECB_Default :pv_ground_type: NECB_Default :rotation_degrees: NECB_Default :run_annual_simulation: true :s3_bucket: '834599497928' :scale_x: NECB_Default :scale_y: NECB_Default :scale_z: NECB_Default :shw_eff: NECB_Default :skylight_cond: NECB_Default :skylight_solar_trans: NECB_Default :srr_set: NECB_Default :template: BTAPPRE1980 | reference | reference | 88aa18ed-badc-4f4d-81b0-764b0661d8a6 | BTAPPRE1980 | RetailStripmall | Electricity | Electricity | CAN_QC_Montreal-Trudeau.Intl.AP.716270_CWEC2016.epw | parametric |  | NECB_Default | NECB_Default | NECB_Default | NECB_Default | NECB_Default | NECB_Default | NECB_Default | NECB_Default | NECB_Default | NECB_Default | NECB_Default | NECB_Default | NECB_Default | NECB_Default | NECB_Default | NECB_Default | NECB_Default | NECB_Default | NECB_Default | NECB_Default | NECB_Default | NECB_Default | NECB_Default | NECB_Default | NECB_Default | NECB_Default | NECB_Default | NECB_Default | NECB_Default | NECB_Default | NECB_Default | NECB_Default | NECB_Default | NECB_Default | NECB_Default | NECB_Default | NECB_Default | NECB_Default | NECB_Default | NECB_Default | NECB_Default | NECB_Default | NECB_Default | NECB_Default | NECB_Default | aws_batch | 834599497928 | btap_private_cli |  | TRUE | TRUE |  |  | 197.4398 | 40.3638 | 222.7304 | 286.753 | 2090.32 | 3274.4664 | 14.4 | RetailStripmall |  |  | 0 | RetailStripmall | 1 |  | 1 | BTAPPRE1980 | 0.30241 | 10827.8493 | 0.46944 | 23.5032 | 114.7023 | 6.0488 | 380.9529 | 236.2292 | MONTREAL | QUEBEC | 0.51387 | 0 | 0 | 0.51387 | 32.7278 | 0 | 0 | 32.7278 | 0 | 0.057843 | 0 | 0 | 1.3223 | 0.16003 | 0 | 0.80183 | 0.035196 | 0.25482 | 0 | 0 | 1.3223 | 0.012606 | 225.7827 | 0 | 14.4 | 0.678 |  |  | 2.95 |  |  | 0.267 | 0.823 | 2.95 |  | 0 | Montreal-Trudeau Intl AP | CAN | 323 | 4090 | 45.471 | -73.741 | 6 | 4400 | QC | CAN_QC_Montreal-Trudeau.Intl.AP.716270_CWEC2016.epw | 1.3223 | 40.3638 | 197.4398 | 7.6674 | 17.6725 | FALSE | FALSE | FALSE | FALSE | 9.8067 | 11.8782 | 0 | 0.072093 | 0.00020673 | 26.35 | 0 | 348.7361 | 0.33705 | 0.00096648 | 123.19 | 0 | 1.3223 | 6.33 | 6.17 | 1 | 1 |  | https://s3.console.aws.amazon.com/s3/buckets/834599497928?region=ca-central-1&prefix=phylroy.lopez/reference/reference/output/88aa18ed-badc-4f4d-81b0-764b0661d8a6/ | 1.0.002
515 |  | TRUE | 105 | 0 | 0 | 195.468 |  |  |  | 0.1 | 2021-09-22 20:09:09 +0000 | 438c2ebff | 0.2.14 | :adv_dx_units: NECB_Default :airloop_economizer_type: NECB_Default :algorithm_type: parametric :analysis_id: reference :analysis_name: reference :boiler_eff: NECB_Default :btap_batch_version: 1.0.002 :building_type: RetailStripmall :chiller_type: NECB_Default :compute_environment: aws_batch :datapoint_id: d17f3860-5bda-4d55-a136-8ea1eade8c9c :daylighting_type: NECB_Default :dcv_type: NECB_Default :door_construction_cond: NECB_Default :ecm_system_name: NECB_Default :electrical_loads_scale: NECB_Default :enable_costing: true :epw_file: CAN_NS_Halifax.Dockyard.713280_CWEC2016.epw :erv_package: NECB_Default :ext_floor_cond: NECB_Default :ext_roof_cond: NECB_Default :ext_wall_cond: NECB_Default :fdwr_set: NECB_Default :fixed_wind_solar_trans: NECB_Default :fixed_window_cond: NECB_Default :furnace_eff: NECB_Default :glass_door_cond: NECB_Default :glass_door_solar_trans: NECB_Default :ground_floor_cond: NECB_Default :ground_roof_cond: NECB_Default :ground_wall_cond: NECB_Default :image_name: btap_private_cli :infiltration_scale: NECB_Default :lights_scale: NECB_Default :lights_type: NECB_Default :nv_delta_temp_in_out: NECB_Default :nv_opening_fraction: NECB_Default :nv_temp_out_min: NECB_Default :nv_type: NECB_Default :oa_scale: NECB_Default :occupancy_loads_scale: NECB_Default :output_meters: [] :output_variables: [] :overhead_door_cond: NECB_Default :primary_heating_fuel: NaturalGas :pv_ground_azimuth_angle: NECB_Default :pv_ground_module_description: NECB_Default :pv_ground_tilt_angle: NECB_Default :pv_ground_total_area_pv_panels_m2: NECB_Default :pv_ground_type: NECB_Default :rotation_degrees: NECB_Default :run_annual_simulation: true :s3_bucket: '834599497928' :scale_x: NECB_Default :scale_y: NECB_Default :scale_z: NECB_Default :shw_eff: NECB_Default :skylight_cond: NECB_Default :skylight_solar_trans: NECB_Default :srr_set: NECB_Default :template: BTAPPRE1980 | reference | reference | d17f3860-5bda-4d55-a136-8ea1eade8c9c | BTAPPRE1980 | RetailStripmall | NaturalGas | Natural Gas | CAN_NS_Halifax.Dockyard.713280_CWEC2016.epw | parametric |  | NECB_Default | NECB_Default | NECB_Default | NECB_Default | NECB_Default | NECB_Default | NECB_Default | NECB_Default | NECB_Default | NECB_Default | NECB_Default | NECB_Default | NECB_Default | NECB_Default | NECB_Default | NECB_Default | NECB_Default | NECB_Default | NECB_Default | NECB_Default | NECB_Default | NECB_Default | NECB_Default | NECB_Default | NECB_Default | NECB_Default | NECB_Default | NECB_Default | NECB_Default | NECB_Default | NECB_Default | NECB_Default | NECB_Default | NECB_Default | NECB_Default | NECB_Default | NECB_Default | NECB_Default | NECB_Default | NECB_Default | NECB_Default | NECB_Default | NECB_Default | NECB_Default | NECB_Default | aws_batch | 834599497928 | btap_private_cli |  | TRUE | TRUE |  |  | 172.4302 | 21.1159 | 171.1593 | 278.1884 | 2090.32 | 3274.4664 | 14.4 | RetailStripmall |  |  | 0 | RetailStripmall | 1 |  | 1 | BTAPPRE1980 | 0.30241 | 10827.8493 | 0.47355 | 58.6279 | 122.0969 | 6.0592 | 365.8404 | 178.583 | HALIFAX | NOVA SCOTIA | 90.313 | 42.1042 | 0 | 132.4172 | 17.7121 | 10.6275 | 0 | 28.3396 | 0 | 0.024221 | 0 | 0 | 0.44536 | 0.12706 | 0 | 0.83116 | 0.035196 | 0.25482 | 0.84614 | 0.0040616 | 1.2915 | 0.014979 | 47.3142 | 173.0024 | 14.4 | 0.678 |  |  | 2.95 |  |  | 0.267 | 0.823 | 2.95 |  | 0 | Halifax Dockyard | CAN | 112 | 3647 | 44.655 | -63.577 | 6 | 4000 | NS | CAN_NS_Halifax.Dockyard.713280_CWEC2016.epw | 1.2915 | 21.1159 | 172.4302 | 6.5328 | 16.253 | FALSE | FALSE | FALSE | FALSE | 5.0676 | 4.7809 | 0 | 0 | 0 | 0 | 31.31 | 348.7361 | 0.33705 | 0.00096648 | 123.19 | 0 | 1.2915 | 0 | 0 | 4.83 | 4.17 |  | https://s3.console.aws.amazon.com/s3/buckets/834599497928?region=ca-central-1&prefix=phylroy.lopez/reference/reference/output/d17f3860-5bda-4d55-a136-8ea1eade8c9c/ | 1.0.002
516 |  | TRUE | 49 | 0 | 0 | 127.1831 |  |  |  | 0.1 | 2021-09-22 20:09:17 +0000 | 438c2ebff | 0.2.14 | :adv_dx_units: NECB_Default :airloop_economizer_type: NECB_Default :algorithm_type: parametric :analysis_id: reference :analysis_name: reference :boiler_eff: NECB_Default :btap_batch_version: 1.0.002 :building_type: FullServiceRestaurant :chiller_type: NECB_Default :compute_environment: aws_batch :datapoint_id: 77cc9826-ef0d-4316-a0ca-bc17af34a308 :daylighting_type: NECB_Default :dcv_type: NECB_Default :door_construction_cond: NECB_Default :ecm_system_name: NECB_Default :electrical_loads_scale: NECB_Default :enable_costing: true :epw_file: CAN_ON_Toronto.Pearson.Intl.AP.716240_CWEC2016.epw :erv_package: NECB_Default :ext_floor_cond: NECB_Default :ext_roof_cond: NECB_Default :ext_wall_cond: NECB_Default :fdwr_set: NECB_Default :fixed_wind_solar_trans: NECB_Default :fixed_window_cond: NECB_Default :furnace_eff: NECB_Default :glass_door_cond: NECB_Default :glass_door_solar_trans: NECB_Default :ground_floor_cond: NECB_Default :ground_roof_cond: NECB_Default :ground_wall_cond: NECB_Default :image_name: btap_private_cli :infiltration_scale: NECB_Default :lights_scale: NECB_Default :lights_type: NECB_Default :nv_delta_temp_in_out: NECB_Default :nv_opening_fraction: NECB_Default :nv_temp_out_min: NECB_Default :nv_type: NECB_Default :oa_scale: NECB_Default :occupancy_loads_scale: NECB_Default :output_meters: [] :output_variables: [] :overhead_door_cond: NECB_Default :primary_heating_fuel: Electricity :pv_ground_azimuth_angle: NECB_Default :pv_ground_module_description: NECB_Default :pv_ground_tilt_angle: NECB_Default :pv_ground_total_area_pv_panels_m2: NECB_Default :pv_ground_type: NECB_Default :rotation_degrees: NECB_Default :run_annual_simulation: true :s3_bucket: '834599497928' :scale_x: NECB_Default :scale_y: NECB_Default :scale_z: NECB_Default :shw_eff: NECB_Default :skylight_cond: NECB_Default :skylight_solar_trans: NECB_Default :srr_set: NECB_Default :template: BTAPPRE1980 | reference | reference | 77cc9826-ef0d-4316-a0ca-bc17af34a308 | BTAPPRE1980 | FullServiceRestaurant | Electricity | Electricity | CAN_ON_Toronto.Pearson.Intl.AP.716240_CWEC2016.epw | parametric |  | NECB_Default | NECB_Default | NECB_Default | NECB_Default | NECB_Default | NECB_Default | NECB_Default | NECB_Default | NECB_Default | NECB_Default | NECB_Default | NECB_Default | NECB_Default | NECB_Default | NECB_Default | NECB_Default | NECB_Default | NECB_Default | NECB_Default | NECB_Default | NECB_Default | NECB_Default | NECB_Default | NECB_Default | NECB_Default | NECB_Default | NECB_Default | NECB_Default | NECB_Default | NECB_Default | NECB_Default | NECB_Default | NECB_Default | NECB_Default | NECB_Default | NECB_Default | NECB_Default | NECB_Default | NECB_Default | NECB_Default | NECB_Default | NECB_Default | NECB_Default | NECB_Default | NECB_Default | aws_batch | 834599497928 | btap_private_cli |  | TRUE | TRUE |  |  | 338.6214 | 57.7877 | 441.8794 | 581.5319 | 511.15 | 845.2233 | 17.1 | FullServiceRestaurant |  |  | 0 | FullServiceRestaurant | 1 |  | 1 | BTAPPRE1980 | 0.35452 | 2384.1067 | 0.86751 | 18.7385 | 71.3353 | 32.326 | 500.9879 | 377.7206 | TORONTO | ONTARIO | 13.07 | 0 | 0 | 13.07 | 104.7158 | 0 | 0 | 104.7158 | 0 | 0.074851 | 0 | 0 | 2.3532 | 0.27759 | 0 | 1.5908 | 0.067162 | 0.19249 | 0 | 0 | 2.3532 | 0.15031 | 369.2584 | 0 | 17.1 | 0.678 | [5 empty] | 0.296 | 0.9 | 3.35 |  | 0 | Toronto Pearson Intl AP | CAN | 382 | 3615 | 43.677 | -79.631 | 5 | 3890 | ON | CAN_ON_Toronto.Pearson.Intl.AP.716240_CWEC2016.epw | 2.3532 | 57.7877 | 338.6214 | 8.6714 | 15.1635 | FALSE | FALSE | FALSE | FALSE | 12.8043 | 10.4226 | 0 | 0.21021 | 0.0047609 | 76.83 | 0 | 44.1525 | 1.0393 | 0.023539 | 379.87 | 0 | 2.3532 | 2.17 | 1.5 | 0 | 0 |  | https://s3.console.aws.amazon.com/s3/buckets/834599497928?region=ca-central-1&prefix=phylroy.lopez/reference/reference/output/77cc9826-ef0d-4316-a0ca-bc17af34a308/ | 1.0.002
517 |  | TRUE | 111 | 0 | 0 | 194.3241 |  |  |  | 0.1 | 2021-09-22 20:09:08 +0000 | 438c2ebff | 0.2.14 | :adv_dx_units: NECB_Default :airloop_economizer_type: NECB_Default :algorithm_type: parametric :analysis_id: reference :analysis_name: reference :boiler_eff: NECB_Default :btap_batch_version: 1.0.002 :building_type: RetailStripmall :chiller_type: NECB_Default :compute_environment: aws_batch :datapoint_id: 1353d12f-ad4a-4252-9ac1-1579d6fac2dd :daylighting_type: NECB_Default :dcv_type: NECB_Default :door_construction_cond: NECB_Default :ecm_system_name: NECB_Default :electrical_loads_scale: NECB_Default :enable_costing: true :epw_file: CAN_AB_Edmonton.Intl.AP.711230_CWEC2016.epw :erv_package: NECB_Default :ext_floor_cond: NECB_Default :ext_roof_cond: NECB_Default :ext_wall_cond: NECB_Default :fdwr_set: NECB_Default :fixed_wind_solar_trans: NECB_Default :fixed_window_cond: NECB_Default :furnace_eff: NECB_Default :glass_door_cond: NECB_Default :glass_door_solar_trans: NECB_Default :ground_floor_cond: NECB_Default :ground_roof_cond: NECB_Default :ground_wall_cond: NECB_Default :image_name: btap_private_cli :infiltration_scale: NECB_Default :lights_scale: NECB_Default :lights_type: NECB_Default :nv_delta_temp_in_out: NECB_Default :nv_opening_fraction: NECB_Default :nv_temp_out_min: NECB_Default :nv_type: NECB_Default :oa_scale: NECB_Default :occupancy_loads_scale: NECB_Default :output_meters: [] :output_variables: [] :overhead_door_cond: NECB_Default :primary_heating_fuel: Electricity :pv_ground_azimuth_angle: NECB_Default :pv_ground_module_description: NECB_Default :pv_ground_tilt_angle: NECB_Default :pv_ground_total_area_pv_panels_m2: NECB_Default :pv_ground_type: NECB_Default :rotation_degrees: NECB_Default :run_annual_simulation: true :s3_bucket: '834599497928' :scale_x: NECB_Default :scale_y: NECB_Default :scale_z: NECB_Default :shw_eff: NECB_Default :skylight_cond: NECB_Default :skylight_solar_trans: NECB_Default :srr_set: NECB_Default :template: BTAP1980TO2010 | reference | reference | 1353d12f-ad4a-4252-9ac1-1579d6fac2dd | BTAP1980TO2010 | RetailStripmall | Electricity | Electricity | CAN_AB_Edmonton.Intl.AP.711230_CWEC2016.epw | parametric |  | NECB_Default | NECB_Default | NECB_Default | NECB_Default | NECB_Default | NECB_Default | NECB_Default | NECB_Default | NECB_Default | NECB_Default | NECB_Default | NECB_Default | NECB_Default | NECB_Default | NECB_Default | NECB_Default | NECB_Default | NECB_Default | NECB_Default | NECB_Default | NECB_Default | NECB_Default | NECB_Default | NECB_Default | NECB_Default | NECB_Default | NECB_Default | NECB_Default | NECB_Default | NECB_Default | NECB_Default | NECB_Default | NECB_Default | NECB_Default | NECB_Default | NECB_Default | NECB_Default | NECB_Default | NECB_Default | NECB_Default | NECB_Default | NECB_Default | NECB_Default | NECB_Default | NECB_Default | aws_batch | 834599497928 | btap_private_cli |  | TRUE | TRUE |  |  | 172.72 | 22.1374 | 209.5612 | 258.5011 | 2090.32 | 3274.4664 | 14.4 | RetailStripmall |  |  | 0 | RetailStripmall | 1 |  | 1 | BTAP1980TO2010 | 0.30241 | 10827.8493 | 0.48486 | 19.2701 | 125.33 | 6.1647 | 365.9894 | 214.7398 | EDMONTON | ALBERTA | 267.8757 | 0 | 0 | 267.8757 | 25.389 | 0 | 0 | 25.389 | 0 | 0.025795 | 0 | 0 | 1.2206 | 0.13674 | 0 | 0.75442 | 0.035196 | 0.25482 | 0 | 0 | 1.2206 | 0.013653 | 191.5411 | 0 | 14.4 | 0.678 |  |  | 2.95 |  |  | 0.227 | 0.346 | 2.95 |  | 0 | Edmonton Intl AP | CAN | 23 | 5588 | 53.31 | -113.579 | 7a | 5120 | AB | CAN_AB_Edmonton.Intl.AP.711230_CWEC2016.epw | 1.2206 | 22.1374 | 172.72 | 5.4913 | 16.7131 | FALSE | FALSE | FALSE | FALSE | 8.2405 | 15.1641 | 0 | 0.078085 | 0.00022391 | 28.54 | 0 | 348.7361 | 0.33705 | 0.00096648 | 123.19 | 0 | 1.2206 | 0 | 0 | 6 | 2 |  | https://s3.console.aws.amazon.com/s3/buckets/834599497928?region=ca-central-1&prefix=phylroy.lopez/reference/reference/output/1353d12f-ad4a-4252-9ac1-1579d6fac2dd/ | 1.0.002
518 |  | TRUE | 46 | 0 | 0 | 127.4476 |  |  |  | 0.1 | 2021-09-22 20:09:26 +0000 | 438c2ebff | 0.2.14 | :adv_dx_units: NECB_Default :airloop_economizer_type: NECB_Default :algorithm_type: parametric :analysis_id: reference :analysis_name: reference :boiler_eff: NECB_Default :btap_batch_version: 1.0.002 :building_type: FullServiceRestaurant :chiller_type: NECB_Default :compute_environment: aws_batch :datapoint_id: e7da4b7a-346b-4dfc-a30e-9a07ad1a17f7 :daylighting_type: NECB_Default :dcv_type: NECB_Default :door_construction_cond: NECB_Default :ecm_system_name: NECB_Default :electrical_loads_scale: NECB_Default :enable_costing: true :epw_file: CAN_ON_Toronto.Pearson.Intl.AP.716240_CWEC2016.epw :erv_package: NECB_Default :ext_floor_cond: NECB_Default :ext_roof_cond: NECB_Default :ext_wall_cond: NECB_Default :fdwr_set: NECB_Default :fixed_wind_solar_trans: NECB_Default :fixed_window_cond: NECB_Default :furnace_eff: NECB_Default :glass_door_cond: NECB_Default :glass_door_solar_trans: NECB_Default :ground_floor_cond: NECB_Default :ground_roof_cond: NECB_Default :ground_wall_cond: NECB_Default :image_name: btap_private_cli :infiltration_scale: NECB_Default :lights_scale: NECB_Default :lights_type: NECB_Default :nv_delta_temp_in_out: NECB_Default :nv_opening_fraction: NECB_Default :nv_temp_out_min: NECB_Default :nv_type: NECB_Default :oa_scale: NECB_Default :occupancy_loads_scale: NECB_Default :output_meters: [] :output_variables: [] :overhead_door_cond: NECB_Default :primary_heating_fuel: NaturalGas :pv_ground_azimuth_angle: NECB_Default :pv_ground_module_description: NECB_Default :pv_ground_tilt_angle: NECB_Default :pv_ground_total_area_pv_panels_m2: NECB_Default :pv_ground_type: NECB_Default :rotation_degrees: NECB_Default :run_annual_simulation: true :s3_bucket: '834599497928' :scale_x: NECB_Default :scale_y: NECB_Default :scale_z: NECB_Default :shw_eff: NECB_Default :skylight_cond: NECB_Default :skylight_solar_trans: NECB_Default :srr_set: NECB_Default :template: BTAPPRE1980 | reference | reference | e7da4b7a-346b-4dfc-a30e-9a07ad1a17f7 | BTAPPRE1980 | FullServiceRestaurant | NaturalGas | Natural Gas | CAN_ON_Toronto.Pearson.Intl.AP.716240_CWEC2016.epw | parametric |  | NECB_Default | NECB_Default | NECB_Default | NECB_Default | NECB_Default | NECB_Default | NECB_Default | NECB_Default | NECB_Default | NECB_Default | NECB_Default | NECB_Default | NECB_Default | NECB_Default | NECB_Default | NECB_Default | NECB_Default | NECB_Default | NECB_Default | NECB_Default | NECB_Default | NECB_Default | NECB_Default | NECB_Default | NECB_Default | NECB_Default | NECB_Default | NECB_Default | NECB_Default | NECB_Default | NECB_Default | NECB_Default | NECB_Default | NECB_Default | NECB_Default | NECB_Default | NECB_Default | NECB_Default | NECB_Default | NECB_Default | NECB_Default | NECB_Default | NECB_Default | NECB_Default | NECB_Default | aws_batch | 834599497928 | btap_private_cli |  | TRUE | TRUE |  |  | 435.6067 | 57.7877 | 442.0153 | 767.4199 | 511.15 | 845.2233 | 17.1 | FullServiceRestaurant |  |  | 0 | FullServiceRestaurant | 1 |  | 1 | BTAPPRE1980 | 0.35452 | 2384.1067 | 0.86751 | 115.2968 | 71.3353 | 19.1656 | 537.7077 | 331.0425 | TORONTO | ONTARIO | 3.4083 | 119.0363 | 0 | 122.4445 | 27.3068 | 21.0039 | 0 | 48.3107 | 0 | 0.074851 | 0 | 0 | 0.61366 | 0.27773 | 0 | 2.2164 | 0.067162 | 0.19249 | 2.4087 | 0.0014282 | 3.0224 | 0.19235 | 83.0766 | 446.7032 | 17.1 | 0.678 | [5 empty] | 0.296 | 0.9 | 3.35 |  | 0 | Toronto Pearson Intl AP | CAN | 382 | 3615 | 43.677 | -79.631 | 5 | 3890 | ON | CAN_ON_Toronto.Pearson.Intl.AP.716240_CWEC2016.epw | 3.0223 | 57.7877 | 435.6067 | 8.6714 | 15.1637 | FALSE | FALSE | FALSE | FALSE | 12.8043 | 10.4227 | 0 | 0 | 0 | 0 | 98.32 | 44.1525 | 1.0393 | 0.023539 | 379.87 | 0 | 3.0224 | 2.17 | 1.5 | 0 | 0 |  | https://s3.console.aws.amazon.com/s3/buckets/834599497928?region=ca-central-1&prefix=phylroy.lopez/reference/reference/output/e7da4b7a-346b-4dfc-a30e-9a07ad1a17f7/ | 1.0.002
519 |  | TRUE | 255 | 2 | 0 | 852.1572 |  |  |  | 0.1 | 2021-09-22 20:09:18 +0000 | 438c2ebff | 0.2.14 | :adv_dx_units: NECB_Default :airloop_economizer_type: NECB_Default :algorithm_type: parametric :analysis_id: reference :analysis_name: reference :boiler_eff: NECB_Default :btap_batch_version: 1.0.002 :building_type: LargeOffice :chiller_type: NECB_Default :compute_environment: aws_batch :datapoint_id: 66dfd5b3-b293-428e-94d6-74a93e884d26 :daylighting_type: NECB_Default :dcv_type: NECB_Default :door_construction_cond: NECB_Default :ecm_system_name: NECB_Default :electrical_loads_scale: NECB_Default :enable_costing: true :epw_file: CAN_AB_Calgary.Intl.AP.718770_CWEC2016.epw :erv_package: NECB_Default :ext_floor_cond: NECB_Default :ext_roof_cond: NECB_Default :ext_wall_cond: NECB_Default :fdwr_set: NECB_Default :fixed_wind_solar_trans: NECB_Default :fixed_window_cond: NECB_Default :furnace_eff: NECB_Default :glass_door_cond: NECB_Default :glass_door_solar_trans: NECB_Default :ground_floor_cond: NECB_Default :ground_roof_cond: NECB_Default :ground_wall_cond: NECB_Default :image_name: btap_private_cli :infiltration_scale: NECB_Default :lights_scale: NECB_Default :lights_type: NECB_Default :nv_delta_temp_in_out: NECB_Default :nv_opening_fraction: NECB_Default :nv_temp_out_min: NECB_Default :nv_type: NECB_Default :oa_scale: NECB_Default :occupancy_loads_scale: NECB_Default :output_meters: [] :output_variables: [] :overhead_door_cond: NECB_Default :primary_heating_fuel: NaturalGas :pv_ground_azimuth_angle: NECB_Default :pv_ground_module_description: NECB_Default :pv_ground_tilt_angle: NECB_Default :pv_ground_total_area_pv_panels_m2: NECB_Default :pv_ground_type: NECB_Default :rotation_degrees: NECB_Default :run_annual_simulation: true :s3_bucket: '834599497928' :scale_x: NECB_Default :scale_y: NECB_Default :scale_z: NECB_Default :shw_eff: NECB_Default :skylight_cond: NECB_Default :skylight_solar_trans: NECB_Default :srr_set: NECB_Default :template: BTAP1980TO2010 | reference | reference | 66dfd5b3-b293-428e-94d6-74a93e884d26 | BTAP1980TO2010 | LargeOffice | NaturalGas | Natural Gas | CAN_AB_Calgary.Intl.AP.718770_CWEC2016.epw | parametric |  | NECB_Default | NECB_Default | NECB_Default | NECB_Default | NECB_Default | NECB_Default | NECB_Default | NECB_Default | NECB_Default | NECB_Default | NECB_Default | NECB_Default | NECB_Default | NECB_Default | NECB_Default | NECB_Default | NECB_Default | NECB_Default | NECB_Default | NECB_Default | NECB_Default | NECB_Default | NECB_Default | NECB_Default | NECB_Default | NECB_Default | NECB_Default | NECB_Default | NECB_Default | NECB_Default | NECB_Default | NECB_Default | NECB_Default | NECB_Default | NECB_Default | NECB_Default | NECB_Default | NECB_Default | NECB_Default | NECB_Default | NECB_Default | NECB_Default | NECB_Default | NECB_Default | NECB_Default | aws_batch | 834599497928 | btap_private_cli |  | TRUE | TRUE |  |  | 74.2643 | 8.0148 | 27.9341 | 82.9137 | 46320.38 | 15152.6411 | 40 | LargeOffice |  |  | 0 | LargeOffice | 12 |  | 13 | BTAP1980TO2010 | 0.085057 | 178146.0371 | 0.81895 | 50.9283 | 65.596 | 1.9686 | 252.2731 | 132.9612 | CALGARY | ALBERTA | 70.7237 | 9.5586 | 0 | 80.2823 | 6.7031 | 0.68192 | 0 | 7.385 | 0 | 0.013824 | 0 | 0 | 0.32227 | 0.0824 | 0 | 0.13682 | 0.094755 | 0.11764 | 0.18942 | 0.012843 | 0.51169 | 0.052599 | 33.9107 | 77.381 | 40 | 0.678 |  | 0.425 |  |  |  | 0.227 | 0.346 | 2.95 |  | 0 | Calgary Intl AP | CAN | 64 | 4781 | 51.114 | -114.02 | 7a | 5000 | AB | CAN_AB_Calgary.Intl.AP.718770_CWEC2016.epw | 0.51169 | 8.0148 | 74.2643 | 19.7713 | 20.1298 | TRUE | TRUE | FALSE | FALSE | 14.0159 | 14.8552 | 0 | 0 | 0 | 0 | 2436.42 | 2192.9915 | 25.7352 | 0.011735 | 9406.2 | 0.00080094 | 0.51169 | 2251 | 2195.8301 | 0.83 | 0.67 |  | https://s3.console.aws.amazon.com/s3/buckets/834599497928?region=ca-central-1&prefix=phylroy.lopez/reference/reference/output/66dfd5b3-b293-428e-94d6-74a93e884d26/ | 1.0.002
520 |  | TRUE | 45 | 0 | 0 | 127.6752 |  |  |  | 0.1 | 2021-09-22 20:09:28 +0000 | 438c2ebff | 0.2.14 | :adv_dx_units: NECB_Default :airloop_economizer_type: NECB_Default :algorithm_type: parametric :analysis_id: reference :analysis_name: reference :boiler_eff: NECB_Default :btap_batch_version: 1.0.002 :building_type: FullServiceRestaurant :chiller_type: NECB_Default :compute_environment: aws_batch :datapoint_id: 244d46b0-386b-4102-bc70-dc1697d25c0b :daylighting_type: NECB_Default :dcv_type: NECB_Default :door_construction_cond: NECB_Default :ecm_system_name: NECB_Default :electrical_loads_scale: NECB_Default :enable_costing: true :epw_file: CAN_YT_Whitehorse.Intl.AP.719640_CWEC2016.epw :erv_package: NECB_Default :ext_floor_cond: NECB_Default :ext_roof_cond: NECB_Default :ext_wall_cond: NECB_Default :fdwr_set: NECB_Default :fixed_wind_solar_trans: NECB_Default :fixed_window_cond: NECB_Default :furnace_eff: NECB_Default :glass_door_cond: NECB_Default :glass_door_solar_trans: NECB_Default :ground_floor_cond: NECB_Default :ground_roof_cond: NECB_Default :ground_wall_cond: NECB_Default :image_name: btap_private_cli :infiltration_scale: NECB_Default :lights_scale: NECB_Default :lights_type: NECB_Default :nv_delta_temp_in_out: NECB_Default :nv_opening_fraction: NECB_Default :nv_temp_out_min: NECB_Default :nv_type: NECB_Default :oa_scale: NECB_Default :occupancy_loads_scale: NECB_Default :output_meters: [] :output_variables: [] :overhead_door_cond: NECB_Default :primary_heating_fuel: NaturalGas :pv_ground_azimuth_angle: NECB_Default :pv_ground_module_description: NECB_Default :pv_ground_tilt_angle: NECB_Default :pv_ground_total_area_pv_panels_m2: NECB_Default :pv_ground_type: NECB_Default :rotation_degrees: NECB_Default :run_annual_simulation: true :s3_bucket: '834599497928' :scale_x: NECB_Default :scale_y: NECB_Default :scale_z: NECB_Default :shw_eff: NECB_Default :skylight_cond: NECB_Default :skylight_solar_trans: NECB_Default :srr_set: NECB_Default :template: BTAPPRE1980 | reference | reference | 244d46b0-386b-4102-bc70-dc1697d25c0b | BTAPPRE1980 | FullServiceRestaurant | NaturalGas | Natural Gas | CAN_YT_Whitehorse.Intl.AP.719640_CWEC2016.epw | parametric |  | NECB_Default | NECB_Default | NECB_Default | NECB_Default | NECB_Default | NECB_Default | NECB_Default | NECB_Default | NECB_Default | NECB_Default | NECB_Default | NECB_Default | NECB_Default | NECB_Default | NECB_Default | NECB_Default | NECB_Default | NECB_Default | NECB_Default | NECB_Default | NECB_Default | NECB_Default | NECB_Default | NECB_Default | NECB_Default | NECB_Default | NECB_Default | NECB_Default | NECB_Default | NECB_Default | NECB_Default | NECB_Default | NECB_Default | NECB_Default | NECB_Default | NECB_Default | NECB_Default | NECB_Default | NECB_Default | NECB_Default | NECB_Default | NECB_Default | NECB_Default | NECB_Default | NECB_Default | aws_batch | 834599497928 | btap_private_cli |  | TRUE | TRUE |  |  | 544.4511 | 22.6763 | 693.0559 | 1108.1439 | 511.15 | 845.2233 | 17.1 | FullServiceRestaurant |  |  | 0 | FullServiceRestaurant | 1 |  | 1 | BTAPPRE1980 | 0.35452 | 2384.1067 | 0.56606 | 101.7493 | 63.2393 | 17.6962 | 453.6541 | 270.4033 | WHITEHORSE | YUKON | 8.3755 | 184.6348 | 0 | 193.0103 | 19.1811 | 33.654 | 0 | 52.8351 | 0 | 0.00538 | 0 | 0 | 0.53849 | 0.27186 | 0 | 3.4851 | 0.067162 | 0.19249 | 3.7105 | 0.0016042 | 4.249 | 0.22535 | 47.7648 | 555.4096 | 17.1 | 0.678 | [5 empty] | 0.227 | 0.772 | 2.95 |  | 0 | Whitehorse Intl AP | CAN | 5 | 6491 | 60.709 | -135.069 | 7b | 6580 | YT | CAN_YT_Whitehorse.Intl.AP.719640_CWEC2016.epw | 4.2489 | 22.6763 | 544.4511 | 6.2469 | 14.0898 | TRUE | FALSE | FALSE | FALSE | 6.4624 | 21.6188 | 0 | 0 | 0 | 0 | 115.19 | 44.1525 | 1.0393 | 0.023539 | 379.87 | 0 | 4.249 | 0.33 | 0.33 | 0.17 | 0.17 |  | https://s3.console.aws.amazon.com/s3/buckets/834599497928?region=ca-central-1&prefix=phylroy.lopez/reference/reference/output/244d46b0-386b-4102-bc70-dc1697d25c0b/ | 1.0.002
521 |  | TRUE | 105 | 0 | 0 | 195.2358 |  |  |  | 0.1 | 2021-09-22 20:09:07 +0000 | 438c2ebff | 0.2.14 | :adv_dx_units: NECB_Default :airloop_economizer_type: NECB_Default :algorithm_type: parametric :analysis_id: reference :analysis_name: reference :boiler_eff: NECB_Default :btap_batch_version: 1.0.002 :building_type: RetailStripmall :chiller_type: NECB_Default :compute_environment: aws_batch :datapoint_id: 81b9847a-09ee-4a52-bc8b-d6b835589da8 :daylighting_type: NECB_Default :dcv_type: NECB_Default :door_construction_cond: NECB_Default :ecm_system_name: NECB_Default :electrical_loads_scale: NECB_Default :enable_costing: true :epw_file: CAN_BC_Vancouver.Intl.AP.718920_CWEC2016.epw :erv_package: NECB_Default :ext_floor_cond: NECB_Default :ext_roof_cond: NECB_Default :ext_wall_cond: NECB_Default :fdwr_set: NECB_Default :fixed_wind_solar_trans: NECB_Default :fixed_window_cond: NECB_Default :furnace_eff: NECB_Default :glass_door_cond: NECB_Default :glass_door_solar_trans: NECB_Default :ground_floor_cond: NECB_Default :ground_roof_cond: NECB_Default :ground_wall_cond: NECB_Default :image_name: btap_private_cli :infiltration_scale: NECB_Default :lights_scale: NECB_Default :lights_type: NECB_Default :nv_delta_temp_in_out: NECB_Default :nv_opening_fraction: NECB_Default :nv_temp_out_min: NECB_Default :nv_type: NECB_Default :oa_scale: NECB_Default :occupancy_loads_scale: NECB_Default :output_meters: [] :output_variables: [] :overhead_door_cond: NECB_Default :primary_heating_fuel: Electricity :pv_ground_azimuth_angle: NECB_Default :pv_ground_module_description: NECB_Default :pv_ground_tilt_angle: NECB_Default :pv_ground_total_area_pv_panels_m2: NECB_Default :pv_ground_type: NECB_Default :rotation_degrees: NECB_Default :run_annual_simulation: true :s3_bucket: '834599497928' :scale_x: NECB_Default :scale_y: NECB_Default :scale_z: NECB_Default :shw_eff: NECB_Default :skylight_cond: NECB_Default :skylight_solar_trans: NECB_Default :srr_set: NECB_Default :template: BTAP1980TO2010 | reference | reference | 81b9847a-09ee-4a52-bc8b-d6b835589da8 | BTAP1980TO2010 | RetailStripmall | Electricity | Electricity | CAN_BC_Vancouver.Intl.AP.718920_CWEC2016.epw | parametric |  | NECB_Default | NECB_Default | NECB_Default | NECB_Default | NECB_Default | NECB_Default | NECB_Default | NECB_Default | NECB_Default | NECB_Default | NECB_Default | NECB_Default | NECB_Default | NECB_Default | NECB_Default | NECB_Default | NECB_Default | NECB_Default | NECB_Default | NECB_Default | NECB_Default | NECB_Default | NECB_Default | NECB_Default | NECB_Default | NECB_Default | NECB_Default | NECB_Default | NECB_Default | NECB_Default | NECB_Default | NECB_Default | NECB_Default | NECB_Default | NECB_Default | NECB_Default | NECB_Default | NECB_Default | NECB_Default | NECB_Default | NECB_Default | NECB_Default | NECB_Default | NECB_Default | NECB_Default | aws_batch | 834599497928 | btap_private_cli |  | TRUE | TRUE |  |  | 86.1162 | 19.2286 | 115.0236 | 156.2453 | 2090.32 | 3274.4664 | 14.4 | RetailStripmall |  |  | 0 | RetailStripmall | 1 |  | 1 | BTAP1980TO2010 | 0.30241 | 10827.8493 | 0.51235 | 14.6602 | 111.1316 | 6.0503 | 314.4036 | 182.0491 | VANCOUVER | BRITISH COLUMBIA | 2.416 | 0 | 0 | 2.416 | 24.1258 | 0 | 0 | 24.1258 | 0 | 0.022188 | 0 | 0 | 0.8525 | 0.11422 | 0 | 0.41409 | 0.035196 | 0.25482 | 0 | 0 | 0.8525 | 0.011984 | 112.8194 | 0 | 14.4 | 0.678 |  |  | 4.09 |  |  | 0.363 | 0.568 | 4.09 |  | 0 | Vancouver Intl AP | CAN | 42 | 2797 | 49.195 | -123.184 | 4 | 2800 | BC | CAN_BC_Vancouver.Intl.AP.718920_CWEC2016.epw | 0.8525 | 19.2286 | 86.1162 | 5.1348 | 17.7576 | FALSE | FALSE | FALSE | FALSE | 7.5708 | 5.2448 | 0 | 0.068536 | 0.00019653 | 25.05 | 0 | 348.7361 | 0.33705 | 0.00096648 | 123.19 | 0 | 0.8525 | 0 | 0 | 1 | 1 |  | https://s3.console.aws.amazon.com/s3/buckets/834599497928?region=ca-central-1&prefix=phylroy.lopez/reference/reference/output/81b9847a-09ee-4a52-bc8b-d6b835589da8/ | 1.0.002
522 |  | TRUE | 107 | 0 | 0 | 197.2059 |  |  |  | 0.1 | 2021-09-22 20:09:09 +0000 | 438c2ebff | 0.2.14 | :adv_dx_units: NECB_Default :airloop_economizer_type: NECB_Default :algorithm_type: parametric :analysis_id: reference :analysis_name: reference :boiler_eff: NECB_Default :btap_batch_version: 1.0.002 :building_type: RetailStripmall :chiller_type: NECB_Default :compute_environment: aws_batch :datapoint_id: 17d96010-cde2-40f8-9119-a8b33b16f75b :daylighting_type: NECB_Default :dcv_type: NECB_Default :door_construction_cond: NECB_Default :ecm_system_name: NECB_Default :electrical_loads_scale: NECB_Default :enable_costing: true :epw_file: CAN_AB_Edmonton.Intl.AP.711230_CWEC2016.epw :erv_package: NECB_Default :ext_floor_cond: NECB_Default :ext_roof_cond: NECB_Default :ext_wall_cond: NECB_Default :fdwr_set: NECB_Default :fixed_wind_solar_trans: NECB_Default :fixed_window_cond: NECB_Default :furnace_eff: NECB_Default :glass_door_cond: NECB_Default :glass_door_solar_trans: NECB_Default :ground_floor_cond: NECB_Default :ground_roof_cond: NECB_Default :ground_wall_cond: NECB_Default :image_name: btap_private_cli :infiltration_scale: NECB_Default :lights_scale: NECB_Default :lights_type: NECB_Default :nv_delta_temp_in_out: NECB_Default :nv_opening_fraction: NECB_Default :nv_temp_out_min: NECB_Default :nv_type: NECB_Default :oa_scale: NECB_Default :occupancy_loads_scale: NECB_Default :output_meters: [] :output_variables: [] :overhead_door_cond: NECB_Default :primary_heating_fuel: Electricity :pv_ground_azimuth_angle: NECB_Default :pv_ground_module_description: NECB_Default :pv_ground_tilt_angle: NECB_Default :pv_ground_total_area_pv_panels_m2: NECB_Default :pv_ground_type: NECB_Default :rotation_degrees: NECB_Default :run_annual_simulation: true :s3_bucket: '834599497928' :scale_x: NECB_Default :scale_y: NECB_Default :scale_z: NECB_Default :shw_eff: NECB_Default :skylight_cond: NECB_Default :skylight_solar_trans: NECB_Default :srr_set: NECB_Default :template: BTAPPRE1980 | reference | reference | 17d96010-cde2-40f8-9119-a8b33b16f75b | BTAPPRE1980 | RetailStripmall | Electricity | Electricity | CAN_AB_Edmonton.Intl.AP.711230_CWEC2016.epw | parametric |  | NECB_Default | NECB_Default | NECB_Default | NECB_Default | NECB_Default | NECB_Default | NECB_Default | NECB_Default | NECB_Default | NECB_Default | NECB_Default | NECB_Default | NECB_Default | NECB_Default | NECB_Default | NECB_Default | NECB_Default | NECB_Default | NECB_Default | NECB_Default | NECB_Default | NECB_Default | NECB_Default | NECB_Default | NECB_Default | NECB_Default | NECB_Default | NECB_Default | NECB_Default | NECB_Default | NECB_Default | NECB_Default | NECB_Default | NECB_Default | NECB_Default | NECB_Default | NECB_Default | NECB_Default | NECB_Default | NECB_Default | NECB_Default | NECB_Default | NECB_Default | NECB_Default | NECB_Default | aws_batch | 834599497928 | btap_private_cli |  | TRUE | TRUE |  |  | 176.8697 | 22.4493 | 223.8506 | 273.5599 | 2090.32 | 3274.4664 | 14.4 | RetailStripmall |  |  | 0 | RetailStripmall | 1 |  | 1 | BTAPPRE1980 | 0.30241 | 10827.8493 | 0.48486 | 20.9894 | 125.33 | 6.1647 | 372.3948 | 219.4259 | EDMONTON | ALBERTA | 279.7719 | 0 | 0 | 279.7719 | 26.5165 | 0 | 0 | 26.5165 | 0 | 0.024723 | 0 | 0 | 1.2748 | 0.14058 | 0 | 0.80586 | 0.035196 | 0.25482 | 0 | 0 | 1.2748 | 0.013653 | 195.9567 | 0 | 14.4 | 0.678 |  |  | 2.95 |  |  | 0.227 | 0.772 | 2.95 |  | 0 | Edmonton Intl AP | CAN | 23 | 5588 | 53.31 | -113.579 | 7a | 5120 | AB | CAN_AB_Edmonton.Intl.AP.711230_CWEC2016.epw | 1.2748 | 22.4493 | 176.8697 | 5.4913 | 16.7131 | FALSE | FALSE | FALSE | FALSE | 8.2405 | 15.1641 | 0 | 0.078085 | 0.00022391 | 28.54 | 0 | 348.7361 | 0.33705 | 0.00096648 | 123.19 | 0 | 1.2748 | 0 | 0 | 4.17 | 1.33 |  | https://s3.console.aws.amazon.com/s3/buckets/834599497928?region=ca-central-1&prefix=phylroy.lopez/reference/reference/output/17d96010-cde2-40f8-9119-a8b33b16f75b/ | 1.0.002
523 |  | TRUE | 109 | 0 | 0 | 196.7999 |  |  |  | 0.1 | 2021-09-22 20:08:55 +0000 | 438c2ebff | 0.2.14 | :adv_dx_units: NECB_Default :airloop_economizer_type: NECB_Default :algorithm_type: parametric :analysis_id: reference :analysis_name: reference :boiler_eff: NECB_Default :btap_batch_version: 1.0.002 :building_type: RetailStripmall :chiller_type: NECB_Default :compute_environment: aws_batch :datapoint_id: 541d4196-e1f8-4049-b98f-87c9b61cb114 :daylighting_type: NECB_Default :dcv_type: NECB_Default :door_construction_cond: NECB_Default :ecm_system_name: NECB_Default :electrical_loads_scale: NECB_Default :enable_costing: true :epw_file: CAN_ON_Toronto.Pearson.Intl.AP.716240_CWEC2016.epw :erv_package: NECB_Default :ext_floor_cond: NECB_Default :ext_roof_cond: NECB_Default :ext_wall_cond: NECB_Default :fdwr_set: NECB_Default :fixed_wind_solar_trans: NECB_Default :fixed_window_cond: NECB_Default :furnace_eff: NECB_Default :glass_door_cond: NECB_Default :glass_door_solar_trans: NECB_Default :ground_floor_cond: NECB_Default :ground_roof_cond: NECB_Default :ground_wall_cond: NECB_Default :image_name: btap_private_cli :infiltration_scale: NECB_Default :lights_scale: NECB_Default :lights_type: NECB_Default :nv_delta_temp_in_out: NECB_Default :nv_opening_fraction: NECB_Default :nv_temp_out_min: NECB_Default :nv_type: NECB_Default :oa_scale: NECB_Default :occupancy_loads_scale: NECB_Default :output_meters: [] :output_variables: [] :overhead_door_cond: NECB_Default :primary_heating_fuel: NaturalGas :pv_ground_azimuth_angle: NECB_Default :pv_ground_module_description: NECB_Default :pv_ground_tilt_angle: NECB_Default :pv_ground_total_area_pv_panels_m2: NECB_Default :pv_ground_type: NECB_Default :rotation_degrees: NECB_Default :run_annual_simulation: true :s3_bucket: '834599497928' :scale_x: NECB_Default :scale_y: NECB_Default :scale_z: NECB_Default :shw_eff: NECB_Default :skylight_cond: NECB_Default :skylight_solar_trans: NECB_Default :srr_set: NECB_Default :template: BTAPPRE1980 | reference | reference | 541d4196-e1f8-4049-b98f-87c9b61cb114 | BTAPPRE1980 | RetailStripmall | NaturalGas | Natural Gas | CAN_ON_Toronto.Pearson.Intl.AP.716240_CWEC2016.epw | parametric |  | NECB_Default | NECB_Default | NECB_Default | NECB_Default | NECB_Default | NECB_Default | NECB_Default | NECB_Default | NECB_Default | NECB_Default | NECB_Default | NECB_Default | NECB_Default | NECB_Default | NECB_Default | NECB_Default | NECB_Default | NECB_Default | NECB_Default | NECB_Default | NECB_Default | NECB_Default | NECB_Default | NECB_Default | NECB_Default | NECB_Default | NECB_Default | NECB_Default | NECB_Default | NECB_Default | NECB_Default | NECB_Default | NECB_Default | NECB_Default | NECB_Default | NECB_Default | NECB_Default | NECB_Default | NECB_Default | NECB_Default | NECB_Default | NECB_Default | NECB_Default | NECB_Default | NECB_Default | aws_batch | 834599497928 | btap_private_cli |  | TRUE | TRUE |  |  | 244.0589 | 42.1865 | 196.7748 | 333.8298 | 2090.32 | 3274.4664 | 14.4 | RetailStripmall |  |  | 0 | RetailStripmall | 1 |  | 1 | BTAPPRE1980 | 0.30241 | 10827.8493 | 0.55894 | 71.6961 | 128.3751 | 6.3945 | 439.8688 | 232.8442 | TORONTO | ONTARIO | 2.9325 | 47.6314 | 0 | 50.5639 | 23.4954 | 8.4045 | 0 | 31.8999 | 0 | 0.065512 | 0 | 0 | 0.52798 | 0.16786 | 0 | 0.94909 | 0.035196 | 0.25482 | 0.96382 | 0.0045878 | 1.4918 | 0.01473 | 70.6694 | 244.6243 | 14.4 | 0.678 |  |  | 3.35 |  |  | 0.296 | 0.9 | 3.35 |  | 0 | Toronto Pearson Intl AP | CAN | 382 | 3615 | 43.677 | -79.631 | 5 | 3890 | ON | CAN_ON_Toronto.Pearson.Intl.AP.716240_CWEC2016.epw | 1.4918 | 42.1865 | 244.0589 | 8.7466 | 14.8665 | FALSE | FALSE | FALSE | FALSE | 9.9229 | 6.1473 | 0 | 0 | 0 | 0 | 30.79 | 348.7361 | 0.33705 | 0.00096648 | 123.19 | 0 | 1.4918 | 10.5 | 9.83 | 2 | 2 |  | https://s3.console.aws.amazon.com/s3/buckets/834599497928?region=ca-central-1&prefix=phylroy.lopez/reference/reference/output/541d4196-e1f8-4049-b98f-87c9b61cb114/ | 1.0.002
524 |  | TRUE | 106 | 0 | 0 | 196.3621 |  |  |  | 0.1 | 2021-09-22 20:09:12 +0000 | 438c2ebff | 0.2.14 | :adv_dx_units: NECB_Default :airloop_economizer_type: NECB_Default :algorithm_type: parametric :analysis_id: reference :analysis_name: reference :boiler_eff: NECB_Default :btap_batch_version: 1.0.002 :building_type: RetailStripmall :chiller_type: NECB_Default :compute_environment: aws_batch :datapoint_id: 3326af14-d67a-46cd-8808-2bf296f7578a :daylighting_type: NECB_Default :dcv_type: NECB_Default :door_construction_cond: NECB_Default :ecm_system_name: NECB_Default :electrical_loads_scale: NECB_Default :enable_costing: true :epw_file: CAN_YT_Whitehorse.Intl.AP.719640_CWEC2016.epw :erv_package: NECB_Default :ext_floor_cond: NECB_Default :ext_roof_cond: NECB_Default :ext_wall_cond: NECB_Default :fdwr_set: NECB_Default :fixed_wind_solar_trans: NECB_Default :fixed_window_cond: NECB_Default :furnace_eff: NECB_Default :glass_door_cond: NECB_Default :glass_door_solar_trans: NECB_Default :ground_floor_cond: NECB_Default :ground_roof_cond: NECB_Default :ground_wall_cond: NECB_Default :image_name: btap_private_cli :infiltration_scale: NECB_Default :lights_scale: NECB_Default :lights_type: NECB_Default :nv_delta_temp_in_out: NECB_Default :nv_opening_fraction: NECB_Default :nv_temp_out_min: NECB_Default :nv_type: NECB_Default :oa_scale: NECB_Default :occupancy_loads_scale: NECB_Default :output_meters: [] :output_variables: [] :overhead_door_cond: NECB_Default :primary_heating_fuel: NaturalGas :pv_ground_azimuth_angle: NECB_Default :pv_ground_module_description: NECB_Default :pv_ground_tilt_angle: NECB_Default :pv_ground_total_area_pv_panels_m2: NECB_Default :pv_ground_type: NECB_Default :rotation_degrees: NECB_Default :run_annual_simulation: true :s3_bucket: '834599497928' :scale_x: NECB_Default :scale_y: NECB_Default :scale_z: NECB_Default :shw_eff: NECB_Default :skylight_cond: NECB_Default :skylight_solar_trans: NECB_Default :srr_set: NECB_Default :template: BTAPPRE1980 | reference | reference | 3326af14-d67a-46cd-8808-2bf296f7578a | BTAPPRE1980 | RetailStripmall | NaturalGas | Natural Gas | CAN_YT_Whitehorse.Intl.AP.719640_CWEC2016.epw | parametric |  | NECB_Default | NECB_Default | NECB_Default | NECB_Default | NECB_Default | NECB_Default | NECB_Default | NECB_Default | NECB_Default | NECB_Default | NECB_Default | NECB_Default | NECB_Default | NECB_Default | NECB_Default | NECB_Default | NECB_Default | NECB_Default | NECB_Default | NECB_Default | NECB_Default | NECB_Default | NECB_Default | NECB_Default | NECB_Default | NECB_Default | NECB_Default | NECB_Default | NECB_Default | NECB_Default | NECB_Default | NECB_Default | NECB_Default | NECB_Default | NECB_Default | NECB_Default | NECB_Default | NECB_Default | NECB_Default | NECB_Default | NECB_Default | NECB_Default | NECB_Default | NECB_Default | NECB_Default | aws_batch | 834599497928 | btap_private_cli |  | TRUE | TRUE |  |  | 284.2675 | 18.5023 | 271.4603 | 412.2415 | 2090.32 | 3274.4664 | 14.4 | RetailStripmall |  |  | 0 | RetailStripmall | 1 |  | 1 | BTAPPRE1980 | 0.30241 | 10827.8493 | 0.36471 | 53.8853 | 106.5155 | 5.7184 | 336.9114 | 170.4275 | WHITEHORSE | YUKON | 6.8711 | 66.2969 | 0 | 73.168 | 15.7357 | 12.0842 | 0 | 27.8198 | 0 | 0.0084293 | 0 | 0 | 0.44176 | 0.13954 | 0 | 1.3154 | 0.035196 | 0.25482 | 1.3323 | 0.0037793 | 1.7741 | 0.016954 | 44.921 | 284.7573 | 14.4 | 0.678 |  |  | 2.95 |  |  | 0.227 | 0.772 | 2.95 |  | 0 | Whitehorse Intl AP | CAN | 5 | 6491 | 60.709 | -135.069 | 7b | 6580 | YT | CAN_YT_Whitehorse.Intl.AP.719640_CWEC2016.epw | 1.7741 | 18.5023 | 284.2675 | 6.8688 | 13.4303 | TRUE | FALSE | FALSE | FALSE | 4.9036 | 16.855 | 0 | 0 | 0 | 0 | 35.44 | 348.7361 | 0.33705 | 0.00096648 | 123.19 | 0 | 1.7741 | 0 | 0 | 39.33 | 25 |  | https://s3.console.aws.amazon.com/s3/buckets/834599497928?region=ca-central-1&prefix=phylroy.lopez/reference/reference/output/3326af14-d67a-46cd-8808-2bf296f7578a/ | 1.0.002
525 |  | TRUE | 105 | 0 | 0 | 195.8478 |  |  |  | 0.1 | 2021-09-22 20:09:04 +0000 | 438c2ebff | 0.2.14 | :adv_dx_units: NECB_Default :airloop_economizer_type: NECB_Default :algorithm_type: parametric :analysis_id: reference :analysis_name: reference :boiler_eff: NECB_Default :btap_batch_version: 1.0.002 :building_type: RetailStripmall :chiller_type: NECB_Default :compute_environment: aws_batch :datapoint_id: 1cc52a1d-df75-44b0-9631-f1c018dc08ff :daylighting_type: NECB_Default :dcv_type: NECB_Default :door_construction_cond: NECB_Default :ecm_system_name: NECB_Default :electrical_loads_scale: NECB_Default :enable_costing: true :epw_file: CAN_NS_Halifax.Dockyard.713280_CWEC2016.epw :erv_package: NECB_Default :ext_floor_cond: NECB_Default :ext_roof_cond: NECB_Default :ext_wall_cond: NECB_Default :fdwr_set: NECB_Default :fixed_wind_solar_trans: NECB_Default :fixed_window_cond: NECB_Default :furnace_eff: NECB_Default :glass_door_cond: NECB_Default :glass_door_solar_trans: NECB_Default :ground_floor_cond: NECB_Default :ground_roof_cond: NECB_Default :ground_wall_cond: NECB_Default :image_name: btap_private_cli :infiltration_scale: NECB_Default :lights_scale: NECB_Default :lights_type: NECB_Default :nv_delta_temp_in_out: NECB_Default :nv_opening_fraction: NECB_Default :nv_temp_out_min: NECB_Default :nv_type: NECB_Default :oa_scale: NECB_Default :occupancy_loads_scale: NECB_Default :output_meters: [] :output_variables: [] :overhead_door_cond: NECB_Default :primary_heating_fuel: NaturalGas :pv_ground_azimuth_angle: NECB_Default :pv_ground_module_description: NECB_Default :pv_ground_tilt_angle: NECB_Default :pv_ground_total_area_pv_panels_m2: NECB_Default :pv_ground_type: NECB_Default :rotation_degrees: NECB_Default :run_annual_simulation: true :s3_bucket: '834599497928' :scale_x: NECB_Default :scale_y: NECB_Default :scale_z: NECB_Default :shw_eff: NECB_Default :skylight_cond: NECB_Default :skylight_solar_trans: NECB_Default :srr_set: NECB_Default :template: BTAP1980TO2010 | reference | reference | 1cc52a1d-df75-44b0-9631-f1c018dc08ff | BTAP1980TO2010 | RetailStripmall | NaturalGas | Natural Gas | CAN_NS_Halifax.Dockyard.713280_CWEC2016.epw | parametric |  | NECB_Default | NECB_Default | NECB_Default | NECB_Default | NECB_Default | NECB_Default | NECB_Default | NECB_Default | NECB_Default | NECB_Default | NECB_Default | NECB_Default | NECB_Default | NECB_Default | NECB_Default | NECB_Default | NECB_Default | NECB_Default | NECB_Default | NECB_Default | NECB_Default | NECB_Default | NECB_Default | NECB_Default | NECB_Default | NECB_Default | NECB_Default | NECB_Default | NECB_Default | NECB_Default | NECB_Default | NECB_Default | NECB_Default | NECB_Default | NECB_Default | NECB_Default | NECB_Default | NECB_Default | NECB_Default | NECB_Default | NECB_Default | NECB_Default | NECB_Default | NECB_Default | NECB_Default | aws_batch | 834599497928 | btap_private_cli |  | TRUE | TRUE |  |  | 169.0585 | 20.3233 | 163.6884 | 266.3016 | 2090.32 | 3274.4664 | 14.4 | RetailStripmall |  |  | 0 | RetailStripmall | 1 |  | 1 | BTAP1980TO2010 | 0.30241 | 10827.8493 | 0.47355 | 57.4984 | 122.0969 | 6.0592 | 356.4569 | 170.3289 | HALIFAX | NOVA SCOTIA | 88.9384 | 40.3121 | 0 | 129.2505 | 17.4425 | 10.1752 | 0 | 27.6176 | 0 | 0.024752 | 0 | 0 | 0.43858 | 0.12 | 0 | 0.79515 | 0.035196 | 0.25482 | 0.81012 | 0.0038128 | 1.2487 | 0.014979 | 46.0612 | 169.6306 | 14.4 | 0.678 |  |  | 2.95 |  |  | 0.267 | 0.426 | 2.95 |  | 0 | Halifax Dockyard | CAN | 112 | 3647 | 44.655 | -63.577 | 6 | 4000 | NS | CAN_NS_Halifax.Dockyard.713280_CWEC2016.epw | 1.2487 | 20.3233 | 169.0585 | 6.5328 | 16.253 | FALSE | FALSE | FALSE | FALSE | 5.0676 | 4.7809 | 0 | 0 | 0 | 0 | 31.31 | 348.7361 | 0.33705 | 0.00096648 | 123.19 | 0 | 1.2487 | 0 | 0 | 6.5 | 6 |  | https://s3.console.aws.amazon.com/s3/buckets/834599497928?region=ca-central-1&prefix=phylroy.lopez/reference/reference/output/1cc52a1d-df75-44b0-9631-f1c018dc08ff/ | 1.0.002
526 |  | TRUE | 103 | 0 | 0 | 197.1537 |  |  |  | 0.1 | 2021-09-22 20:09:17 +0000 | 438c2ebff | 0.2.14 | :adv_dx_units: NECB_Default :airloop_economizer_type: NECB_Default :algorithm_type: parametric :analysis_id: reference :analysis_name: reference :boiler_eff: NECB_Default :btap_batch_version: 1.0.002 :building_type: RetailStripmall :chiller_type: NECB_Default :compute_environment: aws_batch :datapoint_id: e853d6c2-fd06-45bd-acc7-b54650aed995 :daylighting_type: NECB_Default :dcv_type: NECB_Default :door_construction_cond: NECB_Default :ecm_system_name: NECB_Default :electrical_loads_scale: NECB_Default :enable_costing: true :epw_file: CAN_BC_Vancouver.Intl.AP.718920_CWEC2016.epw :erv_package: NECB_Default :ext_floor_cond: NECB_Default :ext_roof_cond: NECB_Default :ext_wall_cond: NECB_Default :fdwr_set: NECB_Default :fixed_wind_solar_trans: NECB_Default :fixed_window_cond: NECB_Default :furnace_eff: NECB_Default :glass_door_cond: NECB_Default :glass_door_solar_trans: NECB_Default :ground_floor_cond: NECB_Default :ground_roof_cond: NECB_Default :ground_wall_cond: NECB_Default :image_name: btap_private_cli :infiltration_scale: NECB_Default :lights_scale: NECB_Default :lights_type: NECB_Default :nv_delta_temp_in_out: NECB_Default :nv_opening_fraction: NECB_Default :nv_temp_out_min: NECB_Default :nv_type: NECB_Default :oa_scale: NECB_Default :occupancy_loads_scale: NECB_Default :output_meters: [] :output_variables: [] :overhead_door_cond: NECB_Default :primary_heating_fuel: NaturalGas :pv_ground_azimuth_angle: NECB_Default :pv_ground_module_description: NECB_Default :pv_ground_tilt_angle: NECB_Default :pv_ground_total_area_pv_panels_m2: NECB_Default :pv_ground_type: NECB_Default :rotation_degrees: NECB_Default :run_annual_simulation: true :s3_bucket: '834599497928' :scale_x: NECB_Default :scale_y: NECB_Default :scale_z: NECB_Default :shw_eff: NECB_Default :skylight_cond: NECB_Default :skylight_solar_trans: NECB_Default :srr_set: NECB_Default :template: BTAP1980TO2010 | reference | reference | e853d6c2-fd06-45bd-acc7-b54650aed995 | BTAP1980TO2010 | RetailStripmall | NaturalGas | Natural Gas | CAN_BC_Vancouver.Intl.AP.718920_CWEC2016.epw | parametric |  | NECB_Default | NECB_Default | NECB_Default | NECB_Default | NECB_Default | NECB_Default | NECB_Default | NECB_Default | NECB_Default | NECB_Default | NECB_Default | NECB_Default | NECB_Default | NECB_Default | NECB_Default | NECB_Default | NECB_Default | NECB_Default | NECB_Default | NECB_Default | NECB_Default | NECB_Default | NECB_Default | NECB_Default | NECB_Default | NECB_Default | NECB_Default | NECB_Default | NECB_Default | NECB_Default | NECB_Default | NECB_Default | NECB_Default | NECB_Default | NECB_Default | NECB_Default | NECB_Default | NECB_Default | NECB_Default | NECB_Default | NECB_Default | NECB_Default | NECB_Default | NECB_Default | NECB_Default | aws_batch | 834599497928 | btap_private_cli |  | TRUE | TRUE |  |  | 117.427 | 19.2286 | 113.9565 | 199.5495 | 2090.32 | 3274.4664 | 14.4 | RetailStripmall |  |  | 0 | RetailStripmall | 1 |  | 1 | BTAP1980TO2010 | 0.30241 | 10827.8493 | 0.51235 | 54.8109 | 111.1316 | 6.0602 | 338.2793 | 165.7642 | VANCOUVER | BRITISH COLUMBIA | 1.2267 | 29.0152 | 0 | 30.2419 | 12.2501 | 6.5093 | 0 | 18.7594 | 0 | 0.022207 | 0 | 0 | 0.43286 | 0.11782 | 0 | 0.56118 | 0.035196 | 0.25482 | 0.57553 | 0.0028178 | 1.0084 | 0.014352 | 44.648 | 118.9839 | 14.4 | 0.678 |  |  | 4.09 |  |  | 0.363 | 0.568 | 4.09 |  | 0 | Vancouver Intl AP | CAN | 42 | 2797 | 49.195 | -123.184 | 4 | 2800 | BC | CAN_BC_Vancouver.Intl.AP.718920_CWEC2016.epw | 1.0084 | 19.2286 | 117.427 | 5.1349 | 17.7576 | FALSE | FALSE | FALSE | FALSE | 7.5708 | 5.2448 | 0 | 0 | 0 | 0 | 30 | 348.7361 | 0.33705 | 0.00096648 | 123.19 | 0 | 1.0084 | 0 | 0 | 25.5 | 25.5 |  | https://s3.console.aws.amazon.com/s3/buckets/834599497928?region=ca-central-1&prefix=phylroy.lopez/reference/reference/output/e853d6c2-fd06-45bd-acc7-b54650aed995/ | 1.0.002
527 |  | TRUE | 109 | 0 | 0 | 197.259 |  |  |  | 0.1 | 2021-09-22 20:09:06 +0000 | 438c2ebff | 0.2.14 | :adv_dx_units: NECB_Default :airloop_economizer_type: NECB_Default :algorithm_type: parametric :analysis_id: reference :analysis_name: reference :boiler_eff: NECB_Default :btap_batch_version: 1.0.002 :building_type: RetailStripmall :chiller_type: NECB_Default :compute_environment: aws_batch :datapoint_id: d93fd691-e97b-417b-a5fc-92446927c5f9 :daylighting_type: NECB_Default :dcv_type: NECB_Default :door_construction_cond: NECB_Default :ecm_system_name: NECB_Default :electrical_loads_scale: NECB_Default :enable_costing: true :epw_file: CAN_AB_Calgary.Intl.AP.718770_CWEC2016.epw :erv_package: NECB_Default :ext_floor_cond: NECB_Default :ext_roof_cond: NECB_Default :ext_wall_cond: NECB_Default :fdwr_set: NECB_Default :fixed_wind_solar_trans: NECB_Default :fixed_window_cond: NECB_Default :furnace_eff: NECB_Default :glass_door_cond: NECB_Default :glass_door_solar_trans: NECB_Default :ground_floor_cond: NECB_Default :ground_roof_cond: NECB_Default :ground_wall_cond: NECB_Default :image_name: btap_private_cli :infiltration_scale: NECB_Default :lights_scale: NECB_Default :lights_type: NECB_Default :nv_delta_temp_in_out: NECB_Default :nv_opening_fraction: NECB_Default :nv_temp_out_min: NECB_Default :nv_type: NECB_Default :oa_scale: NECB_Default :occupancy_loads_scale: NECB_Default :output_meters: [] :output_variables: [] :overhead_door_cond: NECB_Default :primary_heating_fuel: NaturalGas :pv_ground_azimuth_angle: NECB_Default :pv_ground_module_description: NECB_Default :pv_ground_tilt_angle: NECB_Default :pv_ground_total_area_pv_panels_m2: NECB_Default :pv_ground_type: NECB_Default :rotation_degrees: NECB_Default :run_annual_simulation: true :s3_bucket: '834599497928' :scale_x: NECB_Default :scale_y: NECB_Default :scale_z: NECB_Default :shw_eff: NECB_Default :skylight_cond: NECB_Default :skylight_solar_trans: NECB_Default :srr_set: NECB_Default :template: BTAPPRE1980 | reference | reference | d93fd691-e97b-417b-a5fc-92446927c5f9 | BTAPPRE1980 | RetailStripmall | NaturalGas | Natural Gas | CAN_AB_Calgary.Intl.AP.718770_CWEC2016.epw | parametric |  | NECB_Default | NECB_Default | NECB_Default | NECB_Default | NECB_Default | NECB_Default | NECB_Default | NECB_Default | NECB_Default | NECB_Default | NECB_Default | NECB_Default | NECB_Default | NECB_Default | NECB_Default | NECB_Default | NECB_Default | NECB_Default | NECB_Default | NECB_Default | NECB_Default | NECB_Default | NECB_Default | NECB_Default | NECB_Default | NECB_Default | NECB_Default | NECB_Default | NECB_Default | NECB_Default | NECB_Default | NECB_Default | NECB_Default | NECB_Default | NECB_Default | NECB_Default | NECB_Default | NECB_Default | NECB_Default | NECB_Default | NECB_Default | NECB_Default | NECB_Default | NECB_Default | NECB_Default | aws_batch | 834599497928 | btap_private_cli |  | TRUE | TRUE |  |  | 229.7804 | 23.2798 | 185.0195 | 304.5693 | 2090.32 | 3274.4664 | 14.4 | RetailStripmall |  |  | 0 | RetailStripmall | 1 |  | 1 | BTAPPRE1980 | 0.30241 | 10827.8493 | 0.48653 | 61.4637 | 121.3775 | 6.1894 | 377.6416 | 188.1245 | CALGARY | ALBERTA | 103.9093 | 46.0708 | 0 | 149.9802 | 9.8484 | 3.2867 | 0 | 13.1352 | 0 | 0.026183 | 0 | 0 | 0.47348 | 0.15263 | 0 | 0.89714 | 0.035196 | 0.25482 | 0.91298 | 0.0046548 | 1.3865 | 0.015849 | 50.7589 | 230.2829 | 14.4 | 0.678 |  |  | 2.95 |  |  | 0.227 | 0.772 | 2.95 |  | 0 | Calgary Intl AP | CAN | 64 | 4781 | 51.114 | -114.02 | 7a | 5000 | AB | CAN_AB_Calgary.Intl.AP.718770_CWEC2016.epw | 1.3865 | 23.2798 | 229.7804 | 5.4567 | 17.7715 | FALSE | FALSE | FALSE | FALSE | 9.2252 | 13.121 | 0 | 0 | 0 | 0 | 33.13 | 348.7361 | 0.33705 | 0.00096648 | 123.19 | 0 | 1.3865 | 6.5 | 6.5 | 3.5 | 3.5 |  | https://s3.console.aws.amazon.com/s3/buckets/834599497928?region=ca-central-1&prefix=phylroy.lopez/reference/reference/output/d93fd691-e97b-417b-a5fc-92446927c5f9/ | 1.0.002
528 |  | TRUE | 108 | 0 | 0 | 196.5229 |  |  |  | 0.1 | 2021-09-22 20:09:14 +0000 | 438c2ebff | 0.2.14 | :adv_dx_units: NECB_Default :airloop_economizer_type: NECB_Default :algorithm_type: parametric :analysis_id: reference :analysis_name: reference :boiler_eff: NECB_Default :btap_batch_version: 1.0.002 :building_type: RetailStripmall :chiller_type: NECB_Default :compute_environment: aws_batch :datapoint_id: f14d37f5-a60d-47b5-8d3e-23c4b8779a4d :daylighting_type: NECB_Default :dcv_type: NECB_Default :door_construction_cond: NECB_Default :ecm_system_name: NECB_Default :electrical_loads_scale: NECB_Default :enable_costing: true :epw_file: CAN_YT_Whitehorse.Intl.AP.719640_CWEC2016.epw :erv_package: NECB_Default :ext_floor_cond: NECB_Default :ext_roof_cond: NECB_Default :ext_wall_cond: NECB_Default :fdwr_set: NECB_Default :fixed_wind_solar_trans: NECB_Default :fixed_window_cond: NECB_Default :furnace_eff: NECB_Default :glass_door_cond: NECB_Default :glass_door_solar_trans: NECB_Default :ground_floor_cond: NECB_Default :ground_roof_cond: NECB_Default :ground_wall_cond: NECB_Default :image_name: btap_private_cli :infiltration_scale: NECB_Default :lights_scale: NECB_Default :lights_type: NECB_Default :nv_delta_temp_in_out: NECB_Default :nv_opening_fraction: NECB_Default :nv_temp_out_min: NECB_Default :nv_type: NECB_Default :oa_scale: NECB_Default :occupancy_loads_scale: NECB_Default :output_meters: [] :output_variables: [] :overhead_door_cond: NECB_Default :primary_heating_fuel: Electricity :pv_ground_azimuth_angle: NECB_Default :pv_ground_module_description: NECB_Default :pv_ground_tilt_angle: NECB_Default :pv_ground_total_area_pv_panels_m2: NECB_Default :pv_ground_type: NECB_Default :rotation_degrees: NECB_Default :run_annual_simulation: true :s3_bucket: '834599497928' :scale_x: NECB_Default :scale_y: NECB_Default :scale_z: NECB_Default :shw_eff: NECB_Default :skylight_cond: NECB_Default :skylight_solar_trans: NECB_Default :srr_set: NECB_Default :template: BTAPPRE1980 | reference | reference | f14d37f5-a60d-47b5-8d3e-23c4b8779a4d | BTAPPRE1980 | RetailStripmall | Electricity | Electricity | CAN_YT_Whitehorse.Intl.AP.719640_CWEC2016.epw | parametric |  | NECB_Default | NECB_Default | NECB_Default | NECB_Default | NECB_Default | NECB_Default | NECB_Default | NECB_Default | NECB_Default | NECB_Default | NECB_Default | NECB_Default | NECB_Default | NECB_Default | NECB_Default | NECB_Default | NECB_Default | NECB_Default | NECB_Default | NECB_Default | NECB_Default | NECB_Default | NECB_Default | NECB_Default | NECB_Default | NECB_Default | NECB_Default | NECB_Default | NECB_Default | NECB_Default | NECB_Default | NECB_Default | NECB_Default | NECB_Default | NECB_Default | NECB_Default | NECB_Default | NECB_Default | NECB_Default | NECB_Default | NECB_Default | NECB_Default | NECB_Default | NECB_Default | NECB_Default | aws_batch | 834599497928 | btap_private_cli |  | TRUE | TRUE |  |  | 221.3073 | 18.5023 | 272.6324 | 316.7271 | 2090.32 | 3274.4664 | 14.4 | RetailStripmall |  |  | 0 | RetailStripmall | 1 |  | 1 | BTAPPRE1980 | 0.30241 | 10827.8493 | 0.36471 | 14.7199 | 106.5155 | 5.8711 | 322.7817 | 195.3104 | WHITEHORSE | YUKON | 22.2455 | 0 | 0 | 22.2455 | 50.9452 | 0 | 0 | 50.9452 | 0 | 0.0084293 | 0 | 0 | 1.4302 | 0.13621 | 0 | 0.98147 | 0.035196 | 0.25482 | 0 | 0 | 1.4302 | 0.014103 | 248.1562 | 0 | 14.4 | 0.678 |  |  | 2.95 |  |  | 0.227 | 0.772 | 2.95 |  | 0 | Whitehorse Intl AP | CAN | 5 | 6491 | 60.709 | -135.069 | 7b | 6580 | YT | CAN_YT_Whitehorse.Intl.AP.719640_CWEC2016.epw | 1.4302 | 18.5023 | 221.3073 | 6.8688 | 13.4303 | TRUE | FALSE | FALSE | FALSE | 4.9036 | 16.855 | 0 | 0.080657 | 0.00023128 | 29.48 | 0 | 348.7361 | 0.33705 | 0.00096648 | 123.19 | 0 | 1.4302 | 0 | 0 | 24.5 | 13.17 |  | https://s3.console.aws.amazon.com/s3/buckets/834599497928?region=ca-central-1&prefix=phylroy.lopez/reference/reference/output/f14d37f5-a60d-47b5-8d3e-23c4b8779a4d/ | 1.0.002
529 |  | TRUE | 48 | 0 | 0 | 130.5154 |  |  |  | 0.1 | 2021-09-22 20:09:19 +0000 | 438c2ebff | 0.2.14 | :adv_dx_units: NECB_Default :airloop_economizer_type: NECB_Default :algorithm_type: parametric :analysis_id: reference :analysis_name: reference :boiler_eff: NECB_Default :btap_batch_version: 1.0.002 :building_type: FullServiceRestaurant :chiller_type: NECB_Default :compute_environment: aws_batch :datapoint_id: e7781b1a-37d6-4c63-964a-9de67a770dfa :daylighting_type: NECB_Default :dcv_type: NECB_Default :door_construction_cond: NECB_Default :ecm_system_name: NECB_Default :electrical_loads_scale: NECB_Default :enable_costing: true :epw_file: CAN_YT_Whitehorse.Intl.AP.719640_CWEC2016.epw :erv_package: NECB_Default :ext_floor_cond: NECB_Default :ext_roof_cond: NECB_Default :ext_wall_cond: NECB_Default :fdwr_set: NECB_Default :fixed_wind_solar_trans: NECB_Default :fixed_window_cond: NECB_Default :furnace_eff: NECB_Default :glass_door_cond: NECB_Default :glass_door_solar_trans: NECB_Default :ground_floor_cond: NECB_Default :ground_roof_cond: NECB_Default :ground_wall_cond: NECB_Default :image_name: btap_private_cli :infiltration_scale: NECB_Default :lights_scale: NECB_Default :lights_type: NECB_Default :nv_delta_temp_in_out: NECB_Default :nv_opening_fraction: NECB_Default :nv_temp_out_min: NECB_Default :nv_type: NECB_Default :oa_scale: NECB_Default :occupancy_loads_scale: NECB_Default :output_meters: [] :output_variables: [] :overhead_door_cond: NECB_Default :primary_heating_fuel: Electricity :pv_ground_azimuth_angle: NECB_Default :pv_ground_module_description: NECB_Default :pv_ground_tilt_angle: NECB_Default :pv_ground_total_area_pv_panels_m2: NECB_Default :pv_ground_type: NECB_Default :rotation_degrees: NECB_Default :run_annual_simulation: true :s3_bucket: '834599497928' :scale_x: NECB_Default :scale_y: NECB_Default :scale_z: NECB_Default :shw_eff: NECB_Default :skylight_cond: NECB_Default :skylight_solar_trans: NECB_Default :srr_set: NECB_Default :template: BTAPPRE1980 | reference | reference | e7781b1a-37d6-4c63-964a-9de67a770dfa | BTAPPRE1980 | FullServiceRestaurant | Electricity | Electricity | CAN_YT_Whitehorse.Intl.AP.719640_CWEC2016.epw | parametric |  | NECB_Default | NECB_Default | NECB_Default | NECB_Default | NECB_Default | NECB_Default | NECB_Default | NECB_Default | NECB_Default | NECB_Default | NECB_Default | NECB_Default | NECB_Default | NECB_Default | NECB_Default | NECB_Default | NECB_Default | NECB_Default | NECB_Default | NECB_Default | NECB_Default | NECB_Default | NECB_Default | NECB_Default | NECB_Default | NECB_Default | NECB_Default | NECB_Default | NECB_Default | NECB_Default | NECB_Default | NECB_Default | NECB_Default | NECB_Default | NECB_Default | NECB_Default | NECB_Default | NECB_Default | NECB_Default | NECB_Default | NECB_Default | NECB_Default | NECB_Default | NECB_Default | NECB_Default | aws_batch | 834599497928 | btap_private_cli |  | TRUE | TRUE |  |  | 423.2164 | 22.6786 | 693.1646 | 819.3398 | 511.15 | 845.2233 | 17.1 | FullServiceRestaurant |  |  | 0 | FullServiceRestaurant | 1 |  | 1 | BTAPPRE1980 | 0.35452 | 2384.1067 | 0.56606 | 14.0637 | 63.2393 | 31.2927 | 448.6896 | 339.5278 | WHITEHORSE | YUKON | 49.916 | 0 | 0 | 49.916 | 114.3143 | 0 | 0 | 114.3143 | 0 | 0.00538 | 0 | 0 | 3.2093 | 0.27109 | 0 | 2.4954 | 0.067162 | 0.19249 | 0 | 0 | 3.2093 | 0.17776 | 451.8996 | 0 | 17.1 | 0.678 | [5 empty] | 0.227 | 0.772 | 2.95 |  | 0 | Whitehorse Intl AP | CAN | 5 | 6491 | 60.709 | -135.069 | 7b | 6580 | YT | CAN_YT_Whitehorse.Intl.AP.719640_CWEC2016.epw | 3.2092 | 22.6786 | 423.2164 | 6.2469 | 14.0898 | TRUE | FALSE | FALSE | FALSE | 6.4624 | 21.6188 | 0 | 0.24859 | 0.0056303 | 90.86 | 0 | 44.1525 | 1.0393 | 0.023539 | 379.87 | 0 | 3.2093 | 0.33 | 0.33 | 0.17 | 0.17 |  | https://s3.console.aws.amazon.com/s3/buckets/834599497928?region=ca-central-1&prefix=phylroy.lopez/reference/reference/output/e7781b1a-37d6-4c63-964a-9de67a770dfa/ | 1.0.002
530 |  | TRUE | 91 | 0 | 0 | 199.87 |  |  |  | 0.1 | 2021-09-22 20:09:00 +0000 | 438c2ebff | 0.2.14 | :adv_dx_units: NECB_Default :airloop_economizer_type: NECB_Default :algorithm_type: parametric :analysis_id: reference :analysis_name: reference :boiler_eff: NECB_Default :btap_batch_version: 1.0.002 :building_type: RetailStandalone :chiller_type: NECB_Default :compute_environment: aws_batch :datapoint_id: 132ea8d9-aa97-4eef-8f8a-494dc96d59fd :daylighting_type: NECB_Default :dcv_type: NECB_Default :door_construction_cond: NECB_Default :ecm_system_name: NECB_Default :electrical_loads_scale: NECB_Default :enable_costing: true :epw_file: CAN_YT_Whitehorse.Intl.AP.719640_CWEC2016.epw :erv_package: NECB_Default :ext_floor_cond: NECB_Default :ext_roof_cond: NECB_Default :ext_wall_cond: NECB_Default :fdwr_set: NECB_Default :fixed_wind_solar_trans: NECB_Default :fixed_window_cond: NECB_Default :furnace_eff: NECB_Default :glass_door_cond: NECB_Default :glass_door_solar_trans: NECB_Default :ground_floor_cond: NECB_Default :ground_roof_cond: NECB_Default :ground_wall_cond: NECB_Default :image_name: btap_private_cli :infiltration_scale: NECB_Default :lights_scale: NECB_Default :lights_type: NECB_Default :nv_delta_temp_in_out: NECB_Default :nv_opening_fraction: NECB_Default :nv_temp_out_min: NECB_Default :nv_type: NECB_Default :oa_scale: NECB_Default :occupancy_loads_scale: NECB_Default :output_meters: [] :output_variables: [] :overhead_door_cond: NECB_Default :primary_heating_fuel: Electricity :pv_ground_azimuth_angle: NECB_Default :pv_ground_module_description: NECB_Default :pv_ground_tilt_angle: NECB_Default :pv_ground_total_area_pv_panels_m2: NECB_Default :pv_ground_type: NECB_Default :rotation_degrees: NECB_Default :run_annual_simulation: true :s3_bucket: '834599497928' :scale_x: NECB_Default :scale_y: NECB_Default :scale_z: NECB_Default :shw_eff: NECB_Default :skylight_cond: NECB_Default :skylight_solar_trans: NECB_Default :srr_set: NECB_Default :template: NECB2017 | reference | reference | 132ea8d9-aa97-4eef-8f8a-494dc96d59fd | NECB2017 | RetailStandalone | Electricity | Electricity | CAN_YT_Whitehorse.Intl.AP.719640_CWEC2016.epw | parametric |  | NECB_Default | NECB_Default | NECB_Default | NECB_Default | NECB_Default | NECB_Default | NECB_Default | NECB_Default | NECB_Default | NECB_Default | NECB_Default | NECB_Default | NECB_Default | NECB_Default | NECB_Default | NECB_Default | NECB_Default | NECB_Default | NECB_Default | NECB_Default | NECB_Default | NECB_Default | NECB_Default | NECB_Default | NECB_Default | NECB_Default | NECB_Default | NECB_Default | NECB_Default | NECB_Default | NECB_Default | NECB_Default | NECB_Default | NECB_Default | NECB_Default | NECB_Default | NECB_Default | NECB_Default | NECB_Default | NECB_Default | NECB_Default | NECB_Default | NECB_Default | NECB_Default | NECB_Default | aws_batch | 834599497928 | btap_private_cli |  | TRUE | TRUE |  |  | 121.3886 | 15.6305 | 78.7953 | 111.5003 | 2293.99 | 3471.0086 | 22.8 | RetailStandalone |  |  | 2 | RetailStandalone | 1 |  | 1 | NECB2017 | 0.24821 | 13984.1807 | 187.8771 | 9.8151 | 98.0372 | 5.1148 | 489.2801 | 188.436 | WHITEHORSE | YUKON | 9.588 | 0 | 0 | 9.588 | 21.9578 | 0 | 0 | 21.9578 | 0 | 0.011404 | 0 | 0 | 0.61645 | 0.094185 | 0.0097385 | 0.28366 | 0.032271 | 0.17303 | 0 | 0 | 0.61645 | 0.012149 | 139.5701 | 0 | 22.8 | 0.757 | [5 empty] | 0.138 | 0.21 | 1.9 | 1.9 | 2 | Whitehorse Intl AP | CAN | 5 | 6491 | 60.709 | -135.069 | 7b | 6580 | YT | CAN_YT_Whitehorse.Intl.AP.719640_CWEC2016.epw | 0.61644 | 15.6305 | 121.3886 | 7.2462 | 13.2745 | TRUE | FALSE | FALSE | FALSE | 4.8665 | 16.4102 | 0 | 0.076252 | 0.0011144 | 27.87 | 0 | 68.4249 | 0.3214 | 0.0046971 | 117.47 | 0 | 0.61645 | 0.33 | 0.17 | 8.5 | 8.5 |  | https://s3.console.aws.amazon.com/s3/buckets/834599497928?region=ca-central-1&prefix=phylroy.lopez/reference/reference/output/132ea8d9-aa97-4eef-8f8a-494dc96d59fd/ | 1.0.002
531 |  | TRUE | 105 | 0 | 0 | 199.5379 |  |  |  | 0.1 | 2021-09-22 20:09:04 +0000 | 438c2ebff | 0.2.14 | :adv_dx_units: NECB_Default :airloop_economizer_type: NECB_Default :algorithm_type: parametric :analysis_id: reference :analysis_name: reference :boiler_eff: NECB_Default :btap_batch_version: 1.0.002 :building_type: RetailStripmall :chiller_type: NECB_Default :compute_environment: aws_batch :datapoint_id: 7186bc10-92b6-46c4-bd71-1002ee2e0a13 :daylighting_type: NECB_Default :dcv_type: NECB_Default :door_construction_cond: NECB_Default :ecm_system_name: NECB_Default :electrical_loads_scale: NECB_Default :enable_costing: true :epw_file: CAN_AB_Edmonton.Intl.AP.711230_CWEC2016.epw :erv_package: NECB_Default :ext_floor_cond: NECB_Default :ext_roof_cond: NECB_Default :ext_wall_cond: NECB_Default :fdwr_set: NECB_Default :fixed_wind_solar_trans: NECB_Default :fixed_window_cond: NECB_Default :furnace_eff: NECB_Default :glass_door_cond: NECB_Default :glass_door_solar_trans: NECB_Default :ground_floor_cond: NECB_Default :ground_roof_cond: NECB_Default :ground_wall_cond: NECB_Default :image_name: btap_private_cli :infiltration_scale: NECB_Default :lights_scale: NECB_Default :lights_type: NECB_Default :nv_delta_temp_in_out: NECB_Default :nv_opening_fraction: NECB_Default :nv_temp_out_min: NECB_Default :nv_type: NECB_Default :oa_scale: NECB_Default :occupancy_loads_scale: NECB_Default :output_meters: [] :output_variables: [] :overhead_door_cond: NECB_Default :primary_heating_fuel: NaturalGas :pv_ground_azimuth_angle: NECB_Default :pv_ground_module_description: NECB_Default :pv_ground_tilt_angle: NECB_Default :pv_ground_total_area_pv_panels_m2: NECB_Default :pv_ground_type: NECB_Default :rotation_degrees: NECB_Default :run_annual_simulation: true :s3_bucket: '834599497928' :scale_x: NECB_Default :scale_y: NECB_Default :scale_z: NECB_Default :shw_eff: NECB_Default :skylight_cond: NECB_Default :skylight_solar_trans: NECB_Default :srr_set: NECB_Default :template: BTAPPRE1980 | reference | reference | 7186bc10-92b6-46c4-bd71-1002ee2e0a13 | BTAPPRE1980 | RetailStripmall | NaturalGas | Natural Gas | CAN_AB_Edmonton.Intl.AP.711230_CWEC2016.epw | parametric |  | NECB_Default | NECB_Default | NECB_Default | NECB_Default | NECB_Default | NECB_Default | NECB_Default | NECB_Default | NECB_Default | NECB_Default | NECB_Default | NECB_Default | NECB_Default | NECB_Default | NECB_Default | NECB_Default | NECB_Default | NECB_Default | NECB_Default | NECB_Default | NECB_Default | NECB_Default | NECB_Default | NECB_Default | NECB_Default | NECB_Default | NECB_Default | NECB_Default | NECB_Default | NECB_Default | NECB_Default | NECB_Default | NECB_Default | NECB_Default | NECB_Default | NECB_Default | NECB_Default | NECB_Default | NECB_Default | NECB_Default | NECB_Default | NECB_Default | NECB_Default | NECB_Default | NECB_Default | aws_batch | 834599497928 | btap_private_cli |  | TRUE | TRUE |  |  | 225.5262 | 22.4494 | 223.2858 | 352.2946 | 2090.32 | 3274.4664 | 14.4 | RetailStripmall |  |  | 0 | RetailStripmall | 1 |  | 1 | BTAPPRE1980 | 0.30241 | 10827.8493 | 0.48486 | 60.2501 | 125.33 | 6.2096 | 387.6896 | 195.4151 | EDMONTON | ALBERTA | 101.3371 | 55.3322 | 0 | 156.6693 | 9.6046 | 3.9475 | 0 | 13.5521 | 0 | 0.024723 | 0 | 0 | 0.46176 | 0.1424 | 0 | 1.0801 | 0.035196 | 0.25482 | 1.0965 | 0.0046165 | 1.5583 | 0.016409 | 49.3016 | 226.1159 | 14.4 | 0.678 |  |  | 2.95 |  |  | 0.227 | 0.772 | 2.95 |  | 0 | Edmonton Intl AP | CAN | 23 | 5588 | 53.31 | -113.579 | 7a | 5120 | AB | CAN_AB_Edmonton.Intl.AP.711230_CWEC2016.epw | 1.5583 | 22.4494 | 225.5262 | 5.4913 | 16.7131 | FALSE | FALSE | FALSE | FALSE | 8.2405 | 15.1641 | 0 | 0 | 0 | 0 | 34.3 | 348.7361 | 0.33705 | 0.00096648 | 123.19 | 0 | 1.5583 | 0 | 0 | 7.5 | 5 |  | https://s3.console.aws.amazon.com/s3/buckets/834599497928?region=ca-central-1&prefix=phylroy.lopez/reference/reference/output/7186bc10-92b6-46c4-bd71-1002ee2e0a13/ | 1.0.002
532 |  | TRUE | 104 | 0 | 0 | 196.7979 |  |  |  | 0.1 | 2021-09-22 20:09:10 +0000 | 438c2ebff | 0.2.14 | :adv_dx_units: NECB_Default :airloop_economizer_type: NECB_Default :algorithm_type: parametric :analysis_id: reference :analysis_name: reference :boiler_eff: NECB_Default :btap_batch_version: 1.0.002 :building_type: RetailStripmall :chiller_type: NECB_Default :compute_environment: aws_batch :datapoint_id: 84a2d550-ebb0-4bda-bc98-0fa2fbe538f3 :daylighting_type: NECB_Default :dcv_type: NECB_Default :door_construction_cond: NECB_Default :ecm_system_name: NECB_Default :electrical_loads_scale: NECB_Default :enable_costing: true :epw_file: CAN_AB_Edmonton.Intl.AP.711230_CWEC2016.epw :erv_package: NECB_Default :ext_floor_cond: NECB_Default :ext_roof_cond: NECB_Default :ext_wall_cond: NECB_Default :fdwr_set: NECB_Default :fixed_wind_solar_trans: NECB_Default :fixed_window_cond: NECB_Default :furnace_eff: NECB_Default :glass_door_cond: NECB_Default :glass_door_solar_trans: NECB_Default :ground_floor_cond: NECB_Default :ground_roof_cond: NECB_Default :ground_wall_cond: NECB_Default :image_name: btap_private_cli :infiltration_scale: NECB_Default :lights_scale: NECB_Default :lights_type: NECB_Default :nv_delta_temp_in_out: NECB_Default :nv_opening_fraction: NECB_Default :nv_temp_out_min: NECB_Default :nv_type: NECB_Default :oa_scale: NECB_Default :occupancy_loads_scale: NECB_Default :output_meters: [] :output_variables: [] :overhead_door_cond: NECB_Default :primary_heating_fuel: Electricity :pv_ground_azimuth_angle: NECB_Default :pv_ground_module_description: NECB_Default :pv_ground_tilt_angle: NECB_Default :pv_ground_total_area_pv_panels_m2: NECB_Default :pv_ground_type: NECB_Default :rotation_degrees: NECB_Default :run_annual_simulation: true :s3_bucket: '834599497928' :scale_x: NECB_Default :scale_y: NECB_Default :scale_z: NECB_Default :shw_eff: NECB_Default :skylight_cond: NECB_Default :skylight_solar_trans: NECB_Default :srr_set: NECB_Default :template: NECB2011 | reference | reference | 84a2d550-ebb0-4bda-bc98-0fa2fbe538f3 | NECB2011 | RetailStripmall | Electricity | Electricity | CAN_AB_Edmonton.Intl.AP.711230_CWEC2016.epw | parametric |  | NECB_Default | NECB_Default | NECB_Default | NECB_Default | NECB_Default | NECB_Default | NECB_Default | NECB_Default | NECB_Default | NECB_Default | NECB_Default | NECB_Default | NECB_Default | NECB_Default | NECB_Default | NECB_Default | NECB_Default | NECB_Default | NECB_Default | NECB_Default | NECB_Default | NECB_Default | NECB_Default | NECB_Default | NECB_Default | NECB_Default | NECB_Default | NECB_Default | NECB_Default | NECB_Default | NECB_Default | NECB_Default | NECB_Default | NECB_Default | NECB_Default | NECB_Default | NECB_Default | NECB_Default | NECB_Default | NECB_Default | NECB_Default | NECB_Default | NECB_Default | NECB_Default | NECB_Default | aws_batch | 834599497928 | btap_private_cli |  | TRUE | TRUE |  |  | 99.6684 | 28.7743 | 84.9989 | 147.5944 | 2090.32 | 3274.4664 | 32.5 | RetailStripmall |  |  | 5 | RetailStripmall | 1 |  | 1 | NECB2011 | 0.30241 | 10827.8493 | 235.1707 | 14.6654 | 125.33 | 6.1647 | 677.9599 | 296.6292 | EDMONTON | ALBERTA | 181.5371 | 0 | 0 | 181.5371 | 17.2059 | 0 | 0 | 17.2059 | 0 | 0.041424 | 0 | 0 | 0.82721 | 0.17026 | 0.0058508 | 0.306 | 0.035196 | 0.25482 | 0 | 0 | 0.82721 | 0.013658 | 129.5452 | 0 | 32.5 | 0.757 | [5 empty] | 0.162 | 0.21 | 2.2 | 2.2 | 5 | Edmonton Intl AP | CAN | 23 | 5588 | 53.31 | -113.579 | 7a | 5120 | AB | CAN_AB_Edmonton.Intl.AP.711230_CWEC2016.epw | 0.82721 | 28.7743 | 99.6684 | 5.4913 | 16.7131 | FALSE | FALSE | FALSE | FALSE | 8.2405 | 15.1641 | 0 | 0.078112 | 0.00017919 | 28.55 | 0 | 435.9193 | 0.33705 | 0.00077318 | 123.19 | 0 | 0.82721 | 23.5 | 20.33 | 0.33 | 0.33 |  | https://s3.console.aws.amazon.com/s3/buckets/834599497928?region=ca-central-1&prefix=phylroy.lopez/reference/reference/output/84a2d550-ebb0-4bda-bc98-0fa2fbe538f3/ | 1.0.002
533 |  | TRUE | 96 | 0 | 0 | 195.8863 |  |  |  | 0.1 | 2021-09-22 20:09:05 +0000 | 438c2ebff | 0.2.14 | :adv_dx_units: NECB_Default :airloop_economizer_type: NECB_Default :algorithm_type: parametric :analysis_id: reference :analysis_name: reference :boiler_eff: NECB_Default :btap_batch_version: 1.0.002 :building_type: RetailStripmall :chiller_type: NECB_Default :compute_environment: aws_batch :datapoint_id: ab6099d2-1d01-40b8-aeb3-2882ceae744e :daylighting_type: NECB_Default :dcv_type: NECB_Default :door_construction_cond: NECB_Default :ecm_system_name: NECB_Default :electrical_loads_scale: NECB_Default :enable_costing: true :epw_file: CAN_BC_Vancouver.Intl.AP.718920_CWEC2016.epw :erv_package: NECB_Default :ext_floor_cond: NECB_Default :ext_roof_cond: NECB_Default :ext_wall_cond: NECB_Default :fdwr_set: NECB_Default :fixed_wind_solar_trans: NECB_Default :fixed_window_cond: NECB_Default :furnace_eff: NECB_Default :glass_door_cond: NECB_Default :glass_door_solar_trans: NECB_Default :ground_floor_cond: NECB_Default :ground_roof_cond: NECB_Default :ground_wall_cond: NECB_Default :image_name: btap_private_cli :infiltration_scale: NECB_Default :lights_scale: NECB_Default :lights_type: NECB_Default :nv_delta_temp_in_out: NECB_Default :nv_opening_fraction: NECB_Default :nv_temp_out_min: NECB_Default :nv_type: NECB_Default :oa_scale: NECB_Default :occupancy_loads_scale: NECB_Default :output_meters: [] :output_variables: [] :overhead_door_cond: NECB_Default :primary_heating_fuel: NaturalGas :pv_ground_azimuth_angle: NECB_Default :pv_ground_module_description: NECB_Default :pv_ground_tilt_angle: NECB_Default :pv_ground_total_area_pv_panels_m2: NECB_Default :pv_ground_type: NECB_Default :rotation_degrees: NECB_Default :run_annual_simulation: true :s3_bucket: '834599497928' :scale_x: NECB_Default :scale_y: NECB_Default :scale_z: NECB_Default :shw_eff: NECB_Default :skylight_cond: NECB_Default :skylight_solar_trans: NECB_Default :srr_set: NECB_Default :template: NECB2011 | reference | reference | ab6099d2-1d01-40b8-aeb3-2882ceae744e | NECB2011 | RetailStripmall | NaturalGas | Natural Gas | CAN_BC_Vancouver.Intl.AP.718920_CWEC2016.epw | parametric |  | NECB_Default | NECB_Default | NECB_Default | NECB_Default | NECB_Default | NECB_Default | NECB_Default | NECB_Default | NECB_Default | NECB_Default | NECB_Default | NECB_Default | NECB_Default | NECB_Default | NECB_Default | NECB_Default | NECB_Default | NECB_Default | NECB_Default | NECB_Default | NECB_Default | NECB_Default | NECB_Default | NECB_Default | NECB_Default | NECB_Default | NECB_Default | NECB_Default | NECB_Default | NECB_Default | NECB_Default | NECB_Default | NECB_Default | NECB_Default | NECB_Default | NECB_Default | NECB_Default | NECB_Default | NECB_Default | NECB_Default | NECB_Default | NECB_Default | NECB_Default | NECB_Default | NECB_Default | aws_batch | 834599497928 | btap_private_cli |  | TRUE | TRUE |  |  | 72.9031 | 28.2798 | 52.8933 | 134.1342 | 2090.32 | 3274.4664 | 40 | RetailStripmall |  |  | 5 | RetailStripmall | 1 |  | 1 | NECB2011 | 0.30241 | 10827.8493 | 223.2295 | 43.5237 | 111.1316 | 6.0602 | 632.1825 | 248.2375 | VANCOUVER | BRITISH COLUMBIA | 1.4219 | 13.6699 | 0 | 15.0918 | 14.1996 | 3.0667 | 0 | 17.2663 | 0 | 0.040396 | 0 | 0 | 0.50175 | 0.1698 | 0 | 0.25681 | 0.035196 | 0.25482 | 0.27115 | 0.0015404 | 0.7729 | 0.014338 | 56.6495 | 73.2057 | 40 | 0.757 | [5 empty] | 0.227 | 0.315 | 2.4 | 2.4 | 5 | Vancouver Intl AP | CAN | 42 | 2797 | 49.195 | -123.184 | 4 | 2800 | BC | CAN_BC_Vancouver.Intl.AP.718920_CWEC2016.epw | 0.77291 | 28.2798 | 72.9031 | 5.1348 | 17.7576 | FALSE | FALSE | FALSE | FALSE | 7.5708 | 5.2448 | 0 | 0 | 0 | 0 | 29.97 | 435.9193 | 0.33705 | 0.00077318 | 123.19 | 0 | 0.7729 | 26.33 | 22 | 7.17 | 6.83 |  | https://s3.console.aws.amazon.com/s3/buckets/834599497928?region=ca-central-1&prefix=phylroy.lopez/reference/reference/output/ab6099d2-1d01-40b8-aeb3-2882ceae744e/ | 1.0.002
534 |  | TRUE | 49 | 0 | 0 | 131.5671 |  |  |  | 0.1 | 2021-09-22 20:09:37 +0000 | 438c2ebff | 0.2.14 | :adv_dx_units: NECB_Default :airloop_economizer_type: NECB_Default :algorithm_type: parametric :analysis_id: reference :analysis_name: reference :boiler_eff: NECB_Default :btap_batch_version: 1.0.002 :building_type: FullServiceRestaurant :chiller_type: NECB_Default :compute_environment: aws_batch :datapoint_id: 02c30d6c-da34-44c8-82c4-8809f06ad06e :daylighting_type: NECB_Default :dcv_type: NECB_Default :door_construction_cond: NECB_Default :ecm_system_name: NECB_Default :electrical_loads_scale: NECB_Default :enable_costing: true :epw_file: CAN_QC_Montreal-Trudeau.Intl.AP.716270_CWEC2016.epw :erv_package: NECB_Default :ext_floor_cond: NECB_Default :ext_roof_cond: NECB_Default :ext_wall_cond: NECB_Default :fdwr_set: NECB_Default :fixed_wind_solar_trans: NECB_Default :fixed_window_cond: NECB_Default :furnace_eff: NECB_Default :glass_door_cond: NECB_Default :glass_door_solar_trans: NECB_Default :ground_floor_cond: NECB_Default :ground_roof_cond: NECB_Default :ground_wall_cond: NECB_Default :image_name: btap_private_cli :infiltration_scale: NECB_Default :lights_scale: NECB_Default :lights_type: NECB_Default :nv_delta_temp_in_out: NECB_Default :nv_opening_fraction: NECB_Default :nv_temp_out_min: NECB_Default :nv_type: NECB_Default :oa_scale: NECB_Default :occupancy_loads_scale: NECB_Default :output_meters: [] :output_variables: [] :overhead_door_cond: NECB_Default :primary_heating_fuel: Electricity :pv_ground_azimuth_angle: NECB_Default :pv_ground_module_description: NECB_Default :pv_ground_tilt_angle: NECB_Default :pv_ground_total_area_pv_panels_m2: NECB_Default :pv_ground_type: NECB_Default :rotation_degrees: NECB_Default :run_annual_simulation: true :s3_bucket: '834599497928' :scale_x: NECB_Default :scale_y: NECB_Default :scale_z: NECB_Default :shw_eff: NECB_Default :skylight_cond: NECB_Default :skylight_solar_trans: NECB_Default :srr_set: NECB_Default :template: BTAP1980TO2010 | reference | reference | 02c30d6c-da34-44c8-82c4-8809f06ad06e | BTAP1980TO2010 | FullServiceRestaurant | Electricity | Electricity | CAN_QC_Montreal-Trudeau.Intl.AP.716270_CWEC2016.epw | parametric |  | NECB_Default | NECB_Default | NECB_Default | NECB_Default | NECB_Default | NECB_Default | NECB_Default | NECB_Default | NECB_Default | NECB_Default | NECB_Default | NECB_Default | NECB_Default | NECB_Default | NECB_Default | NECB_Default | NECB_Default | NECB_Default | NECB_Default | NECB_Default | NECB_Default | NECB_Default | NECB_Default | NECB_Default | NECB_Default | NECB_Default | NECB_Default | NECB_Default | NECB_Default | NECB_Default | NECB_Default | NECB_Default | NECB_Default | NECB_Default | NECB_Default | NECB_Default | NECB_Default | NECB_Default | NECB_Default | NECB_Default | NECB_Default | NECB_Default | NECB_Default | NECB_Default | NECB_Default | aws_batch | 834599497928 | btap_private_cli |  | TRUE | TRUE |  |  | 366.442 | 55.866 | 494.8482 | 631.3161 | 511.15 | 845.2233 | 17.1 | FullServiceRestaurant |  |  | 0 | FullServiceRestaurant | 1 |  | 1 | BTAP1980TO2010 | 0.35452 | 2384.1067 | 0.72861 | 15.8928 | 64.9441 | 31.8231 | 474.8703 | 361.4817 | MONTREAL | QUEBEC | 0.9841 | 0 | 0 | 0.9841 | 62.6766 | 0 | 0 | 62.6766 | 0 | 0.065186 | 0 | 0 | 2.5324 | 0.27123 | 0 | 1.7815 | 0.067162 | 0.19249 | 0 | 0 | 2.5324 | 0.15487 | 397.1254 | 0 | 17.1 | 0.678 | [5 empty] | 0.267 | 0.426 | 2.95 |  | 0 | Montreal-Trudeau Intl AP | CAN | 323 | 4090 | 45.471 | -73.741 | 6 | 4400 | QC | CAN_QC_Montreal-Trudeau.Intl.AP.716270_CWEC2016.epw | 2.5324 | 55.866 | 366.442 | 7.5507 | 18.099 | FALSE | FALSE | FALSE | FALSE | 12.3841 | 16.2683 | 0 | 0.21658 | 0.0049053 | 79.16 | 0 | 44.1525 | 1.0393 | 0.023539 | 379.87 | 0 | 2.5324 | 2.17 | 1.83 | 0 | 0 |  | https://s3.console.aws.amazon.com/s3/buckets/834599497928?region=ca-central-1&prefix=phylroy.lopez/reference/reference/output/02c30d6c-da34-44c8-82c4-8809f06ad06e/ | 1.0.002
535 |  | TRUE | 111 | 0 | 0 | 199.7012 |  |  |  | 0.1 | 2021-09-22 20:09:01 +0000 | 438c2ebff | 0.2.14 | :adv_dx_units: NECB_Default :airloop_economizer_type: NECB_Default :algorithm_type: parametric :analysis_id: reference :analysis_name: reference :boiler_eff: NECB_Default :btap_batch_version: 1.0.002 :building_type: RetailStripmall :chiller_type: NECB_Default :compute_environment: aws_batch :datapoint_id: 85b3a30b-6408-4214-8838-93277e2ca5da :daylighting_type: NECB_Default :dcv_type: NECB_Default :door_construction_cond: NECB_Default :ecm_system_name: NECB_Default :electrical_loads_scale: NECB_Default :enable_costing: true :epw_file: CAN_ON_Toronto.Pearson.Intl.AP.716240_CWEC2016.epw :erv_package: NECB_Default :ext_floor_cond: NECB_Default :ext_roof_cond: NECB_Default :ext_wall_cond: NECB_Default :fdwr_set: NECB_Default :fixed_wind_solar_trans: NECB_Default :fixed_window_cond: NECB_Default :furnace_eff: NECB_Default :glass_door_cond: NECB_Default :glass_door_solar_trans: NECB_Default :ground_floor_cond: NECB_Default :ground_roof_cond: NECB_Default :ground_wall_cond: NECB_Default :image_name: btap_private_cli :infiltration_scale: NECB_Default :lights_scale: NECB_Default :lights_type: NECB_Default :nv_delta_temp_in_out: NECB_Default :nv_opening_fraction: NECB_Default :nv_temp_out_min: NECB_Default :nv_type: NECB_Default :oa_scale: NECB_Default :occupancy_loads_scale: NECB_Default :output_meters: [] :output_variables: [] :overhead_door_cond: NECB_Default :primary_heating_fuel: Electricity :pv_ground_azimuth_angle: NECB_Default :pv_ground_module_description: NECB_Default :pv_ground_tilt_angle: NECB_Default :pv_ground_total_area_pv_panels_m2: NECB_Default :pv_ground_type: NECB_Default :rotation_degrees: NECB_Default :run_annual_simulation: true :s3_bucket: '834599497928' :scale_x: NECB_Default :scale_y: NECB_Default :scale_z: NECB_Default :shw_eff: NECB_Default :skylight_cond: NECB_Default :skylight_solar_trans: NECB_Default :srr_set: NECB_Default :template: BTAPPRE1980 | reference | reference | 85b3a30b-6408-4214-8838-93277e2ca5da | BTAPPRE1980 | RetailStripmall | Electricity | Electricity | CAN_ON_Toronto.Pearson.Intl.AP.716240_CWEC2016.epw | parametric |  | NECB_Default | NECB_Default | NECB_Default | NECB_Default | NECB_Default | NECB_Default | NECB_Default | NECB_Default | NECB_Default | NECB_Default | NECB_Default | NECB_Default | NECB_Default | NECB_Default | NECB_Default | NECB_Default | NECB_Default | NECB_Default | NECB_Default | NECB_Default | NECB_Default | NECB_Default | NECB_Default | NECB_Default | NECB_Default | NECB_Default | NECB_Default | NECB_Default | NECB_Default | NECB_Default | NECB_Default | NECB_Default | NECB_Default | NECB_Default | NECB_Default | NECB_Default | NECB_Default | NECB_Default | NECB_Default | NECB_Default | NECB_Default | NECB_Default | NECB_Default | NECB_Default | NECB_Default | aws_batch | 834599497928 | btap_private_cli |  | TRUE | TRUE |  |  | 188.8241 | 42.1865 | 197.1296 | 265.0538 | 2090.32 | 3274.4664 | 14.4 | RetailStripmall |  |  | 0 | RetailStripmall | 1 |  | 1 | BTAPPRE1980 | 0.30241 | 10827.8493 | 0.55894 | 27.1193 | 128.3751 | 6.252 | 420.2257 | 257.9204 | TORONTO | ONTARIO | 6.9106 | 0 | 0 | 6.9106 | 55.3674 | 0 | 0 | 55.3674 | 0 | 0.065521 | 0 | 0 | 1.2442 | 0.16672 | 0 | 0.70967 | 0.035196 | 0.25482 | 0 | 0 | 1.2442 | 0.01229 | 217.3134 | 0 | 14.4 | 0.678 |  |  | 3.35 |  |  | 0.296 | 0.9 | 3.35 |  | 0 | Toronto Pearson Intl AP | CAN | 382 | 3615 | 43.677 | -79.631 | 5 | 3890 | ON | CAN_ON_Toronto.Pearson.Intl.AP.716240_CWEC2016.epw | 1.2442 | 42.1865 | 188.8241 | 8.7466 | 14.8665 | FALSE | FALSE | FALSE | FALSE | 9.9229 | 6.1473 | 0 | 0.070287 | 0.00020155 | 25.69 | 0 | 348.7361 | 0.33705 | 0.00096648 | 123.19 | 0 | 1.2442 | 10.5 | 9.83 | 0.83 | 0.67 |  | https://s3.console.aws.amazon.com/s3/buckets/834599497928?region=ca-central-1&prefix=phylroy.lopez/reference/reference/output/85b3a30b-6408-4214-8838-93277e2ca5da/ | 1.0.002
536 |  | TRUE | 109 | 0 | 0 | 197.5816 |  |  |  | 0.1 | 2021-09-22 20:09:18 +0000 | 438c2ebff | 0.2.14 | :adv_dx_units: NECB_Default :airloop_economizer_type: NECB_Default :algorithm_type: parametric :analysis_id: reference :analysis_name: reference :boiler_eff: NECB_Default :btap_batch_version: 1.0.002 :building_type: RetailStripmall :chiller_type: NECB_Default :compute_environment: aws_batch :datapoint_id: 2fc8d09e-958a-4c8b-a1c0-f8cc1794110b :daylighting_type: NECB_Default :dcv_type: NECB_Default :door_construction_cond: NECB_Default :ecm_system_name: NECB_Default :electrical_loads_scale: NECB_Default :enable_costing: true :epw_file: CAN_ON_Toronto.Pearson.Intl.AP.716240_CWEC2016.epw :erv_package: NECB_Default :ext_floor_cond: NECB_Default :ext_roof_cond: NECB_Default :ext_wall_cond: NECB_Default :fdwr_set: NECB_Default :fixed_wind_solar_trans: NECB_Default :fixed_window_cond: NECB_Default :furnace_eff: NECB_Default :glass_door_cond: NECB_Default :glass_door_solar_trans: NECB_Default :ground_floor_cond: NECB_Default :ground_roof_cond: NECB_Default :ground_wall_cond: NECB_Default :image_name: btap_private_cli :infiltration_scale: NECB_Default :lights_scale: NECB_Default :lights_type: NECB_Default :nv_delta_temp_in_out: NECB_Default :nv_opening_fraction: NECB_Default :nv_temp_out_min: NECB_Default :nv_type: NECB_Default :oa_scale: NECB_Default :occupancy_loads_scale: NECB_Default :output_meters: [] :output_variables: [] :overhead_door_cond: NECB_Default :primary_heating_fuel: NaturalGas :pv_ground_azimuth_angle: NECB_Default :pv_ground_module_description: NECB_Default :pv_ground_tilt_angle: NECB_Default :pv_ground_total_area_pv_panels_m2: NECB_Default :pv_ground_type: NECB_Default :rotation_degrees: NECB_Default :run_annual_simulation: true :s3_bucket: '834599497928' :scale_x: NECB_Default :scale_y: NECB_Default :scale_z: NECB_Default :shw_eff: NECB_Default :skylight_cond: NECB_Default :skylight_solar_trans: NECB_Default :srr_set: NECB_Default :template: BTAP1980TO2010 | reference | reference | 2fc8d09e-958a-4c8b-a1c0-f8cc1794110b | BTAP1980TO2010 | RetailStripmall | NaturalGas | Natural Gas | CAN_ON_Toronto.Pearson.Intl.AP.716240_CWEC2016.epw | parametric |  | NECB_Default | NECB_Default | NECB_Default | NECB_Default | NECB_Default | NECB_Default | NECB_Default | NECB_Default | NECB_Default | NECB_Default | NECB_Default | NECB_Default | NECB_Default | NECB_Default | NECB_Default | NECB_Default | NECB_Default | NECB_Default | NECB_Default | NECB_Default | NECB_Default | NECB_Default | NECB_Default | NECB_Default | NECB_Default | NECB_Default | NECB_Default | NECB_Default | NECB_Default | NECB_Default | NECB_Default | NECB_Default | NECB_Default | NECB_Default | NECB_Default | NECB_Default | NECB_Default | NECB_Default | NECB_Default | NECB_Default | NECB_Default | NECB_Default | NECB_Default | NECB_Default | NECB_Default | aws_batch | 834599497928 | btap_private_cli |  | TRUE | TRUE |  |  | 254.8119 | 41.1282 | 192.82 | 327.2213 | 2090.32 | 3274.4664 | 14.4 | RetailStripmall |  |  | 0 | RetailStripmall | 1 |  | 1 | BTAP1980TO2010 | 0.30241 | 10827.8493 | 0.55894 | 70.5064 | 128.3751 | 6.3945 | 431.1816 | 225.3467 | TORONTO | ONTARIO | 2.906 | 46.6916 | 0 | 49.5976 | 23.2827 | 8.2387 | 0 | 31.5214 | 0 | 0.065339 | 0 | 0 | 0.52321 | 0.16339 | 0 | 0.93008 | 0.035196 | 0.25482 | 0.94481 | 0.0044586 | 1.468 | 0.01473 | 69.341 | 255.373 | 14.4 | 0.678 |  |  | 3.35 |  |  | 0.296 | 0.682 | 3.35 |  | 0 | Toronto Pearson Intl AP | CAN | 382 | 3615 | 43.677 | -79.631 | 5 | 3890 | ON | CAN_ON_Toronto.Pearson.Intl.AP.716240_CWEC2016.epw | 1.468 | 41.1282 | 254.8119 | 8.7466 | 14.8665 | FALSE | FALSE | FALSE | FALSE | 9.9229 | 6.1473 | 0 | 0 | 0 | 0 | 30.79 | 348.7361 | 0.33705 | 0.00096648 | 123.19 | 0 | 1.468 | 11 | 10.5 | 2 | 2 |  | https://s3.console.aws.amazon.com/s3/buckets/834599497928?region=ca-central-1&prefix=phylroy.lopez/reference/reference/output/2fc8d09e-958a-4c8b-a1c0-f8cc1794110b/ | 1.0.002
537 |  | TRUE | 102 | 0 | 0 | 196.9742 |  |  |  | 0.1 | 2021-09-22 20:09:04 +0000 | 438c2ebff | 0.2.14 | :adv_dx_units: NECB_Default :airloop_economizer_type: NECB_Default :algorithm_type: parametric :analysis_id: reference :analysis_name: reference :boiler_eff: NECB_Default :btap_batch_version: 1.0.002 :building_type: RetailStripmall :chiller_type: NECB_Default :compute_environment: aws_batch :datapoint_id: 0fd2105a-4e9b-41ee-bf25-a355f0fb4cc1 :daylighting_type: NECB_Default :dcv_type: NECB_Default :door_construction_cond: NECB_Default :ecm_system_name: NECB_Default :electrical_loads_scale: NECB_Default :enable_costing: true :epw_file: CAN_QC_Montreal-Trudeau.Intl.AP.716270_CWEC2016.epw :erv_package: NECB_Default :ext_floor_cond: NECB_Default :ext_roof_cond: NECB_Default :ext_wall_cond: NECB_Default :fdwr_set: NECB_Default :fixed_wind_solar_trans: NECB_Default :fixed_window_cond: NECB_Default :furnace_eff: NECB_Default :glass_door_cond: NECB_Default :glass_door_solar_trans: NECB_Default :ground_floor_cond: NECB_Default :ground_roof_cond: NECB_Default :ground_wall_cond: NECB_Default :image_name: btap_private_cli :infiltration_scale: NECB_Default :lights_scale: NECB_Default :lights_type: NECB_Default :nv_delta_temp_in_out: NECB_Default :nv_opening_fraction: NECB_Default :nv_temp_out_min: NECB_Default :nv_type: NECB_Default :oa_scale: NECB_Default :occupancy_loads_scale: NECB_Default :output_meters: [] :output_variables: [] :overhead_door_cond: NECB_Default :primary_heating_fuel: Electricity :pv_ground_azimuth_angle: NECB_Default :pv_ground_module_description: NECB_Default :pv_ground_tilt_angle: NECB_Default :pv_ground_total_area_pv_panels_m2: NECB_Default :pv_ground_type: NECB_Default :rotation_degrees: NECB_Default :run_annual_simulation: true :s3_bucket: '834599497928' :scale_x: NECB_Default :scale_y: NECB_Default :scale_z: NECB_Default :shw_eff: NECB_Default :skylight_cond: NECB_Default :skylight_solar_trans: NECB_Default :srr_set: NECB_Default :template: NECB2011 | reference | reference | 0fd2105a-4e9b-41ee-bf25-a355f0fb4cc1 | NECB2011 | RetailStripmall | Electricity | Electricity | CAN_QC_Montreal-Trudeau.Intl.AP.716270_CWEC2016.epw | parametric |  | NECB_Default | NECB_Default | NECB_Default | NECB_Default | NECB_Default | NECB_Default | NECB_Default | NECB_Default | NECB_Default | NECB_Default | NECB_Default | NECB_Default | NECB_Default | NECB_Default | NECB_Default | NECB_Default | NECB_Default | NECB_Default | NECB_Default | NECB_Default | NECB_Default | NECB_Default | NECB_Default | NECB_Default | NECB_Default | NECB_Default | NECB_Default | NECB_Default | NECB_Default | NECB_Default | NECB_Default | NECB_Default | NECB_Default | NECB_Default | NECB_Default | NECB_Default | NECB_Default | NECB_Default | NECB_Default | NECB_Default | NECB_Default | NECB_Default | NECB_Default | NECB_Default | NECB_Default | aws_batch | 834599497928 | btap_private_cli |  | TRUE | TRUE |  |  | 115.8616 | 39.0796 | 98.1947 | 168.4298 | 2090.32 | 3274.4664 | 37.3 | RetailStripmall |  |  | 5 | RetailStripmall | 1 |  | 1 | NECB2011 | 0.30241 | 10827.8493 | 231.1006 | 14.0942 | 114.7023 | 6.0488 | 643.7289 | 277.7831 | MONTREAL | QUEBEC | 0.34833 | 0 | 0 | 0.34833 | 22.1852 | 0 | 0 | 22.1852 | 0 | 0.080811 | 0 | 0 | 0.89637 | 0.15943 | 0 | 0.3535 | 0.035196 | 0.25482 | 0 | 0 | 0.89637 | 0.012606 | 137.5119 | 0 | 37.3 | 0.757 | [5 empty] | 0.183 | 0.247 | 2.2 | 2.2 | 5 | Montreal-Trudeau Intl AP | CAN | 323 | 4090 | 45.471 | -73.741 | 6 | 4400 | QC | CAN_QC_Montreal-Trudeau.Intl.AP.716270_CWEC2016.epw | 0.89637 | 39.0796 | 115.8616 | 7.6674 | 17.6725 | FALSE | FALSE | FALSE | FALSE | 9.8067 | 11.8782 | 0 | 0.072093 | 0.00016538 | 26.35 | 0 | 435.9193 | 0.33705 | 0.00077318 | 123.19 | 0 | 0.89637 | 59.83 | 44.5 | 0.33 | 0.33 |  | https://s3.console.aws.amazon.com/s3/buckets/834599497928?region=ca-central-1&prefix=phylroy.lopez/reference/reference/output/0fd2105a-4e9b-41ee-bf25-a355f0fb4cc1/ | 1.0.002
538 |  | TRUE | 100 | 0 | 0 | 196.7681 |  |  |  | 0.1 | 2021-09-22 20:09:23 +0000 | 438c2ebff | 0.2.14 | :adv_dx_units: NECB_Default :airloop_economizer_type: NECB_Default :algorithm_type: parametric :analysis_id: reference :analysis_name: reference :boiler_eff: NECB_Default :btap_batch_version: 1.0.002 :building_type: RetailStripmall :chiller_type: NECB_Default :compute_environment: aws_batch :datapoint_id: 7d50b924-5d34-46d8-b58c-994f167645d4 :daylighting_type: NECB_Default :dcv_type: NECB_Default :door_construction_cond: NECB_Default :ecm_system_name: NECB_Default :electrical_loads_scale: NECB_Default :enable_costing: true :epw_file: CAN_NS_Halifax.Dockyard.713280_CWEC2016.epw :erv_package: NECB_Default :ext_floor_cond: NECB_Default :ext_roof_cond: NECB_Default :ext_wall_cond: NECB_Default :fdwr_set: NECB_Default :fixed_wind_solar_trans: NECB_Default :fixed_window_cond: NECB_Default :furnace_eff: NECB_Default :glass_door_cond: NECB_Default :glass_door_solar_trans: NECB_Default :ground_floor_cond: NECB_Default :ground_roof_cond: NECB_Default :ground_wall_cond: NECB_Default :image_name: btap_private_cli :infiltration_scale: NECB_Default :lights_scale: NECB_Default :lights_type: NECB_Default :nv_delta_temp_in_out: NECB_Default :nv_opening_fraction: NECB_Default :nv_temp_out_min: NECB_Default :nv_type: NECB_Default :oa_scale: NECB_Default :occupancy_loads_scale: NECB_Default :output_meters: [] :output_variables: [] :overhead_door_cond: NECB_Default :primary_heating_fuel: NaturalGas :pv_ground_azimuth_angle: NECB_Default :pv_ground_module_description: NECB_Default :pv_ground_tilt_angle: NECB_Default :pv_ground_total_area_pv_panels_m2: NECB_Default :pv_ground_type: NECB_Default :rotation_degrees: NECB_Default :run_annual_simulation: true :s3_bucket: '834599497928' :scale_x: NECB_Default :scale_y: NECB_Default :scale_z: NECB_Default :shw_eff: NECB_Default :skylight_cond: NECB_Default :skylight_solar_trans: NECB_Default :srr_set: NECB_Default :template: NECB2011 | reference | reference | 7d50b924-5d34-46d8-b58c-994f167645d4 | NECB2011 | RetailStripmall | NaturalGas | Natural Gas | CAN_NS_Halifax.Dockyard.713280_CWEC2016.epw | parametric |  | NECB_Default | NECB_Default | NECB_Default | NECB_Default | NECB_Default | NECB_Default | NECB_Default | NECB_Default | NECB_Default | NECB_Default | NECB_Default | NECB_Default | NECB_Default | NECB_Default | NECB_Default | NECB_Default | NECB_Default | NECB_Default | NECB_Default | NECB_Default | NECB_Default | NECB_Default | NECB_Default | NECB_Default | NECB_Default | NECB_Default | NECB_Default | NECB_Default | NECB_Default | NECB_Default | NECB_Default | NECB_Default | NECB_Default | NECB_Default | NECB_Default | NECB_Default | NECB_Default | NECB_Default | NECB_Default | NECB_Default | NECB_Default | NECB_Default | NECB_Default | NECB_Default | NECB_Default | aws_batch | 834599497928 | btap_private_cli |  | TRUE | TRUE |  |  | 108.2658 | 29.9518 | 70.4305 | 159.2592 | 2090.32 | 3274.4664 | 40 | RetailStripmall |  |  | 5 | RetailStripmall | 1 |  | 1 | NECB2011 | 0.30241 | 10827.8493 | 216.6414 | 46.6072 | 122.0969 | 6.0592 | 640.3642 | 248.9596 | HALIFAX | NOVA SCOTIA | 102.3852 | 17.837 | 0 | 120.2221 | 20.0796 | 4.5022 | 0 | 24.5819 | 0 | 0.043257 | 0 | 0 | 0.50489 | 0.1698 | 0 | 0.3435 | 0.035196 | 0.25482 | 0.35846 | 0.0018179 | 0.86335 | 0.014959 | 58.4419 | 108.8369 | 40 | 0.757 | [5 empty] | 0.183 | 0.247 | 2.2 | 2.2 | 5 | Halifax Dockyard | CAN | 112 | 3647 | 44.655 | -63.577 | 6 | 4000 | NS | CAN_NS_Halifax.Dockyard.713280_CWEC2016.epw | 0.86335 | 29.9518 | 108.2658 | 6.5328 | 16.2531 | FALSE | FALSE | FALSE | FALSE | 5.0676 | 4.7809 | 0 | 0 | 0 | 0 | 31.27 | 435.9193 | 0.33705 | 0.00077318 | 123.19 | 0 | 0.86335 | 24.83 | 19.67 | 13.83 | 13.83 |  | https://s3.console.aws.amazon.com/s3/buckets/834599497928?region=ca-central-1&prefix=phylroy.lopez/reference/reference/output/7d50b924-5d34-46d8-b58c-994f167645d4/ | 1.0.002
539 |  | TRUE | 44 | 0 | 0 | 130.2765 |  |  |  | 0.1 | 2021-09-22 20:09:23 +0000 | 438c2ebff | 0.2.14 | :adv_dx_units: NECB_Default :airloop_economizer_type: NECB_Default :algorithm_type: parametric :analysis_id: reference :analysis_name: reference :boiler_eff: NECB_Default :btap_batch_version: 1.0.002 :building_type: FullServiceRestaurant :chiller_type: NECB_Default :compute_environment: aws_batch :datapoint_id: b3e8871d-fb61-47b1-a030-8834bff70b93 :daylighting_type: NECB_Default :dcv_type: NECB_Default :door_construction_cond: NECB_Default :ecm_system_name: NECB_Default :electrical_loads_scale: NECB_Default :enable_costing: true :epw_file: CAN_BC_Vancouver.Intl.AP.718920_CWEC2016.epw :erv_package: NECB_Default :ext_floor_cond: NECB_Default :ext_roof_cond: NECB_Default :ext_wall_cond: NECB_Default :fdwr_set: NECB_Default :fixed_wind_solar_trans: NECB_Default :fixed_window_cond: NECB_Default :furnace_eff: NECB_Default :glass_door_cond: NECB_Default :glass_door_solar_trans: NECB_Default :ground_floor_cond: NECB_Default :ground_roof_cond: NECB_Default :ground_wall_cond: NECB_Default :image_name: btap_private_cli :infiltration_scale: NECB_Default :lights_scale: NECB_Default :lights_type: NECB_Default :nv_delta_temp_in_out: NECB_Default :nv_opening_fraction: NECB_Default :nv_temp_out_min: NECB_Default :nv_type: NECB_Default :oa_scale: NECB_Default :occupancy_loads_scale: NECB_Default :output_meters: [] :output_variables: [] :overhead_door_cond: NECB_Default :primary_heating_fuel: NaturalGas :pv_ground_azimuth_angle: NECB_Default :pv_ground_module_description: NECB_Default :pv_ground_tilt_angle: NECB_Default :pv_ground_total_area_pv_panels_m2: NECB_Default :pv_ground_type: NECB_Default :rotation_degrees: NECB_Default :run_annual_simulation: true :s3_bucket: '834599497928' :scale_x: NECB_Default :scale_y: NECB_Default :scale_z: NECB_Default :shw_eff: NECB_Default :skylight_cond: NECB_Default :skylight_solar_trans: NECB_Default :srr_set: NECB_Default :template: BTAP1980TO2010 | reference | reference | b3e8871d-fb61-47b1-a030-8834bff70b93 | BTAP1980TO2010 | FullServiceRestaurant | NaturalGas | Natural Gas | CAN_BC_Vancouver.Intl.AP.718920_CWEC2016.epw | parametric |  | NECB_Default | NECB_Default | NECB_Default | NECB_Default | NECB_Default | NECB_Default | NECB_Default | NECB_Default | NECB_Default | NECB_Default | NECB_Default | NECB_Default | NECB_Default | NECB_Default | NECB_Default | NECB_Default | NECB_Default | NECB_Default | NECB_Default | NECB_Default | NECB_Default | NECB_Default | NECB_Default | NECB_Default | NECB_Default | NECB_Default | NECB_Default | NECB_Default | NECB_Default | NECB_Default | NECB_Default | NECB_Default | NECB_Default | NECB_Default | NECB_Default | NECB_Default | NECB_Default | NECB_Default | NECB_Default | NECB_Default | NECB_Default | NECB_Default | NECB_Default | NECB_Default | NECB_Default | aws_batch | 834599497928 | btap_private_cli |  | TRUE | TRUE |  |  | 235.8722 | 24.1231 | 346.1204 | 620.192 | 511.15 | 845.2233 | 17.1 | FullServiceRestaurant |  |  | 0 | FullServiceRestaurant | 1 |  | 1 | BTAP1980TO2010 | 0.35452 | 2384.1067 | 0.79521 | 93.1241 | 63.3246 | 18.511 | 459.242 | 283.4871 | VANCOUVER | BRITISH COLUMBIA | 1.499 | 98.9844 | 0 | 100.4834 | 14.9686 | 22.2062 | 0 | 37.1748 | 0 | 0.0096254 | 0 | 0 | 0.52892 | 0.25891 | 0 | 1.7761 | 0.067162 | 0.19249 | 1.9634 | 0.00074342 | 2.4923 | 0.18732 | 48.6033 | 245.3661 | 17.1 | 0.678 | [5 empty] | 0.363 | 0.568 | 4.09 |  | 0 | Vancouver Intl AP | CAN | 42 | 2797 | 49.195 | -123.184 | 4 | 2800 | BC | CAN_BC_Vancouver.Intl.AP.718920_CWEC2016.epw | 2.4923 | 24.1231 | 235.8722 | 4.6246 | 18.0229 | TRUE | FALSE | FALSE | FALSE | 8.9999 | 9.2523 | 0 | 0 | 0 | 0 | 95.75 | 44.1525 | 1.0393 | 0.023539 | 379.87 | 0 | 2.4923 | 0.5 | 0.5 | 0.5 | 0.5 |  | https://s3.console.aws.amazon.com/s3/buckets/834599497928?region=ca-central-1&prefix=phylroy.lopez/reference/reference/output/b3e8871d-fb61-47b1-a030-8834bff70b93/ | 1.0.002
540 |  | TRUE | 44 | 0 | 0 | 131.5786 |  |  |  | 0.1 | 2021-09-22 20:09:31 +0000 | 438c2ebff | 0.2.14 | :adv_dx_units: NECB_Default :airloop_economizer_type: NECB_Default :algorithm_type: parametric :analysis_id: reference :analysis_name: reference :boiler_eff: NECB_Default :btap_batch_version: 1.0.002 :building_type: FullServiceRestaurant :chiller_type: NECB_Default :compute_environment: aws_batch :datapoint_id: d5235b91-f0bf-49c3-b240-0f64f9e70a00 :daylighting_type: NECB_Default :dcv_type: NECB_Default :door_construction_cond: NECB_Default :ecm_system_name: NECB_Default :electrical_loads_scale: NECB_Default :enable_costing: true :epw_file: CAN_NS_Halifax.Dockyard.713280_CWEC2016.epw :erv_package: NECB_Default :ext_floor_cond: NECB_Default :ext_roof_cond: NECB_Default :ext_wall_cond: NECB_Default :fdwr_set: NECB_Default :fixed_wind_solar_trans: NECB_Default :fixed_window_cond: NECB_Default :furnace_eff: NECB_Default :glass_door_cond: NECB_Default :glass_door_solar_trans: NECB_Default :ground_floor_cond: NECB_Default :ground_roof_cond: NECB_Default :ground_wall_cond: NECB_Default :image_name: btap_private_cli :infiltration_scale: NECB_Default :lights_scale: NECB_Default :lights_type: NECB_Default :nv_delta_temp_in_out: NECB_Default :nv_opening_fraction: NECB_Default :nv_temp_out_min: NECB_Default :nv_type: NECB_Default :oa_scale: NECB_Default :occupancy_loads_scale: NECB_Default :output_meters: [] :output_variables: [] :overhead_door_cond: NECB_Default :primary_heating_fuel: NaturalGas :pv_ground_azimuth_angle: NECB_Default :pv_ground_module_description: NECB_Default :pv_ground_tilt_angle: NECB_Default :pv_ground_total_area_pv_panels_m2: NECB_Default :pv_ground_type: NECB_Default :rotation_degrees: NECB_Default :run_annual_simulation: true :s3_bucket: '834599497928' :scale_x: NECB_Default :scale_y: NECB_Default :scale_z: NECB_Default :shw_eff: NECB_Default :skylight_cond: NECB_Default :skylight_solar_trans: NECB_Default :srr_set: NECB_Default :template: BTAP1980TO2010 | reference | reference | d5235b91-f0bf-49c3-b240-0f64f9e70a00 | BTAP1980TO2010 | FullServiceRestaurant | NaturalGas | Natural Gas | CAN_NS_Halifax.Dockyard.713280_CWEC2016.epw | parametric |  | NECB_Default | NECB_Default | NECB_Default | NECB_Default | NECB_Default | NECB_Default | NECB_Default | NECB_Default | NECB_Default | NECB_Default | NECB_Default | NECB_Default | NECB_Default | NECB_Default | NECB_Default | NECB_Default | NECB_Default | NECB_Default | NECB_Default | NECB_Default | NECB_Default | NECB_Default | NECB_Default | NECB_Default | NECB_Default | NECB_Default | NECB_Default | NECB_Default | NECB_Default | NECB_Default | NECB_Default | NECB_Default | NECB_Default | NECB_Default | NECB_Default | NECB_Default | NECB_Default | NECB_Default | NECB_Default | NECB_Default | NECB_Default | NECB_Default | NECB_Default | NECB_Default | NECB_Default | aws_batch | 834599497928 | btap_private_cli |  | TRUE | TRUE |  |  | 350.5505 | 25.127 | 442.8848 | 754.9154 | 511.15 | 845.2233 | 17.1 | FullServiceRestaurant |  |  | 0 | FullServiceRestaurant | 1 |  | 1 | BTAP1980TO2010 | 0.35452 | 2384.1067 | 0.73499 | 100.3728 | 68.9804 | 18.3914 | 480.1477 | 291.668 | HALIFAX | NOVA SCOTIA | 110.2377 | 121.1033 | 0 | 231.341 | 21.6197 | 30.5676 | 0 | 52.1873 | 0 | 0.019485 | 0 | 0 | 0.54362 | 0.26356 | 0 | 2.2383 | 0.067162 | 0.19249 | 2.4337 | 0.0009195 | 2.9773 | 0.19538 | 49.8299 | 360.5371 | 17.1 | 0.678 | [5 empty] | 0.267 | 0.426 | 2.95 |  | 0 | Halifax Dockyard | CAN | 112 | 3647 | 44.655 | -63.577 | 6 | 4000 | NS | CAN_NS_Halifax.Dockyard.713280_CWEC2016.epw | 2.9773 | 25.127 | 350.5505 | 6.1606 | 16.5718 | TRUE | FALSE | FALSE | FALSE | 6.9876 | 8.9617 | 0 | 0 | 0 | 0 | 99.87 | 44.1525 | 1.0393 | 0.023539 | 379.87 | 0 | 2.9773 | 1.17 | 0.67 | 0.5 | 0.5 |  | https://s3.console.aws.amazon.com/s3/buckets/834599497928?region=ca-central-1&prefix=phylroy.lopez/reference/reference/output/d5235b91-f0bf-49c3-b240-0f64f9e70a00/ | 1.0.002
541 |  | TRUE | 109 | 0 | 0 | 198.6505 |  |  |  | 0.1 | 2021-09-22 20:09:14 +0000 | 438c2ebff | 0.2.14 | :adv_dx_units: NECB_Default :airloop_economizer_type: NECB_Default :algorithm_type: parametric :analysis_id: reference :analysis_name: reference :boiler_eff: NECB_Default :btap_batch_version: 1.0.002 :building_type: RetailStripmall :chiller_type: NECB_Default :compute_environment: aws_batch :datapoint_id: 47e02aaa-cef7-46a7-8d6b-39a73670640a :daylighting_type: NECB_Default :dcv_type: NECB_Default :door_construction_cond: NECB_Default :ecm_system_name: NECB_Default :electrical_loads_scale: NECB_Default :enable_costing: true :epw_file: CAN_AB_Calgary.Intl.AP.718770_CWEC2016.epw :erv_package: NECB_Default :ext_floor_cond: NECB_Default :ext_roof_cond: NECB_Default :ext_wall_cond: NECB_Default :fdwr_set: NECB_Default :fixed_wind_solar_trans: NECB_Default :fixed_window_cond: NECB_Default :furnace_eff: NECB_Default :glass_door_cond: NECB_Default :glass_door_solar_trans: NECB_Default :ground_floor_cond: NECB_Default :ground_roof_cond: NECB_Default :ground_wall_cond: NECB_Default :image_name: btap_private_cli :infiltration_scale: NECB_Default :lights_scale: NECB_Default :lights_type: NECB_Default :nv_delta_temp_in_out: NECB_Default :nv_opening_fraction: NECB_Default :nv_temp_out_min: NECB_Default :nv_type: NECB_Default :oa_scale: NECB_Default :occupancy_loads_scale: NECB_Default :output_meters: [] :output_variables: [] :overhead_door_cond: NECB_Default :primary_heating_fuel: NaturalGas :pv_ground_azimuth_angle: NECB_Default :pv_ground_module_description: NECB_Default :pv_ground_tilt_angle: NECB_Default :pv_ground_total_area_pv_panels_m2: NECB_Default :pv_ground_type: NECB_Default :rotation_degrees: NECB_Default :run_annual_simulation: true :s3_bucket: '834599497928' :scale_x: NECB_Default :scale_y: NECB_Default :scale_z: NECB_Default :shw_eff: NECB_Default :skylight_cond: NECB_Default :skylight_solar_trans: NECB_Default :srr_set: NECB_Default :template: BTAP1980TO2010 | reference | reference | 47e02aaa-cef7-46a7-8d6b-39a73670640a | BTAP1980TO2010 | RetailStripmall | NaturalGas | Natural Gas | CAN_AB_Calgary.Intl.AP.718770_CWEC2016.epw | parametric |  | NECB_Default | NECB_Default | NECB_Default | NECB_Default | NECB_Default | NECB_Default | NECB_Default | NECB_Default | NECB_Default | NECB_Default | NECB_Default | NECB_Default | NECB_Default | NECB_Default | NECB_Default | NECB_Default | NECB_Default | NECB_Default | NECB_Default | NECB_Default | NECB_Default | NECB_Default | NECB_Default | NECB_Default | NECB_Default | NECB_Default | NECB_Default | NECB_Default | NECB_Default | NECB_Default | NECB_Default | NECB_Default | NECB_Default | NECB_Default | NECB_Default | NECB_Default | NECB_Default | NECB_Default | NECB_Default | NECB_Default | NECB_Default | NECB_Default | NECB_Default | NECB_Default | NECB_Default | aws_batch | 834599497928 | btap_private_cli |  | TRUE | TRUE |  |  | 223.1787 | 22.5941 | 173.1234 | 287.9689 | 2090.32 | 3274.4664 | 14.4 | RetailStripmall |  |  | 0 | RetailStripmall | 1 |  | 1 | BTAP1980TO2010 | 0.30241 | 10827.8493 | 0.48653 | 58.1981 | 121.3775 | 6.1894 | 380.4644 | 194.2129 | CALGARY | ALBERTA | 103.1146 | 43.2379 | 0 | 146.3525 | 9.7731 | 3.0846 | 0 | 12.8578 | 0 | 0.02702 | 0 | 0 | 0.46986 | 0.14857 | 0 | 0.841 | 0.035196 | 0.25482 | 0.85684 | 0.0042529 | 1.3267 | 0.015849 | 49.7806 | 223.6813 | 14.4 | 0.678 |  |  | 2.95 |  |  | 0.227 | 0.346 | 2.95 |  | 0 | Calgary Intl AP | CAN | 64 | 4781 | 51.114 | -114.02 | 7a | 5000 | AB | CAN_AB_Calgary.Intl.AP.718770_CWEC2016.epw | 1.3267 | 22.5941 | 223.1787 | 5.4567 | 17.7715 | FALSE | FALSE | FALSE | FALSE | 9.2252 | 13.121 | 0 | 0 | 0 | 0 | 33.13 | 348.7361 | 0.33705 | 0.00096648 | 123.19 | 0 | 1.3267 | 6.67 | 6.67 | 4.67 | 4 |  | https://s3.console.aws.amazon.com/s3/buckets/834599497928?region=ca-central-1&prefix=phylroy.lopez/reference/reference/output/47e02aaa-cef7-46a7-8d6b-39a73670640a/ | 1.0.002
542 |  | TRUE | 48 | 0 | 0 | 129.0908 |  |  |  | 0.1 | 2021-09-22 20:09:29 +0000 | 438c2ebff | 0.2.14 | :adv_dx_units: NECB_Default :airloop_economizer_type: NECB_Default :algorithm_type: parametric :analysis_id: reference :analysis_name: reference :boiler_eff: NECB_Default :btap_batch_version: 1.0.002 :building_type: FullServiceRestaurant :chiller_type: NECB_Default :compute_environment: aws_batch :datapoint_id: 542a3421-5dd8-4d02-bd42-2989f0478671 :daylighting_type: NECB_Default :dcv_type: NECB_Default :door_construction_cond: NECB_Default :ecm_system_name: NECB_Default :electrical_loads_scale: NECB_Default :enable_costing: true :epw_file: CAN_NS_Halifax.Dockyard.713280_CWEC2016.epw :erv_package: NECB_Default :ext_floor_cond: NECB_Default :ext_roof_cond: NECB_Default :ext_wall_cond: NECB_Default :fdwr_set: NECB_Default :fixed_wind_solar_trans: NECB_Default :fixed_window_cond: NECB_Default :furnace_eff: NECB_Default :glass_door_cond: NECB_Default :glass_door_solar_trans: NECB_Default :ground_floor_cond: NECB_Default :ground_roof_cond: NECB_Default :ground_wall_cond: NECB_Default :image_name: btap_private_cli :infiltration_scale: NECB_Default :lights_scale: NECB_Default :lights_type: NECB_Default :nv_delta_temp_in_out: NECB_Default :nv_opening_fraction: NECB_Default :nv_temp_out_min: NECB_Default :nv_type: NECB_Default :oa_scale: NECB_Default :occupancy_loads_scale: NECB_Default :output_meters: [] :output_variables: [] :overhead_door_cond: NECB_Default :primary_heating_fuel: NaturalGas :pv_ground_azimuth_angle: NECB_Default :pv_ground_module_description: NECB_Default :pv_ground_tilt_angle: NECB_Default :pv_ground_total_area_pv_panels_m2: NECB_Default :pv_ground_type: NECB_Default :rotation_degrees: NECB_Default :run_annual_simulation: true :s3_bucket: '834599497928' :scale_x: NECB_Default :scale_y: NECB_Default :scale_z: NECB_Default :shw_eff: NECB_Default :skylight_cond: NECB_Default :skylight_solar_trans: NECB_Default :srr_set: NECB_Default :template: NECB2011 | reference | reference | 542a3421-5dd8-4d02-bd42-2989f0478671 | NECB2011 | FullServiceRestaurant | NaturalGas | Natural Gas | CAN_NS_Halifax.Dockyard.713280_CWEC2016.epw | parametric |  | NECB_Default | NECB_Default | NECB_Default | NECB_Default | NECB_Default | NECB_Default | NECB_Default | NECB_Default | NECB_Default | NECB_Default | NECB_Default | NECB_Default | NECB_Default | NECB_Default | NECB_Default | NECB_Default | NECB_Default | NECB_Default | NECB_Default | NECB_Default | NECB_Default | NECB_Default | NECB_Default | NECB_Default | NECB_Default | NECB_Default | NECB_Default | NECB_Default | NECB_Default | NECB_Default | NECB_Default | NECB_Default | NECB_Default | NECB_Default | NECB_Default | NECB_Default | NECB_Default | NECB_Default | NECB_Default | NECB_Default | NECB_Default | NECB_Default | NECB_Default | NECB_Default | NECB_Default | aws_batch | 834599497928 | btap_private_cli |  | TRUE | TRUE |  |  | 327.3937 | 23.6095 | 396.2959 | 667.7644 | 511.15 | 845.2233 | 40 | FullServiceRestaurant |  |  | 0 | FullServiceRestaurant | 1 |  | 1 | NECB2011 | 0.35452 | 2384.1067 | 223.1884 | 76.1091 | 68.9804 | 18.3914 | 692.8674 | 306.198 | HALIFAX | NOVA SCOTIA | 98.8954 | 108.2745 | 0 | 207.1699 | 19.3952 | 27.3295 | 0 | 46.7247 | 0 | 0.024474 | 0 | 0 | 0.48768 | 0.20323 | 0 | 1.9805 | 0.067162 | 0.19249 | 2.1759 | 0.00033258 | 2.6636 | 0.19538 | 45.3575 | 337.4854 | 40 | 0.757 | [5 empty] | 0.183 | 0.247 | 2.2 |  | 0 | Halifax Dockyard | CAN | 112 | 3647 | 44.655 | -63.577 | 6 | 4000 | NS | CAN_NS_Halifax.Dockyard.713280_CWEC2016.epw | 2.6636 | 23.6095 | 327.3937 | 6.1606 | 16.5718 | FALSE | FALSE | FALSE | FALSE | 6.9876 | 8.9617 | 0 | 0 | 0 | 0 | 99.87 | 44.1525 | 1.0393 | 0.023539 | 379.87 | 0 | 2.6636 | 10.17 | 7.67 | 0 | 0 |  | https://s3.console.aws.amazon.com/s3/buckets/834599497928?region=ca-central-1&prefix=phylroy.lopez/reference/reference/output/542a3421-5dd8-4d02-bd42-2989f0478671/ | 1.0.002
543 |  | TRUE | 111 | 0 | 0 | 200.3017 |  |  |  | 0.1 | 2021-09-22 20:09:17 +0000 | 438c2ebff | 0.2.14 | :adv_dx_units: NECB_Default :airloop_economizer_type: NECB_Default :algorithm_type: parametric :analysis_id: reference :analysis_name: reference :boiler_eff: NECB_Default :btap_batch_version: 1.0.002 :building_type: RetailStripmall :chiller_type: NECB_Default :compute_environment: aws_batch :datapoint_id: 5af67378-5bbc-4b7d-9400-19d614159bf1 :daylighting_type: NECB_Default :dcv_type: NECB_Default :door_construction_cond: NECB_Default :ecm_system_name: NECB_Default :electrical_loads_scale: NECB_Default :enable_costing: true :epw_file: CAN_QC_Montreal-Trudeau.Intl.AP.716270_CWEC2016.epw :erv_package: NECB_Default :ext_floor_cond: NECB_Default :ext_roof_cond: NECB_Default :ext_wall_cond: NECB_Default :fdwr_set: NECB_Default :fixed_wind_solar_trans: NECB_Default :fixed_window_cond: NECB_Default :furnace_eff: NECB_Default :glass_door_cond: NECB_Default :glass_door_solar_trans: NECB_Default :ground_floor_cond: NECB_Default :ground_roof_cond: NECB_Default :ground_wall_cond: NECB_Default :image_name: btap_private_cli :infiltration_scale: NECB_Default :lights_scale: NECB_Default :lights_type: NECB_Default :nv_delta_temp_in_out: NECB_Default :nv_opening_fraction: NECB_Default :nv_temp_out_min: NECB_Default :nv_type: NECB_Default :oa_scale: NECB_Default :occupancy_loads_scale: NECB_Default :output_meters: [] :output_variables: [] :overhead_door_cond: NECB_Default :primary_heating_fuel: Electricity :pv_ground_azimuth_angle: NECB_Default :pv_ground_module_description: NECB_Default :pv_ground_tilt_angle: NECB_Default :pv_ground_total_area_pv_panels_m2: NECB_Default :pv_ground_type: NECB_Default :rotation_degrees: NECB_Default :run_annual_simulation: true :s3_bucket: '834599497928' :scale_x: NECB_Default :scale_y: NECB_Default :scale_z: NECB_Default :shw_eff: NECB_Default :skylight_cond: NECB_Default :skylight_solar_trans: NECB_Default :srr_set: NECB_Default :template: BTAP1980TO2010 | reference | reference | 5af67378-5bbc-4b7d-9400-19d614159bf1 | BTAP1980TO2010 | RetailStripmall | Electricity | Electricity | CAN_QC_Montreal-Trudeau.Intl.AP.716270_CWEC2016.epw | parametric |  | NECB_Default | NECB_Default | NECB_Default | NECB_Default | NECB_Default | NECB_Default | NECB_Default | NECB_Default | NECB_Default | NECB_Default | NECB_Default | NECB_Default | NECB_Default | NECB_Default | NECB_Default | NECB_Default | NECB_Default | NECB_Default | NECB_Default | NECB_Default | NECB_Default | NECB_Default | NECB_Default | NECB_Default | NECB_Default | NECB_Default | NECB_Default | NECB_Default | NECB_Default | NECB_Default | NECB_Default | NECB_Default | NECB_Default | NECB_Default | NECB_Default | NECB_Default | NECB_Default | NECB_Default | NECB_Default | NECB_Default | NECB_Default | NECB_Default | NECB_Default | NECB_Default | NECB_Default | aws_batch | 834599497928 | btap_private_cli |  | TRUE | TRUE |  |  | 194.0002 | 37.9952 | 213.6356 | 274.9034 | 2090.32 | 3274.4664 | 14.4 | RetailStripmall |  |  | 0 | RetailStripmall | 1 |  | 1 | BTAP1980TO2010 | 0.30241 | 10827.8493 | 0.46944 | 22.3405 | 114.7023 | 6.0488 | 374.2702 | 230.7092 | MONTREAL | QUEBEC | 0.49729 | 0 | 0 | 0.49729 | 31.672 | 0 | 0 | 31.672 | 0 | 0.057752 | 0 | 0 | 1.2797 | 0.15021 | 0 | 0.76909 | 0.035196 | 0.25482 | 0 | 0 | 1.2797 | 0.012606 | 221.7361 | 0 | 14.4 | 0.678 |  |  | 2.95 |  |  | 0.267 | 0.426 | 2.95 |  | 0 | Montreal-Trudeau Intl AP | CAN | 323 | 4090 | 45.471 | -73.741 | 6 | 4400 | QC | CAN_QC_Montreal-Trudeau.Intl.AP.716270_CWEC2016.epw | 1.2797 | 37.9952 | 194.0002 | 7.6674 | 17.6725 | FALSE | FALSE | FALSE | FALSE | 9.8067 | 11.8782 | 0 | 0.072093 | 0.00020673 | 26.35 | 0 | 348.7361 | 0.33705 | 0.00096648 | 123.19 | 0 | 1.2797 | 7.67 | 7.5 | 1.17 | 1.17 |  | https://s3.console.aws.amazon.com/s3/buckets/834599497928?region=ca-central-1&prefix=phylroy.lopez/reference/reference/output/5af67378-5bbc-4b7d-9400-19d614159bf1/ | 1.0.002
544 |  | TRUE | 46 | 0 | 0 | 132.2656 |  |  |  | 0.1 | 2021-09-22 20:09:36 +0000 | 438c2ebff | 0.2.14 | :adv_dx_units: NECB_Default :airloop_economizer_type: NECB_Default :algorithm_type: parametric :analysis_id: reference :analysis_name: reference :boiler_eff: NECB_Default :btap_batch_version: 1.0.002 :building_type: FullServiceRestaurant :chiller_type: NECB_Default :compute_environment: aws_batch :datapoint_id: f760f4a9-c674-4bff-8406-b2b23a1f799b :daylighting_type: NECB_Default :dcv_type: NECB_Default :door_construction_cond: NECB_Default :ecm_system_name: NECB_Default :electrical_loads_scale: NECB_Default :enable_costing: true :epw_file: CAN_QC_Montreal-Trudeau.Intl.AP.716270_CWEC2016.epw :erv_package: NECB_Default :ext_floor_cond: NECB_Default :ext_roof_cond: NECB_Default :ext_wall_cond: NECB_Default :fdwr_set: NECB_Default :fixed_wind_solar_trans: NECB_Default :fixed_window_cond: NECB_Default :furnace_eff: NECB_Default :glass_door_cond: NECB_Default :glass_door_solar_trans: NECB_Default :ground_floor_cond: NECB_Default :ground_roof_cond: NECB_Default :ground_wall_cond: NECB_Default :image_name: btap_private_cli :infiltration_scale: NECB_Default :lights_scale: NECB_Default :lights_type: NECB_Default :nv_delta_temp_in_out: NECB_Default :nv_opening_fraction: NECB_Default :nv_temp_out_min: NECB_Default :nv_type: NECB_Default :oa_scale: NECB_Default :occupancy_loads_scale: NECB_Default :output_meters: [] :output_variables: [] :overhead_door_cond: NECB_Default :primary_heating_fuel: NaturalGas :pv_ground_azimuth_angle: NECB_Default :pv_ground_module_description: NECB_Default :pv_ground_tilt_angle: NECB_Default :pv_ground_total_area_pv_panels_m2: NECB_Default :pv_ground_type: NECB_Default :rotation_degrees: NECB_Default :run_annual_simulation: true :s3_bucket: '834599497928' :scale_x: NECB_Default :scale_y: NECB_Default :scale_z: NECB_Default :shw_eff: NECB_Default :skylight_cond: NECB_Default :skylight_solar_trans: NECB_Default :srr_set: NECB_Default :template: BTAP1980TO2010 | reference | reference | f760f4a9-c674-4bff-8406-b2b23a1f799b | BTAP1980TO2010 | FullServiceRestaurant | NaturalGas | Natural Gas | CAN_QC_Montreal-Trudeau.Intl.AP.716270_CWEC2016.epw | parametric |  | NECB_Default | NECB_Default | NECB_Default | NECB_Default | NECB_Default | NECB_Default | NECB_Default | NECB_Default | NECB_Default | NECB_Default | NECB_Default | NECB_Default | NECB_Default | NECB_Default | NECB_Default | NECB_Default | NECB_Default | NECB_Default | NECB_Default | NECB_Default | NECB_Default | NECB_Default | NECB_Default | NECB_Default | NECB_Default | NECB_Default | NECB_Default | NECB_Default | NECB_Default | NECB_Default | NECB_Default | NECB_Default | NECB_Default | NECB_Default | NECB_Default | NECB_Default | NECB_Default | NECB_Default | NECB_Default | NECB_Default | NECB_Default | NECB_Default | NECB_Default | NECB_Default | NECB_Default | aws_batch | 834599497928 | btap_private_cli |  | TRUE | TRUE |  |  | 471.7204 | 55.866 | 494.9732 | 836.1864 | 511.15 | 845.2233 | 17.1 | FullServiceRestaurant |  |  | 0 | FullServiceRestaurant | 1 |  | 1 | BTAP1980TO2010 | 0.35452 | 2384.1067 | 0.72861 | 103.8109 | 64.9441 | 18.3005 | 493.7295 | 305.9454 | MONTREAL | QUEBEC | 0.23217 | 132.0203 | 0 | 132.2525 | 14.7871 | 34.5817 | 0 | 49.3687 | 0 | 0.065186 | 0 | 0 | 0.59746 | 0.27129 | 0 | 2.4747 | 0.067162 | 0.19249 | 2.6725 | 0.0013303 | 3.2699 | 0.19781 | 80.897 | 482.1782 | 17.1 | 0.678 | [5 empty] | 0.267 | 0.426 | 2.95 |  | 0 | Montreal-Trudeau Intl AP | CAN | 323 | 4090 | 45.471 | -73.741 | 6 | 4400 | QC | CAN_QC_Montreal-Trudeau.Intl.AP.716270_CWEC2016.epw | 3.2699 | 55.866 | 471.7204 | 7.5507 | 18.099 | FALSE | FALSE | FALSE | FALSE | 12.3841 | 16.2683 | 0 | 0 | 0 | 0 | 101.11 | 44.1525 | 1.0393 | 0.023539 | 379.87 | 0 | 3.2699 | 2.17 | 1.83 | 0 | 0 |  | https://s3.console.aws.amazon.com/s3/buckets/834599497928?region=ca-central-1&prefix=phylroy.lopez/reference/reference/output/f760f4a9-c674-4bff-8406-b2b23a1f799b/ | 1.0.002
545 |  | TRUE | 100 | 0 | 0 | 198.1478 |  |  |  | 0.1 | 2021-09-22 20:09:18 +0000 | 438c2ebff | 0.2.14 | :adv_dx_units: NECB_Default :airloop_economizer_type: NECB_Default :algorithm_type: parametric :analysis_id: reference :analysis_name: reference :boiler_eff: NECB_Default :btap_batch_version: 1.0.002 :building_type: RetailStripmall :chiller_type: NECB_Default :compute_environment: aws_batch :datapoint_id: d76d252d-b0f5-457c-8300-f212fe6dfebe :daylighting_type: NECB_Default :dcv_type: NECB_Default :door_construction_cond: NECB_Default :ecm_system_name: NECB_Default :electrical_loads_scale: NECB_Default :enable_costing: true :epw_file: CAN_QC_Montreal-Trudeau.Intl.AP.716270_CWEC2016.epw :erv_package: NECB_Default :ext_floor_cond: NECB_Default :ext_roof_cond: NECB_Default :ext_wall_cond: NECB_Default :fdwr_set: NECB_Default :fixed_wind_solar_trans: NECB_Default :fixed_window_cond: NECB_Default :furnace_eff: NECB_Default :glass_door_cond: NECB_Default :glass_door_solar_trans: NECB_Default :ground_floor_cond: NECB_Default :ground_roof_cond: NECB_Default :ground_wall_cond: NECB_Default :image_name: btap_private_cli :infiltration_scale: NECB_Default :lights_scale: NECB_Default :lights_type: NECB_Default :nv_delta_temp_in_out: NECB_Default :nv_opening_fraction: NECB_Default :nv_temp_out_min: NECB_Default :nv_type: NECB_Default :oa_scale: NECB_Default :occupancy_loads_scale: NECB_Default :output_meters: [] :output_variables: [] :overhead_door_cond: NECB_Default :primary_heating_fuel: NaturalGas :pv_ground_azimuth_angle: NECB_Default :pv_ground_module_description: NECB_Default :pv_ground_tilt_angle: NECB_Default :pv_ground_total_area_pv_panels_m2: NECB_Default :pv_ground_type: NECB_Default :rotation_degrees: NECB_Default :run_annual_simulation: true :s3_bucket: '834599497928' :scale_x: NECB_Default :scale_y: NECB_Default :scale_z: NECB_Default :shw_eff: NECB_Default :skylight_cond: NECB_Default :skylight_solar_trans: NECB_Default :srr_set: NECB_Default :template: NECB2011 | reference | reference | d76d252d-b0f5-457c-8300-f212fe6dfebe | NECB2011 | RetailStripmall | NaturalGas | Natural Gas | CAN_QC_Montreal-Trudeau.Intl.AP.716270_CWEC2016.epw | parametric |  | NECB_Default | NECB_Default | NECB_Default | NECB_Default | NECB_Default | NECB_Default | NECB_Default | NECB_Default | NECB_Default | NECB_Default | NECB_Default | NECB_Default | NECB_Default | NECB_Default | NECB_Default | NECB_Default | NECB_Default | NECB_Default | NECB_Default | NECB_Default | NECB_Default | NECB_Default | NECB_Default | NECB_Default | NECB_Default | NECB_Default | NECB_Default | NECB_Default | NECB_Default | NECB_Default | NECB_Default | NECB_Default | NECB_Default | NECB_Default | NECB_Default | NECB_Default | NECB_Default | NECB_Default | NECB_Default | NECB_Default | NECB_Default | NECB_Default | NECB_Default | NECB_Default | NECB_Default | aws_batch | 834599497928 | btap_private_cli |  | TRUE | TRUE |  |  | 148.3072 | 39.6756 | 97.9528 | 203.8603 | 2090.32 | 3274.4664 | 37.3 | RetailStripmall |  |  | 5 | RetailStripmall | 1 |  | 1 | NECB2011 | 0.30241 | 10827.8493 | 231.1006 | 52.0377 | 114.7023 | 5.9926 | 651.9207 | 248.0876 | MONTREAL | QUEBEC | 0.20788 | 24.1556 | 0 | 24.3635 | 13.2396 | 6.3274 | 0 | 19.567 | 0 | 0.082045 | 0 | 0 | 0.53494 | 0.16072 | 0 | 0.47387 | 0.035196 | 0.25482 | 0.48898 | 0.0021528 | 1.0239 | 0.015108 | 67.6324 | 148.6499 | 37.3 | 0.757 | [5 empty] | 0.183 | 0.247 | 2.2 | 2.2 | 5 | Montreal-Trudeau Intl AP | CAN | 323 | 4090 | 45.471 | -73.741 | 6 | 4400 | QC | CAN_QC_Montreal-Trudeau.Intl.AP.716270_CWEC2016.epw | 1.0239 | 39.6756 | 148.3072 | 7.6674 | 17.6726 | FALSE | FALSE | FALSE | FALSE | 9.8067 | 11.8782 | 0 | 0 | 0 | 0 | 31.58 | 435.9193 | 0.33705 | 0.00077318 | 123.19 | 0 | 1.0239 | 59.83 | 44.5 | 2.5 | 2.33 |  | https://s3.console.aws.amazon.com/s3/buckets/834599497928?region=ca-central-1&prefix=phylroy.lopez/reference/reference/output/d76d252d-b0f5-457c-8300-f212fe6dfebe/ | 1.0.002
546 |  | TRUE | 110 | 0 | 0 | 198.9799 |  |  |  | 0.1 | 2021-09-22 20:09:00 +0000 | 438c2ebff | 0.2.14 | :adv_dx_units: NECB_Default :airloop_economizer_type: NECB_Default :algorithm_type: parametric :analysis_id: reference :analysis_name: reference :boiler_eff: NECB_Default :btap_batch_version: 1.0.002 :building_type: RetailStripmall :chiller_type: NECB_Default :compute_environment: aws_batch :datapoint_id: 38d04345-dc87-4ec6-a6de-670d0db91b4b :daylighting_type: NECB_Default :dcv_type: NECB_Default :door_construction_cond: NECB_Default :ecm_system_name: NECB_Default :electrical_loads_scale: NECB_Default :enable_costing: true :epw_file: CAN_YT_Whitehorse.Intl.AP.719640_CWEC2016.epw :erv_package: NECB_Default :ext_floor_cond: NECB_Default :ext_roof_cond: NECB_Default :ext_wall_cond: NECB_Default :fdwr_set: NECB_Default :fixed_wind_solar_trans: NECB_Default :fixed_window_cond: NECB_Default :furnace_eff: NECB_Default :glass_door_cond: NECB_Default :glass_door_solar_trans: NECB_Default :ground_floor_cond: NECB_Default :ground_roof_cond: NECB_Default :ground_wall_cond: NECB_Default :image_name: btap_private_cli :infiltration_scale: NECB_Default :lights_scale: NECB_Default :lights_type: NECB_Default :nv_delta_temp_in_out: NECB_Default :nv_opening_fraction: NECB_Default :nv_temp_out_min: NECB_Default :nv_type: NECB_Default :oa_scale: NECB_Default :occupancy_loads_scale: NECB_Default :output_meters: [] :output_variables: [] :overhead_door_cond: NECB_Default :primary_heating_fuel: NaturalGas :pv_ground_azimuth_angle: NECB_Default :pv_ground_module_description: NECB_Default :pv_ground_tilt_angle: NECB_Default :pv_ground_total_area_pv_panels_m2: NECB_Default :pv_ground_type: NECB_Default :rotation_degrees: NECB_Default :run_annual_simulation: true :s3_bucket: '834599497928' :scale_x: NECB_Default :scale_y: NECB_Default :scale_z: NECB_Default :shw_eff: NECB_Default :skylight_cond: NECB_Default :skylight_solar_trans: NECB_Default :srr_set: NECB_Default :template: BTAP1980TO2010 | reference | reference | 38d04345-dc87-4ec6-a6de-670d0db91b4b | BTAP1980TO2010 | RetailStripmall | NaturalGas | Natural Gas | CAN_YT_Whitehorse.Intl.AP.719640_CWEC2016.epw | parametric |  | NECB_Default | NECB_Default | NECB_Default | NECB_Default | NECB_Default | NECB_Default | NECB_Default | NECB_Default | NECB_Default | NECB_Default | NECB_Default | NECB_Default | NECB_Default | NECB_Default | NECB_Default | NECB_Default | NECB_Default | NECB_Default | NECB_Default | NECB_Default | NECB_Default | NECB_Default | NECB_Default | NECB_Default | NECB_Default | NECB_Default | NECB_Default | NECB_Default | NECB_Default | NECB_Default | NECB_Default | NECB_Default | NECB_Default | NECB_Default | NECB_Default | NECB_Default | NECB_Default | NECB_Default | NECB_Default | NECB_Default | NECB_Default | NECB_Default | NECB_Default | NECB_Default | NECB_Default | aws_batch | 834599497928 | btap_private_cli |  | TRUE | TRUE |  |  | 272.8324 | 18.6711 | 251.6175 | 388.65 | 2090.32 | 3274.4664 | 14.4 | RetailStripmall |  |  | 0 | RetailStripmall | 1 |  | 1 | BTAP1980TO2010 | 0.30241 | 10827.8493 | 0.36471 | 47.5562 | 106.5155 | 5.7184 | 330.6553 | 170.5005 | WHITEHORSE | YUKON | 6.9231 | 61.9048 | 0 | 68.8279 | 15.8548 | 11.2836 | 0 | 27.1384 | 0 | 0.0088455 | 0 | 0 | 0.4451 | 0.14314 | 0 | 1.2271 | 0.035196 | 0.25482 | 1.2441 | 0.0031048 | 1.6892 | 0.01695 | 45.1349 | 273.3361 | 14.4 | 0.678 |  |  | 2.95 |  |  | 0.227 | 0.346 | 2.95 |  | 0 | Whitehorse Intl AP | CAN | 5 | 6491 | 60.709 | -135.069 | 7b | 6580 | YT | CAN_YT_Whitehorse.Intl.AP.719640_CWEC2016.epw | 1.6892 | 18.6711 | 272.8324 | 6.8689 | 13.4302 | TRUE | FALSE | FALSE | FALSE | 4.9036 | 16.8549 | 0 | 0 | 0 | 0 | 35.43 | 348.7361 | 0.33705 | 0.00096648 | 123.19 | 0 | 1.6892 | 0 | 0 | 60.5 | 32.33 |  | https://s3.console.aws.amazon.com/s3/buckets/834599497928?region=ca-central-1&prefix=phylroy.lopez/reference/reference/output/38d04345-dc87-4ec6-a6de-670d0db91b4b/ | 1.0.002
547 |  | TRUE | 112 | 0 | 0 | 199.1949 |  |  |  | 0.1 | 2021-09-22 20:09:02 +0000 | 438c2ebff | 0.2.14 | :adv_dx_units: NECB_Default :airloop_economizer_type: NECB_Default :algorithm_type: parametric :analysis_id: reference :analysis_name: reference :boiler_eff: NECB_Default :btap_batch_version: 1.0.002 :building_type: RetailStripmall :chiller_type: NECB_Default :compute_environment: aws_batch :datapoint_id: d0e51a01-18ba-431e-a669-283cdcf844ca :daylighting_type: NECB_Default :dcv_type: NECB_Default :door_construction_cond: NECB_Default :ecm_system_name: NECB_Default :electrical_loads_scale: NECB_Default :enable_costing: true :epw_file: CAN_YT_Whitehorse.Intl.AP.719640_CWEC2016.epw :erv_package: NECB_Default :ext_floor_cond: NECB_Default :ext_roof_cond: NECB_Default :ext_wall_cond: NECB_Default :fdwr_set: NECB_Default :fixed_wind_solar_trans: NECB_Default :fixed_window_cond: NECB_Default :furnace_eff: NECB_Default :glass_door_cond: NECB_Default :glass_door_solar_trans: NECB_Default :ground_floor_cond: NECB_Default :ground_roof_cond: NECB_Default :ground_wall_cond: NECB_Default :image_name: btap_private_cli :infiltration_scale: NECB_Default :lights_scale: NECB_Default :lights_type: NECB_Default :nv_delta_temp_in_out: NECB_Default :nv_opening_fraction: NECB_Default :nv_temp_out_min: NECB_Default :nv_type: NECB_Default :oa_scale: NECB_Default :occupancy_loads_scale: NECB_Default :output_meters: [] :output_variables: [] :overhead_door_cond: NECB_Default :primary_heating_fuel: Electricity :pv_ground_azimuth_angle: NECB_Default :pv_ground_module_description: NECB_Default :pv_ground_tilt_angle: NECB_Default :pv_ground_total_area_pv_panels_m2: NECB_Default :pv_ground_type: NECB_Default :rotation_degrees: NECB_Default :run_annual_simulation: true :s3_bucket: '834599497928' :scale_x: NECB_Default :scale_y: NECB_Default :scale_z: NECB_Default :shw_eff: NECB_Default :skylight_cond: NECB_Default :skylight_solar_trans: NECB_Default :srr_set: NECB_Default :template: BTAP1980TO2010 | reference | reference | d0e51a01-18ba-431e-a669-283cdcf844ca | BTAP1980TO2010 | RetailStripmall | Electricity | Electricity | CAN_YT_Whitehorse.Intl.AP.719640_CWEC2016.epw | parametric |  | NECB_Default | NECB_Default | NECB_Default | NECB_Default | NECB_Default | NECB_Default | NECB_Default | NECB_Default | NECB_Default | NECB_Default | NECB_Default | NECB_Default | NECB_Default | NECB_Default | NECB_Default | NECB_Default | NECB_Default | NECB_Default | NECB_Default | NECB_Default | NECB_Default | NECB_Default | NECB_Default | NECB_Default | NECB_Default | NECB_Default | NECB_Default | NECB_Default | NECB_Default | NECB_Default | NECB_Default | NECB_Default | NECB_Default | NECB_Default | NECB_Default | NECB_Default | NECB_Default | NECB_Default | NECB_Default | NECB_Default | NECB_Default | NECB_Default | NECB_Default | NECB_Default | NECB_Default | aws_batch | 834599497928 | btap_private_cli |  | TRUE | TRUE |  |  | 213.2952 | 18.6711 | 253.054 | 298.0883 | 2090.32 | 3274.4664 | 14.4 | RetailStripmall |  |  | 0 | RetailStripmall | 1 |  | 1 | BTAP1980TO2010 | 0.30241 | 10827.8493 | 0.36471 | 13.0217 | 106.5155 | 5.8711 | 321.1668 | 195.3937 | WHITEHORSE | YUKON | 21.2018 | 0 | 0 | 21.2018 | 48.5549 | 0 | 0 | 48.5549 | 0 | 0.0088408 | 0 | 0 | 1.3631 | 0.13918 | 0 | 0.91099 | 0.035196 | 0.25482 | 0 | 0 | 1.3631 | 0.014103 | 240.2214 | 0 | 14.4 | 0.678 |  |  | 2.95 |  |  | 0.227 | 0.346 | 2.95 |  | 0 | Whitehorse Intl AP | CAN | 5 | 6491 | 60.709 | -135.069 | 7b | 6580 | YT | CAN_YT_Whitehorse.Intl.AP.719640_CWEC2016.epw | 1.3631 | 18.6711 | 213.2952 | 6.8688 | 13.4303 | TRUE | FALSE | FALSE | FALSE | 4.9036 | 16.855 | 0 | 0.080657 | 0.00023128 | 29.48 | 0 | 348.7361 | 0.33705 | 0.00096648 | 123.19 | 0 | 1.3631 | 0 | 0 | 32.33 | 17 |  | https://s3.console.aws.amazon.com/s3/buckets/834599497928?region=ca-central-1&prefix=phylroy.lopez/reference/reference/output/d0e51a01-18ba-431e-a669-283cdcf844ca/ | 1.0.002
548 |  | TRUE | 111 | 0 | 0 | 199.2401 |  |  |  | 0.1 | 2021-09-22 20:09:19 +0000 | 438c2ebff | 0.2.14 | :adv_dx_units: NECB_Default :airloop_economizer_type: NECB_Default :algorithm_type: parametric :analysis_id: reference :analysis_name: reference :boiler_eff: NECB_Default :btap_batch_version: 1.0.002 :building_type: RetailStripmall :chiller_type: NECB_Default :compute_environment: aws_batch :datapoint_id: ce288b37-a92f-4b0a-b048-308d54ca32fa :daylighting_type: NECB_Default :dcv_type: NECB_Default :door_construction_cond: NECB_Default :ecm_system_name: NECB_Default :electrical_loads_scale: NECB_Default :enable_costing: true :epw_file: CAN_ON_Toronto.Pearson.Intl.AP.716240_CWEC2016.epw :erv_package: NECB_Default :ext_floor_cond: NECB_Default :ext_roof_cond: NECB_Default :ext_wall_cond: NECB_Default :fdwr_set: NECB_Default :fixed_wind_solar_trans: NECB_Default :fixed_window_cond: NECB_Default :furnace_eff: NECB_Default :glass_door_cond: NECB_Default :glass_door_solar_trans: NECB_Default :ground_floor_cond: NECB_Default :ground_roof_cond: NECB_Default :ground_wall_cond: NECB_Default :image_name: btap_private_cli :infiltration_scale: NECB_Default :lights_scale: NECB_Default :lights_type: NECB_Default :nv_delta_temp_in_out: NECB_Default :nv_opening_fraction: NECB_Default :nv_temp_out_min: NECB_Default :nv_type: NECB_Default :oa_scale: NECB_Default :occupancy_loads_scale: NECB_Default :output_meters: [] :output_variables: [] :overhead_door_cond: NECB_Default :primary_heating_fuel: Electricity :pv_ground_azimuth_angle: NECB_Default :pv_ground_module_description: NECB_Default :pv_ground_tilt_angle: NECB_Default :pv_ground_total_area_pv_panels_m2: NECB_Default :pv_ground_type: NECB_Default :rotation_degrees: NECB_Default :run_annual_simulation: true :s3_bucket: '834599497928' :scale_x: NECB_Default :scale_y: NECB_Default :scale_z: NECB_Default :shw_eff: NECB_Default :skylight_cond: NECB_Default :skylight_solar_trans: NECB_Default :srr_set: NECB_Default :template: BTAP1980TO2010 | reference | reference | ce288b37-a92f-4b0a-b048-308d54ca32fa | BTAP1980TO2010 | RetailStripmall | Electricity | Electricity | CAN_ON_Toronto.Pearson.Intl.AP.716240_CWEC2016.epw | parametric |  | NECB_Default | NECB_Default | NECB_Default | NECB_Default | NECB_Default | NECB_Default | NECB_Default | NECB_Default | NECB_Default | NECB_Default | NECB_Default | NECB_Default | NECB_Default | NECB_Default | NECB_Default | NECB_Default | NECB_Default | NECB_Default | NECB_Default | NECB_Default | NECB_Default | NECB_Default | NECB_Default | NECB_Default | NECB_Default | NECB_Default | NECB_Default | NECB_Default | NECB_Default | NECB_Default | NECB_Default | NECB_Default | NECB_Default | NECB_Default | NECB_Default | NECB_Default | NECB_Default | NECB_Default | NECB_Default | NECB_Default | NECB_Default | NECB_Default | NECB_Default | NECB_Default | NECB_Default | aws_batch | 834599497928 | btap_private_cli |  | TRUE | TRUE |  |  | 194.7436 | 41.1282 | 193.1762 | 259.8207 | 2090.32 | 3274.4664 | 14.4 | RetailStripmall |  |  | 0 | RetailStripmall | 1 |  | 1 | BTAP1980TO2010 | 0.30241 | 10827.8493 | 0.55894 | 26.5344 | 128.3751 | 6.252 | 412.202 | 250.4815 | TORONTO | ONTARIO | 6.806 | 0 | 0 | 6.806 | 54.5291 | 0 | 0 | 54.5291 | 0 | 0.065349 | 0 | 0 | 1.2254 | 0.16229 | 0 | 0.69543 | 0.035196 | 0.25482 | 0 | 0 | 1.2254 | 0.01229 | 222.9793 | 0 | 14.4 | 0.678 |  |  | 3.35 |  |  | 0.296 | 0.682 | 3.35 |  | 0 | Toronto Pearson Intl AP | CAN | 382 | 3615 | 43.677 | -79.631 | 5 | 3890 | ON | CAN_ON_Toronto.Pearson.Intl.AP.716240_CWEC2016.epw | 1.2254 | 41.1282 | 194.7436 | 8.7466 | 14.8665 | FALSE | FALSE | FALSE | FALSE | 9.9229 | 6.1473 | 0 | 0.070287 | 0.00020155 | 25.69 | 0 | 348.7361 | 0.33705 | 0.00096648 | 123.19 | 0 | 1.2254 | 11 | 10.5 | 0.5 | 0.33 |  | https://s3.console.aws.amazon.com/s3/buckets/834599497928?region=ca-central-1&prefix=phylroy.lopez/reference/reference/output/ce288b37-a92f-4b0a-b048-308d54ca32fa/ | 1.0.002
549 |  | TRUE | 50 | 0 | 0 | 131.5725 |  |  |  | 0.1 | 2021-09-22 20:09:17 +0000 | 438c2ebff | 0.2.14 | :adv_dx_units: NECB_Default :airloop_economizer_type: NECB_Default :algorithm_type: parametric :analysis_id: reference :analysis_name: reference :boiler_eff: NECB_Default :btap_batch_version: 1.0.002 :building_type: FullServiceRestaurant :chiller_type: NECB_Default :compute_environment: aws_batch :datapoint_id: a4283803-d989-44b9-83a4-6e66832ac457 :daylighting_type: NECB_Default :dcv_type: NECB_Default :door_construction_cond: NECB_Default :ecm_system_name: NECB_Default :electrical_loads_scale: NECB_Default :enable_costing: true :epw_file: CAN_AB_Calgary.Intl.AP.718770_CWEC2016.epw :erv_package: NECB_Default :ext_floor_cond: NECB_Default :ext_roof_cond: NECB_Default :ext_wall_cond: NECB_Default :fdwr_set: NECB_Default :fixed_wind_solar_trans: NECB_Default :fixed_window_cond: NECB_Default :furnace_eff: NECB_Default :glass_door_cond: NECB_Default :glass_door_solar_trans: NECB_Default :ground_floor_cond: NECB_Default :ground_roof_cond: NECB_Default :ground_wall_cond: NECB_Default :image_name: btap_private_cli :infiltration_scale: NECB_Default :lights_scale: NECB_Default :lights_type: NECB_Default :nv_delta_temp_in_out: NECB_Default :nv_opening_fraction: NECB_Default :nv_temp_out_min: NECB_Default :nv_type: NECB_Default :oa_scale: NECB_Default :occupancy_loads_scale: NECB_Default :output_meters: [] :output_variables: [] :overhead_door_cond: NECB_Default :primary_heating_fuel: Electricity :pv_ground_azimuth_angle: NECB_Default :pv_ground_module_description: NECB_Default :pv_ground_tilt_angle: NECB_Default :pv_ground_total_area_pv_panels_m2: NECB_Default :pv_ground_type: NECB_Default :rotation_degrees: NECB_Default :run_annual_simulation: true :s3_bucket: '834599497928' :scale_x: NECB_Default :scale_y: NECB_Default :scale_z: NECB_Default :shw_eff: NECB_Default :skylight_cond: NECB_Default :skylight_solar_trans: NECB_Default :srr_set: NECB_Default :template: BTAP1980TO2010 | reference | reference | a4283803-d989-44b9-83a4-6e66832ac457 | BTAP1980TO2010 | FullServiceRestaurant | Electricity | Electricity | CAN_AB_Calgary.Intl.AP.718770_CWEC2016.epw | parametric |  | NECB_Default | NECB_Default | NECB_Default | NECB_Default | NECB_Default | NECB_Default | NECB_Default | NECB_Default | NECB_Default | NECB_Default | NECB_Default | NECB_Default | NECB_Default | NECB_Default | NECB_Default | NECB_Default | NECB_Default | NECB_Default | NECB_Default | NECB_Default | NECB_Default | NECB_Default | NECB_Default | NECB_Default | NECB_Default | NECB_Default | NECB_Default | NECB_Default | NECB_Default | NECB_Default | NECB_Default | NECB_Default | NECB_Default | NECB_Default | NECB_Default | NECB_Default | NECB_Default | NECB_Default | NECB_Default | NECB_Default | NECB_Default | NECB_Default | NECB_Default | NECB_Default | NECB_Default | aws_batch | 834599497928 | btap_private_cli |  | TRUE | TRUE |  |  | 306.5546 | 34.0326 | 469.4915 | 595.2047 | 511.15 | 845.2233 | 17.1 | FullServiceRestaurant |  |  | 0 | FullServiceRestaurant | 1 |  | 1 | BTAP1980TO2010 | 0.35452 | 2384.1067 | 0.75514 | 15.6929 | 68.0389 | 32.0694 | 454.7603 | 338.204 | CALGARY | ALBERTA | 527.2263 | 0 | 0 | 527.2263 | 49.9701 | 0 | 0 | 49.9701 | 0 | 0.020522 | 0 | 0 | 2.4024 | 0.26908 | 0 | 1.6902 | 0.067162 | 0.19249 | 0 | 0 | 2.4024 | 0.16297 | 340.0213 | 0 | 17.1 | 0.678 | [5 empty] | 0.227 | 0.346 | 2.95 |  | 0 | Calgary Intl AP | CAN | 64 | 4781 | 51.114 | -114.02 | 7a | 5000 | AB | CAN_AB_Calgary.Intl.AP.718770_CWEC2016.epw | 2.4024 | 34.0326 | 306.5546 | 4.985 | 18.2919 | FALSE | FALSE | FALSE | FALSE | 11.4418 | 17.6327 | 0 | 0.22791 | 0.0051618 | 83.3 | 0 | 44.1525 | 1.0393 | 0.023539 | 379.87 | 0 | 2.4024 | 0 | 0 | 0 | 0 |  | https://s3.console.aws.amazon.com/s3/buckets/834599497928?region=ca-central-1&prefix=phylroy.lopez/reference/reference/output/a4283803-d989-44b9-83a4-6e66832ac457/ | 1.0.002
550 |  | TRUE | 260 | 6 | 0 | 854.5107 |  |  |  | 0.1 | 2021-09-22 20:09:26 +0000 | 438c2ebff | 0.2.14 | :adv_dx_units: NECB_Default :airloop_economizer_type: NECB_Default :algorithm_type: parametric :analysis_id: reference :analysis_name: reference :boiler_eff: NECB_Default :btap_batch_version: 1.0.002 :building_type: LargeOffice :chiller_type: NECB_Default :compute_environment: aws_batch :datapoint_id: 4e72ef3a-044e-43e9-b967-f0a4aed5d428 :daylighting_type: NECB_Default :dcv_type: NECB_Default :door_construction_cond: NECB_Default :ecm_system_name: NECB_Default :electrical_loads_scale: NECB_Default :enable_costing: true :epw_file: CAN_BC_Vancouver.Intl.AP.718920_CWEC2016.epw :erv_package: NECB_Default :ext_floor_cond: NECB_Default :ext_roof_cond: NECB_Default :ext_wall_cond: NECB_Default :fdwr_set: NECB_Default :fixed_wind_solar_trans: NECB_Default :fixed_window_cond: NECB_Default :furnace_eff: NECB_Default :glass_door_cond: NECB_Default :glass_door_solar_trans: NECB_Default :ground_floor_cond: NECB_Default :ground_roof_cond: NECB_Default :ground_wall_cond: NECB_Default :image_name: btap_private_cli :infiltration_scale: NECB_Default :lights_scale: NECB_Default :lights_type: NECB_Default :nv_delta_temp_in_out: NECB_Default :nv_opening_fraction: NECB_Default :nv_temp_out_min: NECB_Default :nv_type: NECB_Default :oa_scale: NECB_Default :occupancy_loads_scale: NECB_Default :output_meters: [] :output_variables: [] :overhead_door_cond: NECB_Default :primary_heating_fuel: NaturalGas :pv_ground_azimuth_angle: NECB_Default :pv_ground_module_description: NECB_Default :pv_ground_tilt_angle: NECB_Default :pv_ground_total_area_pv_panels_m2: NECB_Default :pv_ground_type: NECB_Default :rotation_degrees: NECB_Default :run_annual_simulation: true :s3_bucket: '834599497928' :scale_x: NECB_Default :scale_y: NECB_Default :scale_z: NECB_Default :shw_eff: NECB_Default :skylight_cond: NECB_Default :skylight_solar_trans: NECB_Default :srr_set: NECB_Default :template: NECB2017 | reference | reference | 4e72ef3a-044e-43e9-b967-f0a4aed5d428 | NECB2017 | LargeOffice | NaturalGas | Natural Gas | CAN_BC_Vancouver.Intl.AP.718920_CWEC2016.epw | parametric |  | NECB_Default | NECB_Default | NECB_Default | NECB_Default | NECB_Default | NECB_Default | NECB_Default | NECB_Default | NECB_Default | NECB_Default | NECB_Default | NECB_Default | NECB_Default | NECB_Default | NECB_Default | NECB_Default | NECB_Default | NECB_Default | NECB_Default | NECB_Default | NECB_Default | NECB_Default | NECB_Default | NECB_Default | NECB_Default | NECB_Default | NECB_Default | NECB_Default | NECB_Default | NECB_Default | NECB_Default | NECB_Default | NECB_Default | NECB_Default | NECB_Default | NECB_Default | NECB_Default | NECB_Default | NECB_Default | NECB_Default | NECB_Default | NECB_Default | NECB_Default | NECB_Default | NECB_Default | aws_batch | 834599497928 | btap_private_cli |  | TRUE | TRUE |  |  | 25.274 | 8.0707 | 9.6678 | 52.6208 | 46320.38 | 15152.6411 | 40 | LargeOffice |  |  | 0 | LargeOffice | 12 |  | 13 | NECB2017 | 0.085057 | 178146.0371 | 27.8545 | 35.7555 | 63.3242 | 1.9535 | 252.173 | 123.2852 | VANCOUVER | BRITISH COLUMBIA | 0.79676 | 4.7702 | 0 | 5.567 | 7.9565 | 1.0702 | 0 | 9.0266 | 0 | 0.017073 | 0 | 0 | 0.28115 | 0.064787 | 0.0046522 | 0.048232 | 0.09479 | 0.08574 | 0.094621 | 0.012953 | 0.37577 | 0.046389 | 34.1307 | 25.2794 | 40 | 0.757 |  | 0.568 |  |  |  | 0.193 | 0.315 | 2.1 |  | 0 | Vancouver Intl AP | CAN | 42 | 2797 | 49.195 | -123.184 | 4 | 2800 | BC | CAN_BC_Vancouver.Intl.AP.718920_CWEC2016.epw | 0.37577 | 8.0707 | 25.274 | 20.0637 | 23.7489 | TRUE | TRUE | TRUE | FALSE | 12.4809 | 9.2642 | 0 | 0 | 0 | 0 | 2148.75 | 2318.7204 | 25.4096 | 0.010958 | 9287.2 | 0.0011502 | 0.37577 | 119.5 | 101.5 | 390.67 | 389.33 |  | https://s3.console.aws.amazon.com/s3/buckets/834599497928?region=ca-central-1&prefix=phylroy.lopez/reference/reference/output/4e72ef3a-044e-43e9-b967-f0a4aed5d428/ | 1.0.002
551 |  | TRUE | 102 | 0 | 0 | 197.0398 |  |  |  | 0.1 | 2021-09-22 20:09:11 +0000 | 438c2ebff | 0.2.14 | :adv_dx_units: NECB_Default :airloop_economizer_type: NECB_Default :algorithm_type: parametric :analysis_id: reference :analysis_name: reference :boiler_eff: NECB_Default :btap_batch_version: 1.0.002 :building_type: RetailStripmall :chiller_type: NECB_Default :compute_environment: aws_batch :datapoint_id: 8e72e15a-f0dc-40c5-80e4-0a3a0bc82826 :daylighting_type: NECB_Default :dcv_type: NECB_Default :door_construction_cond: NECB_Default :ecm_system_name: NECB_Default :electrical_loads_scale: NECB_Default :enable_costing: true :epw_file: CAN_NS_Halifax.Dockyard.713280_CWEC2016.epw :erv_package: NECB_Default :ext_floor_cond: NECB_Default :ext_roof_cond: NECB_Default :ext_wall_cond: NECB_Default :fdwr_set: NECB_Default :fixed_wind_solar_trans: NECB_Default :fixed_window_cond: NECB_Default :furnace_eff: NECB_Default :glass_door_cond: NECB_Default :glass_door_solar_trans: NECB_Default :ground_floor_cond: NECB_Default :ground_roof_cond: NECB_Default :ground_wall_cond: NECB_Default :image_name: btap_private_cli :infiltration_scale: NECB_Default :lights_scale: NECB_Default :lights_type: NECB_Default :nv_delta_temp_in_out: NECB_Default :nv_opening_fraction: NECB_Default :nv_temp_out_min: NECB_Default :nv_type: NECB_Default :oa_scale: NECB_Default :occupancy_loads_scale: NECB_Default :output_meters: [] :output_variables: [] :overhead_door_cond: NECB_Default :primary_heating_fuel: Electricity :pv_ground_azimuth_angle: NECB_Default :pv_ground_module_description: NECB_Default :pv_ground_tilt_angle: NECB_Default :pv_ground_total_area_pv_panels_m2: NECB_Default :pv_ground_type: NECB_Default :rotation_degrees: NECB_Default :run_annual_simulation: true :s3_bucket: '834599497928' :scale_x: NECB_Default :scale_y: NECB_Default :scale_z: NECB_Default :shw_eff: NECB_Default :skylight_cond: NECB_Default :skylight_solar_trans: NECB_Default :srr_set: NECB_Default :template: NECB2015 | reference | reference | 8e72e15a-f0dc-40c5-80e4-0a3a0bc82826 | NECB2015 | RetailStripmall | Electricity | Electricity | CAN_NS_Halifax.Dockyard.713280_CWEC2016.epw | parametric |  | NECB_Default | NECB_Default | NECB_Default | NECB_Default | NECB_Default | NECB_Default | NECB_Default | NECB_Default | NECB_Default | NECB_Default | NECB_Default | NECB_Default | NECB_Default | NECB_Default | NECB_Default | NECB_Default | NECB_Default | NECB_Default | NECB_Default | NECB_Default | NECB_Default | NECB_Default | NECB_Default | NECB_Default | NECB_Default | NECB_Default | NECB_Default | NECB_Default | NECB_Default | NECB_Default | NECB_Default | NECB_Default | NECB_Default | NECB_Default | NECB_Default | NECB_Default | NECB_Default | NECB_Default | NECB_Default | NECB_Default | NECB_Default | NECB_Default | NECB_Default | NECB_Default | NECB_Default | aws_batch | 834599497928 | btap_private_cli |  | TRUE | TRUE |  |  | 83.5094 | 29.0894 | 74.9061 | 136.1673 | 2090.32 | 3274.4664 | 40 | RetailStripmall |  |  | 5 | RetailStripmall | 1 |  | 1 | NECB2015 | 0.30241 | 10827.8493 | 216.6414 | 12.7977 | 122.0969 | 6.1017 | 629.3484 | 271.7107 | HALIFAX | NOVA SCOTIA | 152.2075 | 0 | 0 | 152.2075 | 29.8507 | 0 | 0 | 29.8507 | 0 | 0.04141 | 0 | 0 | 0.75058 | 0.1661 | 0 | 0.26966 | 0.036162 | 0.22421 | 0 | 0 | 0.75058 | 0.013027 | 104.5718 | 0 | 40 | 0.757 | [5 empty] | 0.183 | 0.247 | 2.2 | 2.2 | 5 | Halifax Dockyard | CAN | 112 | 3647 | 44.655 | -63.577 | 6 | 4000 | NS | CAN_NS_Halifax.Dockyard.713280_CWEC2016.epw | 0.75059 | 29.0894 | 83.5094 | 6.5328 | 16.2531 | FALSE | FALSE | FALSE | FALSE | 5.0668 | 4.7793 | 0 | 0.074501 | 0.00017102 | 27.23 | 0 | 435.6285 | 0.35319 | 0.00081075 | 129.09 | 0 | 0.75058 | 18.5 | 17.5 | 0.33 | 0.33 |  | https://s3.console.aws.amazon.com/s3/buckets/834599497928?region=ca-central-1&prefix=phylroy.lopez/reference/reference/output/8e72e15a-f0dc-40c5-80e4-0a3a0bc82826/ | 1.0.002
552 |  | TRUE | 114 | 0 | 0 | 192.2102 |  |  |  | 0.1 | 2021-09-22 20:09:13 +0000 | 438c2ebff | 0.2.14 | :adv_dx_units: NECB_Default :airloop_economizer_type: NECB_Default :algorithm_type: parametric :analysis_id: reference :analysis_name: reference :boiler_eff: NECB_Default :btap_batch_version: 1.0.002 :building_type: RetailStripmall :chiller_type: NECB_Default :compute_environment: aws_batch :datapoint_id: 7da9bf67-19cd-41f8-b4f6-f3db019be6d4 :daylighting_type: NECB_Default :dcv_type: NECB_Default :door_construction_cond: NECB_Default :ecm_system_name: NECB_Default :electrical_loads_scale: NECB_Default :enable_costing: true :epw_file: CAN_QC_Montreal-Trudeau.Intl.AP.716270_CWEC2016.epw :erv_package: NECB_Default :ext_floor_cond: NECB_Default :ext_roof_cond: NECB_Default :ext_wall_cond: NECB_Default :fdwr_set: NECB_Default :fixed_wind_solar_trans: NECB_Default :fixed_window_cond: NECB_Default :furnace_eff: NECB_Default :glass_door_cond: NECB_Default :glass_door_solar_trans: NECB_Default :ground_floor_cond: NECB_Default :ground_roof_cond: NECB_Default :ground_wall_cond: NECB_Default :image_name: btap_private_cli :infiltration_scale: NECB_Default :lights_scale: NECB_Default :lights_type: NECB_Default :nv_delta_temp_in_out: NECB_Default :nv_opening_fraction: NECB_Default :nv_temp_out_min: NECB_Default :nv_type: NECB_Default :oa_scale: NECB_Default :occupancy_loads_scale: NECB_Default :output_meters: [] :output_variables: [] :overhead_door_cond: NECB_Default :primary_heating_fuel: Electricity :pv_ground_azimuth_angle: NECB_Default :pv_ground_module_description: NECB_Default :pv_ground_tilt_angle: NECB_Default :pv_ground_total_area_pv_panels_m2: NECB_Default :pv_ground_type: NECB_Default :rotation_degrees: NECB_Default :run_annual_simulation: true :s3_bucket: '834599497928' :scale_x: NECB_Default :scale_y: NECB_Default :scale_z: NECB_Default :shw_eff: NECB_Default :skylight_cond: NECB_Default :skylight_solar_trans: NECB_Default :srr_set: NECB_Default :template: NECB2017 | reference | reference | 7da9bf67-19cd-41f8-b4f6-f3db019be6d4 | NECB2017 | RetailStripmall | Electricity | Electricity | CAN_QC_Montreal-Trudeau.Intl.AP.716270_CWEC2016.epw | parametric |  | NECB_Default | NECB_Default | NECB_Default | NECB_Default | NECB_Default | NECB_Default | NECB_Default | NECB_Default | NECB_Default | NECB_Default | NECB_Default | NECB_Default | NECB_Default | NECB_Default | NECB_Default | NECB_Default | NECB_Default | NECB_Default | NECB_Default | NECB_Default | NECB_Default | NECB_Default | NECB_Default | NECB_Default | NECB_Default | NECB_Default | NECB_Default | NECB_Default | NECB_Default | NECB_Default | NECB_Default | NECB_Default | NECB_Default | NECB_Default | NECB_Default | NECB_Default | NECB_Default | NECB_Default | NECB_Default | NECB_Default | NECB_Default | NECB_Default | NECB_Default | NECB_Default | NECB_Default | aws_batch | 834599497928 | btap_private_cli |  | TRUE | TRUE |  |  | 114.4813 | 31.573 | 65.9349 | 122.5251 | 2090.32 | 3274.4664 | 37.3 | RetailStripmall |  |  | 2 | RetailStripmall | 1 |  | 1 | NECB2017 | 0.30241 | 10827.8493 | 236.7199 | 13.0029 | 114.7023 | 6.0488 | 615.1262 | 244.6525 | MONTREAL | QUEBEC | 0.26332 | 0 | 0 | 0.26332 | 16.7709 | 0 | 0 | 16.7709 | 0 | 0.063832 | 0 | 0 | 0.67761 | 0.12677 | 0.010927 | 0.23737 | 0.036162 | 0.18943 | 0 | 0 | 0.67761 | 0.013122 | 132.3817 | 0 | 37.3 | 0.757 | [5 empty] | 0.156 | 0.247 | 1.9 | 1.9 | 2 | Montreal-Trudeau Intl AP | CAN | 323 | 4090 | 45.471 | -73.741 | 6 | 4400 | QC | CAN_QC_Montreal-Trudeau.Intl.AP.716270_CWEC2016.epw | 0.67761 | 31.573 | 114.4813 | 7.6674 | 17.6725 | FALSE | FALSE | FALSE | FALSE | 9.8057 | 11.8766 | 0 | 0.075048 | 0.00017227 | 27.43 | 0 | 435.6285 | 0.35319 | 0.00081075 | 129.09 | 0 | 0.67761 | 38 | 30.33 | 1 | 1 |  | https://s3.console.aws.amazon.com/s3/buckets/834599497928?region=ca-central-1&prefix=phylroy.lopez/reference/reference/output/7da9bf67-19cd-41f8-b4f6-f3db019be6d4/ | 1.0.002
553 |  | TRUE | 47 | 0 | 0 | 132.401 |  |  |  | 0.1 | 2021-09-22 20:09:23 +0000 | 438c2ebff | 0.2.14 | :adv_dx_units: NECB_Default :airloop_economizer_type: NECB_Default :algorithm_type: parametric :analysis_id: reference :analysis_name: reference :boiler_eff: NECB_Default :btap_batch_version: 1.0.002 :building_type: FullServiceRestaurant :chiller_type: NECB_Default :compute_environment: aws_batch :datapoint_id: ea32bb1b-c20d-45b1-b647-dd05b5e99519 :daylighting_type: NECB_Default :dcv_type: NECB_Default :door_construction_cond: NECB_Default :ecm_system_name: NECB_Default :electrical_loads_scale: NECB_Default :enable_costing: true :epw_file: CAN_NS_Halifax.Dockyard.713280_CWEC2016.epw :erv_package: NECB_Default :ext_floor_cond: NECB_Default :ext_roof_cond: NECB_Default :ext_wall_cond: NECB_Default :fdwr_set: NECB_Default :fixed_wind_solar_trans: NECB_Default :fixed_window_cond: NECB_Default :furnace_eff: NECB_Default :glass_door_cond: NECB_Default :glass_door_solar_trans: NECB_Default :ground_floor_cond: NECB_Default :ground_roof_cond: NECB_Default :ground_wall_cond: NECB_Default :image_name: btap_private_cli :infiltration_scale: NECB_Default :lights_scale: NECB_Default :lights_type: NECB_Default :nv_delta_temp_in_out: NECB_Default :nv_opening_fraction: NECB_Default :nv_temp_out_min: NECB_Default :nv_type: NECB_Default :oa_scale: NECB_Default :occupancy_loads_scale: NECB_Default :output_meters: [] :output_variables: [] :overhead_door_cond: NECB_Default :primary_heating_fuel: Electricity :pv_ground_azimuth_angle: NECB_Default :pv_ground_module_description: NECB_Default :pv_ground_tilt_angle: NECB_Default :pv_ground_total_area_pv_panels_m2: NECB_Default :pv_ground_type: NECB_Default :rotation_degrees: NECB_Default :run_annual_simulation: true :s3_bucket: '834599497928' :scale_x: NECB_Default :scale_y: NECB_Default :scale_z: NECB_Default :shw_eff: NECB_Default :skylight_cond: NECB_Default :skylight_solar_trans: NECB_Default :srr_set: NECB_Default :template: BTAP1980TO2010 | reference | reference | ea32bb1b-c20d-45b1-b647-dd05b5e99519 | BTAP1980TO2010 | FullServiceRestaurant | Electricity | Electricity | CAN_NS_Halifax.Dockyard.713280_CWEC2016.epw | parametric |  | NECB_Default | NECB_Default | NECB_Default | NECB_Default | NECB_Default | NECB_Default | NECB_Default | NECB_Default | NECB_Default | NECB_Default | NECB_Default | NECB_Default | NECB_Default | NECB_Default | NECB_Default | NECB_Default | NECB_Default | NECB_Default | NECB_Default | NECB_Default | NECB_Default | NECB_Default | NECB_Default | NECB_Default | NECB_Default | NECB_Default | NECB_Default | NECB_Default | NECB_Default | NECB_Default | NECB_Default | NECB_Default | NECB_Default | NECB_Default | NECB_Default | NECB_Default | NECB_Default | NECB_Default | NECB_Default | NECB_Default | NECB_Default | NECB_Default | NECB_Default | NECB_Default | NECB_Default | aws_batch | 834599497928 | btap_private_cli |  | TRUE | TRUE |  |  | 267.5813 | 25.1268 | 442.9609 | 563.8049 | 511.15 | 845.2233 | 17.1 | FullServiceRestaurant |  |  | 0 | FullServiceRestaurant | 1 |  | 1 | BTAP1980TO2010 | 0.35452 | 2384.1067 | 0.73499 | 14.217 | 68.9804 | 31.8636 | 454.4471 | 338.6511 | HALIFAX | NOVA SCOTIA | 464.2464 | 0 | 0 | 464.2464 | 91.0474 | 0 | 0 | 91.0474 | 0 | 0.019485 | 0 | 0 | 2.2893 | 0.26272 | 0 | 1.5947 | 0.067162 | 0.19249 | 0 | 0 | 2.2893 | 0.15281 | 297.5367 | 0 | 17.1 | 0.678 | [5 empty] | 0.267 | 0.426 | 2.95 |  | 0 | Halifax Dockyard | CAN | 112 | 3647 | 44.655 | -63.577 | 6 | 4000 | NS | CAN_NS_Halifax.Dockyard.713280_CWEC2016.epw | 2.2893 | 25.1268 | 267.5813 | 6.1606 | 16.5718 | TRUE | FALSE | FALSE | FALSE | 6.9876 | 8.9617 | 0 | 0.21371 | 0.0048402 | 78.11 | 0 | 44.1525 | 1.0393 | 0.023539 | 379.87 | 0 | 2.2893 | 1.17 | 0.67 | 0 | 0 |  | https://s3.console.aws.amazon.com/s3/buckets/834599497928?region=ca-central-1&prefix=phylroy.lopez/reference/reference/output/ea32bb1b-c20d-45b1-b647-dd05b5e99519/ | 1.0.002
554 |  | TRUE | 100 | 0 | 0 | 195.4777 |  |  |  | 0.1 | 2021-09-22 20:09:26 +0000 | 438c2ebff | 0.2.14 | :adv_dx_units: NECB_Default :airloop_economizer_type: NECB_Default :algorithm_type: parametric :analysis_id: reference :analysis_name: reference :boiler_eff: NECB_Default :btap_batch_version: 1.0.002 :building_type: RetailStripmall :chiller_type: NECB_Default :compute_environment: aws_batch :datapoint_id: dc39f5bb-4cec-4688-bd98-f6ae5619c86a :daylighting_type: NECB_Default :dcv_type: NECB_Default :door_construction_cond: NECB_Default :ecm_system_name: NECB_Default :electrical_loads_scale: NECB_Default :enable_costing: true :epw_file: CAN_AB_Calgary.Intl.AP.718770_CWEC2016.epw :erv_package: NECB_Default :ext_floor_cond: NECB_Default :ext_roof_cond: NECB_Default :ext_wall_cond: NECB_Default :fdwr_set: NECB_Default :fixed_wind_solar_trans: NECB_Default :fixed_window_cond: NECB_Default :furnace_eff: NECB_Default :glass_door_cond: NECB_Default :glass_door_solar_trans: NECB_Default :ground_floor_cond: NECB_Default :ground_roof_cond: NECB_Default :ground_wall_cond: NECB_Default :image_name: btap_private_cli :infiltration_scale: NECB_Default :lights_scale: NECB_Default :lights_type: NECB_Default :nv_delta_temp_in_out: NECB_Default :nv_opening_fraction: NECB_Default :nv_temp_out_min: NECB_Default :nv_type: NECB_Default :oa_scale: NECB_Default :occupancy_loads_scale: NECB_Default :output_meters: [] :output_variables: [] :overhead_door_cond: NECB_Default :primary_heating_fuel: NaturalGas :pv_ground_azimuth_angle: NECB_Default :pv_ground_module_description: NECB_Default :pv_ground_tilt_angle: NECB_Default :pv_ground_total_area_pv_panels_m2: NECB_Default :pv_ground_type: NECB_Default :rotation_degrees: NECB_Default :run_annual_simulation: true :s3_bucket: '834599497928' :scale_x: NECB_Default :scale_y: NECB_Default :scale_z: NECB_Default :shw_eff: NECB_Default :skylight_cond: NECB_Default :skylight_solar_trans: NECB_Default :srr_set: NECB_Default :template: NECB2015 | reference | reference | dc39f5bb-4cec-4688-bd98-f6ae5619c86a | NECB2015 | RetailStripmall | NaturalGas | Natural Gas | CAN_AB_Calgary.Intl.AP.718770_CWEC2016.epw | parametric |  | NECB_Default | NECB_Default | NECB_Default | NECB_Default | NECB_Default | NECB_Default | NECB_Default | NECB_Default | NECB_Default | NECB_Default | NECB_Default | NECB_Default | NECB_Default | NECB_Default | NECB_Default | NECB_Default | NECB_Default | NECB_Default | NECB_Default | NECB_Default | NECB_Default | NECB_Default | NECB_Default | NECB_Default | NECB_Default | NECB_Default | NECB_Default | NECB_Default | NECB_Default | NECB_Default | NECB_Default | NECB_Default | NECB_Default | NECB_Default | NECB_Default | NECB_Default | NECB_Default | NECB_Default | NECB_Default | NECB_Default | NECB_Default | NECB_Default | NECB_Default | NECB_Default | NECB_Default | aws_batch | 834599497928 | btap_private_cli |  | TRUE | TRUE |  |  | 137.9571 | 33.0963 | 88.8394 | 188.1623 | 2090.32 | 3274.4664 | 33.3 | RetailStripmall |  |  | 5 | RetailStripmall | 1 |  | 1 | NECB2015 | 0.30241 | 10827.8493 | 240.4634 | 51.2809 | 121.3775 | 6.1894 | 684.2495 | 264.9383 | CALGARY | ALBERTA | 107.0632 | 22.7034 | 0 | 129.7665 | 10.1474 | 1.6197 | 0 | 11.767 | 0 | 0.042759 | 0 | 0 | 0.48785 | 0.18195 | 0 | 0.43345 | 0.036162 | 0.22421 | 0.44991 | 0.0027651 | 0.93776 | 0.016466 | 59.7671 | 138.4671 | 33.3 | 0.757 | [5 empty] | 0.162 | 0.21 | 2.2 | 2.2 | 5 | Calgary Intl AP | CAN | 64 | 4781 | 51.114 | -114.02 | 7a | 5000 | AB | CAN_AB_Calgary.Intl.AP.718770_CWEC2016.epw | 0.93777 | 33.0963 | 137.9571 | 5.4568 | 17.7714 | FALSE | FALSE | FALSE | FALSE | 9.2242 | 13.1194 | 0 | 0 | 0 | 0 | 34.42 | 435.6285 | 0.35319 | 0.00081075 | 129.09 | 0 | 0.93776 | 15.67 | 15.5 | 7.17 | 7.17 |  | https://s3.console.aws.amazon.com/s3/buckets/834599497928?region=ca-central-1&prefix=phylroy.lopez/reference/reference/output/dc39f5bb-4cec-4688-bd98-f6ae5619c86a/ | 1.0.002
555 |  | TRUE | 102 | 0 | 0 | 199.1093 |  |  |  | 0.1 | 2021-09-22 20:09:10 +0000 | 438c2ebff | 0.2.14 | :adv_dx_units: NECB_Default :airloop_economizer_type: NECB_Default :algorithm_type: parametric :analysis_id: reference :analysis_name: reference :boiler_eff: NECB_Default :btap_batch_version: 1.0.002 :building_type: RetailStripmall :chiller_type: NECB_Default :compute_environment: aws_batch :datapoint_id: 20f5ca8c-bf43-4db5-a45d-c7df23aab54c :daylighting_type: NECB_Default :dcv_type: NECB_Default :door_construction_cond: NECB_Default :ecm_system_name: NECB_Default :electrical_loads_scale: NECB_Default :enable_costing: true :epw_file: CAN_AB_Calgary.Intl.AP.718770_CWEC2016.epw :erv_package: NECB_Default :ext_floor_cond: NECB_Default :ext_roof_cond: NECB_Default :ext_wall_cond: NECB_Default :fdwr_set: NECB_Default :fixed_wind_solar_trans: NECB_Default :fixed_window_cond: NECB_Default :furnace_eff: NECB_Default :glass_door_cond: NECB_Default :glass_door_solar_trans: NECB_Default :ground_floor_cond: NECB_Default :ground_roof_cond: NECB_Default :ground_wall_cond: NECB_Default :image_name: btap_private_cli :infiltration_scale: NECB_Default :lights_scale: NECB_Default :lights_type: NECB_Default :nv_delta_temp_in_out: NECB_Default :nv_opening_fraction: NECB_Default :nv_temp_out_min: NECB_Default :nv_type: NECB_Default :oa_scale: NECB_Default :occupancy_loads_scale: NECB_Default :output_meters: [] :output_variables: [] :overhead_door_cond: NECB_Default :primary_heating_fuel: Electricity :pv_ground_azimuth_angle: NECB_Default :pv_ground_module_description: NECB_Default :pv_ground_tilt_angle: NECB_Default :pv_ground_total_area_pv_panels_m2: NECB_Default :pv_ground_type: NECB_Default :rotation_degrees: NECB_Default :run_annual_simulation: true :s3_bucket: '834599497928' :scale_x: NECB_Default :scale_y: NECB_Default :scale_z: NECB_Default :shw_eff: NECB_Default :skylight_cond: NECB_Default :skylight_solar_trans: NECB_Default :srr_set: NECB_Default :template: NECB2011 | reference | reference | 20f5ca8c-bf43-4db5-a45d-c7df23aab54c | NECB2011 | RetailStripmall | Electricity | Electricity | CAN_AB_Calgary.Intl.AP.718770_CWEC2016.epw | parametric |  | NECB_Default | NECB_Default | NECB_Default | NECB_Default | NECB_Default | NECB_Default | NECB_Default | NECB_Default | NECB_Default | NECB_Default | NECB_Default | NECB_Default | NECB_Default | NECB_Default | NECB_Default | NECB_Default | NECB_Default | NECB_Default | NECB_Default | NECB_Default | NECB_Default | NECB_Default | NECB_Default | NECB_Default | NECB_Default | NECB_Default | NECB_Default | NECB_Default | NECB_Default | NECB_Default | NECB_Default | NECB_Default | NECB_Default | NECB_Default | NECB_Default | NECB_Default | NECB_Default | NECB_Default | NECB_Default | NECB_Default | NECB_Default | NECB_Default | NECB_Default | NECB_Default | NECB_Default | aws_batch | 834599497928 | btap_private_cli |  | TRUE | TRUE |  |  | 99.4599 | 33.0432 | 84.595 | 151.0521 | 2090.32 | 3274.4664 | 33.3 | RetailStripmall |  |  | 5 | RetailStripmall | 1 |  | 1 | NECB2011 | 0.30241 | 10827.8493 | 240.4634 | 14.2573 | 121.3775 | 6.1484 | 687.2813 | 305.0348 | CALGARY | ALBERTA | 182.9849 | 0 | 0 | 182.9849 | 17.3432 | 0 | 0 | 17.3432 | 0 | 0.043027 | 0 | 0 | 0.83381 | 0.18301 | 0 | 0.30454 | 0.035196 | 0.25482 | 0 | 0 | 0.83381 | 0.013213 | 121.0066 | 0 | 33.3 | 0.757 | [5 empty] | 0.162 | 0.21 | 2.2 | 2.2 | 5 | Calgary Intl AP | CAN | 64 | 4781 | 51.114 | -114.02 | 7a | 5000 | AB | CAN_AB_Calgary.Intl.AP.718770_CWEC2016.epw | 0.83381 | 33.0432 | 99.4599 | 5.4567 | 17.7715 | FALSE | FALSE | FALSE | FALSE | 9.2252 | 13.121 | 0 | 0.075568 | 0.00017335 | 27.62 | 0 | 435.9193 | 0.33705 | 0.00077318 | 123.19 | 0 | 0.83381 | 22 | 18.67 | 0 | 0 |  | https://s3.console.aws.amazon.com/s3/buckets/834599497928?region=ca-central-1&prefix=phylroy.lopez/reference/reference/output/20f5ca8c-bf43-4db5-a45d-c7df23aab54c/ | 1.0.002
556 |  | TRUE | 109 | 0 | 0 | 200.7189 |  |  |  | 0.1 | 2021-09-22 20:09:08 +0000 | 438c2ebff | 0.2.14 | :adv_dx_units: NECB_Default :airloop_economizer_type: NECB_Default :algorithm_type: parametric :analysis_id: reference :analysis_name: reference :boiler_eff: NECB_Default :btap_batch_version: 1.0.002 :building_type: RetailStripmall :chiller_type: NECB_Default :compute_environment: aws_batch :datapoint_id: b41f23f5-1a46-4bbd-b79c-1eb1dcc4dd19 :daylighting_type: NECB_Default :dcv_type: NECB_Default :door_construction_cond: NECB_Default :ecm_system_name: NECB_Default :electrical_loads_scale: NECB_Default :enable_costing: true :epw_file: CAN_QC_Montreal-Trudeau.Intl.AP.716270_CWEC2016.epw :erv_package: NECB_Default :ext_floor_cond: NECB_Default :ext_roof_cond: NECB_Default :ext_wall_cond: NECB_Default :fdwr_set: NECB_Default :fixed_wind_solar_trans: NECB_Default :fixed_window_cond: NECB_Default :furnace_eff: NECB_Default :glass_door_cond: NECB_Default :glass_door_solar_trans: NECB_Default :ground_floor_cond: NECB_Default :ground_roof_cond: NECB_Default :ground_wall_cond: NECB_Default :image_name: btap_private_cli :infiltration_scale: NECB_Default :lights_scale: NECB_Default :lights_type: NECB_Default :nv_delta_temp_in_out: NECB_Default :nv_opening_fraction: NECB_Default :nv_temp_out_min: NECB_Default :nv_type: NECB_Default :oa_scale: NECB_Default :occupancy_loads_scale: NECB_Default :output_meters: [] :output_variables: [] :overhead_door_cond: NECB_Default :primary_heating_fuel: NaturalGas :pv_ground_azimuth_angle: NECB_Default :pv_ground_module_description: NECB_Default :pv_ground_tilt_angle: NECB_Default :pv_ground_total_area_pv_panels_m2: NECB_Default :pv_ground_type: NECB_Default :rotation_degrees: NECB_Default :run_annual_simulation: true :s3_bucket: '834599497928' :scale_x: NECB_Default :scale_y: NECB_Default :scale_z: NECB_Default :shw_eff: NECB_Default :skylight_cond: NECB_Default :skylight_solar_trans: NECB_Default :srr_set: NECB_Default :template: BTAP1980TO2010 | reference | reference | b41f23f5-1a46-4bbd-b79c-1eb1dcc4dd19 | BTAP1980TO2010 | RetailStripmall | NaturalGas | Natural Gas | CAN_QC_Montreal-Trudeau.Intl.AP.716270_CWEC2016.epw | parametric |  | NECB_Default | NECB_Default | NECB_Default | NECB_Default | NECB_Default | NECB_Default | NECB_Default | NECB_Default | NECB_Default | NECB_Default | NECB_Default | NECB_Default | NECB_Default | NECB_Default | NECB_Default | NECB_Default | NECB_Default | NECB_Default | NECB_Default | NECB_Default | NECB_Default | NECB_Default | NECB_Default | NECB_Default | NECB_Default | NECB_Default | NECB_Default | NECB_Default | NECB_Default | NECB_Default | NECB_Default | NECB_Default | NECB_Default | NECB_Default | NECB_Default | NECB_Default | NECB_Default | NECB_Default | NECB_Default | NECB_Default | NECB_Default | NECB_Default | NECB_Default | NECB_Default | NECB_Default | aws_batch | 834599497928 | btap_private_cli |  | TRUE | TRUE |  |  | 242.661 | 37.9952 | 213.2927 | 348.6056 | 2090.32 | 3274.4664 | 14.4 | RetailStripmall |  |  | 0 | RetailStripmall | 1 |  | 1 | BTAP1980TO2010 | 0.30241 | 10827.8493 | 0.46944 | 62.8276 | 114.7023 | 5.9926 | 390.0297 | 206.0378 | MONTREAL | QUEBEC | 0.19551 | 51.4695 | 0 | 51.665 | 12.4521 | 13.482 | 0 | 25.9341 | 0 | 0.057747 | 0 | 0 | 0.50311 | 0.15111 | 0 | 1.0268 | 0.035196 | 0.25482 | 1.0419 | 0.0042434 | 1.545 | 0.015117 | 65.4844 | 243.2307 | 14.4 | 0.678 |  |  | 2.95 |  |  | 0.267 | 0.426 | 2.95 |  | 0 | Montreal-Trudeau Intl AP | CAN | 323 | 4090 | 45.471 | -73.741 | 6 | 4400 | QC | CAN_QC_Montreal-Trudeau.Intl.AP.716270_CWEC2016.epw | 1.545 | 37.9952 | 242.661 | 7.6674 | 17.6725 | FALSE | FALSE | FALSE | FALSE | 9.8067 | 11.8782 | 0 | 0 | 0 | 0 | 31.6 | 348.7361 | 0.33705 | 0.00096648 | 123.19 | 0 | 1.545 | 7.67 | 7.5 | 3.17 | 3.17 |  | https://s3.console.aws.amazon.com/s3/buckets/834599497928?region=ca-central-1&prefix=phylroy.lopez/reference/reference/output/b41f23f5-1a46-4bbd-b79c-1eb1dcc4dd19/ | 1.0.002
557 |  | TRUE | 47 | 0 | 0 | 131.6813 |  |  |  | 0.1 | 2021-09-22 20:09:32 +0000 | 438c2ebff | 0.2.14 | :adv_dx_units: NECB_Default :airloop_economizer_type: NECB_Default :algorithm_type: parametric :analysis_id: reference :analysis_name: reference :boiler_eff: NECB_Default :btap_batch_version: 1.0.002 :building_type: FullServiceRestaurant :chiller_type: NECB_Default :compute_environment: aws_batch :datapoint_id: 23fc4b28-4b21-4334-a701-30ce5f496733 :daylighting_type: NECB_Default :dcv_type: NECB_Default :door_construction_cond: NECB_Default :ecm_system_name: NECB_Default :electrical_loads_scale: NECB_Default :enable_costing: true :epw_file: CAN_AB_Calgary.Intl.AP.718770_CWEC2016.epw :erv_package: NECB_Default :ext_floor_cond: NECB_Default :ext_roof_cond: NECB_Default :ext_wall_cond: NECB_Default :fdwr_set: NECB_Default :fixed_wind_solar_trans: NECB_Default :fixed_window_cond: NECB_Default :furnace_eff: NECB_Default :glass_door_cond: NECB_Default :glass_door_solar_trans: NECB_Default :ground_floor_cond: NECB_Default :ground_roof_cond: NECB_Default :ground_wall_cond: NECB_Default :image_name: btap_private_cli :infiltration_scale: NECB_Default :lights_scale: NECB_Default :lights_type: NECB_Default :nv_delta_temp_in_out: NECB_Default :nv_opening_fraction: NECB_Default :nv_temp_out_min: NECB_Default :nv_type: NECB_Default :oa_scale: NECB_Default :occupancy_loads_scale: NECB_Default :output_meters: [] :output_variables: [] :overhead_door_cond: NECB_Default :primary_heating_fuel: NaturalGas :pv_ground_azimuth_angle: NECB_Default :pv_ground_module_description: NECB_Default :pv_ground_tilt_angle: NECB_Default :pv_ground_total_area_pv_panels_m2: NECB_Default :pv_ground_type: NECB_Default :rotation_degrees: NECB_Default :run_annual_simulation: true :s3_bucket: '834599497928' :scale_x: NECB_Default :scale_y: NECB_Default :scale_z: NECB_Default :shw_eff: NECB_Default :skylight_cond: NECB_Default :skylight_solar_trans: NECB_Default :srr_set: NECB_Default :template: BTAP1980TO2010 | reference | reference | 23fc4b28-4b21-4334-a701-30ce5f496733 | BTAP1980TO2010 | FullServiceRestaurant | NaturalGas | Natural Gas | CAN_AB_Calgary.Intl.AP.718770_CWEC2016.epw | parametric |  | NECB_Default | NECB_Default | NECB_Default | NECB_Default | NECB_Default | NECB_Default | NECB_Default | NECB_Default | NECB_Default | NECB_Default | NECB_Default | NECB_Default | NECB_Default | NECB_Default | NECB_Default | NECB_Default | NECB_Default | NECB_Default | NECB_Default | NECB_Default | NECB_Default | NECB_Default | NECB_Default | NECB_Default | NECB_Default | NECB_Default | NECB_Default | NECB_Default | NECB_Default | NECB_Default | NECB_Default | NECB_Default | NECB_Default | NECB_Default | NECB_Default | NECB_Default | NECB_Default | NECB_Default | NECB_Default | NECB_Default | NECB_Default | NECB_Default | NECB_Default | NECB_Default | NECB_Default | aws_batch | 834599497928 | btap_private_cli |  | TRUE | TRUE |  |  | 399.5142 | 34.0326 | 469.573 | 800.4337 | 511.15 | 845.2233 | 17.1 | FullServiceRestaurant |  |  | 0 | FullServiceRestaurant | 1 |  | 1 | BTAP1980TO2010 | 0.35452 | 2384.1067 | 0.75514 | 105.3953 | 68.0389 | 18.7239 | 475.2712 | 282.358 | CALGARY | ALBERTA | 120.8251 | 130.7287 | 0 | 251.5538 | 11.4517 | 9.3263 | 0 | 20.778 | 0 | 0.020522 | 0 | 0 | 0.55054 | 0.26914 | 0 | 2.3831 | 0.067162 | 0.19249 | 2.5907 | 0.0012325 | 3.1412 | 0.20757 | 59.0295 | 407.8685 | 17.1 | 0.678 | [5 empty] | 0.227 | 0.346 | 2.95 |  | 0 | Calgary Intl AP | CAN | 64 | 4781 | 51.114 | -114.02 | 7a | 5000 | AB | CAN_AB_Calgary.Intl.AP.718770_CWEC2016.epw | 3.1412 | 34.0326 | 399.5142 | 4.985 | 18.2918 | FALSE | FALSE | FALSE | FALSE | 11.4418 | 17.6326 | 0 | 0 | 0 | 0 | 106.1 | 44.1525 | 1.0393 | 0.023539 | 379.87 | 0 | 3.1412 | 0 | 0 | 0 | 0 |  | https://s3.console.aws.amazon.com/s3/buckets/834599497928?region=ca-central-1&prefix=phylroy.lopez/reference/reference/output/23fc4b28-4b21-4334-a701-30ce5f496733/ | 1.0.002
558 |  | TRUE | 47 | 0 | 0 | 131.8195 |  |  |  | 0.1 | 2021-09-22 20:09:29 +0000 | 438c2ebff | 0.2.14 | :adv_dx_units: NECB_Default :airloop_economizer_type: NECB_Default :algorithm_type: parametric :analysis_id: reference :analysis_name: reference :boiler_eff: NECB_Default :btap_batch_version: 1.0.002 :building_type: FullServiceRestaurant :chiller_type: NECB_Default :compute_environment: aws_batch :datapoint_id: 7dd0035f-b626-47fc-a71d-419e6ec094df :daylighting_type: NECB_Default :dcv_type: NECB_Default :door_construction_cond: NECB_Default :ecm_system_name: NECB_Default :electrical_loads_scale: NECB_Default :enable_costing: true :epw_file: CAN_BC_Vancouver.Intl.AP.718920_CWEC2016.epw :erv_package: NECB_Default :ext_floor_cond: NECB_Default :ext_roof_cond: NECB_Default :ext_wall_cond: NECB_Default :fdwr_set: NECB_Default :fixed_wind_solar_trans: NECB_Default :fixed_window_cond: NECB_Default :furnace_eff: NECB_Default :glass_door_cond: NECB_Default :glass_door_solar_trans: NECB_Default :ground_floor_cond: NECB_Default :ground_roof_cond: NECB_Default :ground_wall_cond: NECB_Default :image_name: btap_private_cli :infiltration_scale: NECB_Default :lights_scale: NECB_Default :lights_type: NECB_Default :nv_delta_temp_in_out: NECB_Default :nv_opening_fraction: NECB_Default :nv_temp_out_min: NECB_Default :nv_type: NECB_Default :oa_scale: NECB_Default :occupancy_loads_scale: NECB_Default :output_meters: [] :output_variables: [] :overhead_door_cond: NECB_Default :primary_heating_fuel: Electricity :pv_ground_azimuth_angle: NECB_Default :pv_ground_module_description: NECB_Default :pv_ground_tilt_angle: NECB_Default :pv_ground_total_area_pv_panels_m2: NECB_Default :pv_ground_type: NECB_Default :rotation_degrees: NECB_Default :run_annual_simulation: true :s3_bucket: '834599497928' :scale_x: NECB_Default :scale_y: NECB_Default :scale_z: NECB_Default :shw_eff: NECB_Default :skylight_cond: NECB_Default :skylight_solar_trans: NECB_Default :srr_set: NECB_Default :template: BTAP1980TO2010 | reference | reference | 7dd0035f-b626-47fc-a71d-419e6ec094df | BTAP1980TO2010 | FullServiceRestaurant | Electricity | Electricity | CAN_BC_Vancouver.Intl.AP.718920_CWEC2016.epw | parametric |  | NECB_Default | NECB_Default | NECB_Default | NECB_Default | NECB_Default | NECB_Default | NECB_Default | NECB_Default | NECB_Default | NECB_Default | NECB_Default | NECB_Default | NECB_Default | NECB_Default | NECB_Default | NECB_Default | NECB_Default | NECB_Default | NECB_Default | NECB_Default | NECB_Default | NECB_Default | NECB_Default | NECB_Default | NECB_Default | NECB_Default | NECB_Default | NECB_Default | NECB_Default | NECB_Default | NECB_Default | NECB_Default | NECB_Default | NECB_Default | NECB_Default | NECB_Default | NECB_Default | NECB_Default | NECB_Default | NECB_Default | NECB_Default | NECB_Default | NECB_Default | NECB_Default | NECB_Default | aws_batch | 834599497928 | btap_private_cli |  | TRUE | TRUE |  |  | 175.5565 | 24.1253 | 346.4682 | 461.2095 | 511.15 | 845.2233 | 17.1 | FullServiceRestaurant |  |  | 0 | FullServiceRestaurant | 1 |  | 1 | BTAP1980TO2010 | 0.35452 | 2384.1067 | 0.79521 | 12.1762 | 63.3246 | 31.926 | 435.165 | 326.943 | VANCOUVER | BRITISH COLUMBIA | 5.4413 | 0 | 0 | 5.4413 | 54.3367 | 0 | 0 | 54.3367 | 0 | 0.0096254 | 0 | 0 | 1.92 | 0.25734 | 0 | 1.2473 | 0.067162 | 0.19249 | 0 | 0 | 1.92 | 0.1461 | 204.402 | 0 | 17.1 | 0.678 | [5 empty] | 0.363 | 0.568 | 4.09 |  | 0 | Vancouver Intl AP | CAN | 42 | 2797 | 49.195 | -123.184 | 4 | 2800 | BC | CAN_BC_Vancouver.Intl.AP.718920_CWEC2016.epw | 1.92 | 24.1253 | 175.5565 | 4.6246 | 18.0228 | TRUE | FALSE | FALSE | FALSE | 8.9999 | 9.2523 | 0 | 0.20432 | 0.0046277 | 74.68 | 0 | 44.1525 | 1.0393 | 0.023539 | 379.87 | 0 | 1.92 | 0.5 | 0.5 | 0 | 0 |  | https://s3.console.aws.amazon.com/s3/buckets/834599497928?region=ca-central-1&prefix=phylroy.lopez/reference/reference/output/7dd0035f-b626-47fc-a71d-419e6ec094df/ | 1.0.002
559 |  | TRUE | 100 | 0 | 0 | 197.0614 |  |  |  | 0.1 | 2021-09-22 20:09:18 +0000 | 438c2ebff | 0.2.14 | :adv_dx_units: NECB_Default :airloop_economizer_type: NECB_Default :algorithm_type: parametric :analysis_id: reference :analysis_name: reference :boiler_eff: NECB_Default :btap_batch_version: 1.0.002 :building_type: RetailStripmall :chiller_type: NECB_Default :compute_environment: aws_batch :datapoint_id: 2db33a14-2ec5-4351-b833-a3ceba5377d0 :daylighting_type: NECB_Default :dcv_type: NECB_Default :door_construction_cond: NECB_Default :ecm_system_name: NECB_Default :electrical_loads_scale: NECB_Default :enable_costing: true :epw_file: CAN_QC_Montreal-Trudeau.Intl.AP.716270_CWEC2016.epw :erv_package: NECB_Default :ext_floor_cond: NECB_Default :ext_roof_cond: NECB_Default :ext_wall_cond: NECB_Default :fdwr_set: NECB_Default :fixed_wind_solar_trans: NECB_Default :fixed_window_cond: NECB_Default :furnace_eff: NECB_Default :glass_door_cond: NECB_Default :glass_door_solar_trans: NECB_Default :ground_floor_cond: NECB_Default :ground_roof_cond: NECB_Default :ground_wall_cond: NECB_Default :image_name: btap_private_cli :infiltration_scale: NECB_Default :lights_scale: NECB_Default :lights_type: NECB_Default :nv_delta_temp_in_out: NECB_Default :nv_opening_fraction: NECB_Default :nv_temp_out_min: NECB_Default :nv_type: NECB_Default :oa_scale: NECB_Default :occupancy_loads_scale: NECB_Default :output_meters: [] :output_variables: [] :overhead_door_cond: NECB_Default :primary_heating_fuel: NaturalGas :pv_ground_azimuth_angle: NECB_Default :pv_ground_module_description: NECB_Default :pv_ground_tilt_angle: NECB_Default :pv_ground_total_area_pv_panels_m2: NECB_Default :pv_ground_type: NECB_Default :rotation_degrees: NECB_Default :run_annual_simulation: true :s3_bucket: '834599497928' :scale_x: NECB_Default :scale_y: NECB_Default :scale_z: NECB_Default :shw_eff: NECB_Default :skylight_cond: NECB_Default :skylight_solar_trans: NECB_Default :srr_set: NECB_Default :template: NECB2015 | reference | reference | 2db33a14-2ec5-4351-b833-a3ceba5377d0 | NECB2015 | RetailStripmall | NaturalGas | Natural Gas | CAN_QC_Montreal-Trudeau.Intl.AP.716270_CWEC2016.epw | parametric |  | NECB_Default | NECB_Default | NECB_Default | NECB_Default | NECB_Default | NECB_Default | NECB_Default | NECB_Default | NECB_Default | NECB_Default | NECB_Default | NECB_Default | NECB_Default | NECB_Default | NECB_Default | NECB_Default | NECB_Default | NECB_Default | NECB_Default | NECB_Default | NECB_Default | NECB_Default | NECB_Default | NECB_Default | NECB_Default | NECB_Default | NECB_Default | NECB_Default | NECB_Default | NECB_Default | NECB_Default | NECB_Default | NECB_Default | NECB_Default | NECB_Default | NECB_Default | NECB_Default | NECB_Default | NECB_Default | NECB_Default | NECB_Default | NECB_Default | NECB_Default | NECB_Default | NECB_Default | aws_batch | 834599497928 | btap_private_cli |  | TRUE | TRUE |  |  | 153.0918 | 39.4709 | 103.0943 | 211.9891 | 2090.32 | 3274.4664 | 37.3 | RetailStripmall |  |  | 5 | RetailStripmall | 1 |  | 1 | NECB2015 | 0.30241 | 10827.8493 | 231.1006 | 52.0883 | 114.7023 | 5.9926 | 644.068 | 240.1843 | MONTREAL | QUEBEC | 0.19497 | 25.7782 | 0 | 25.9732 | 12.4176 | 6.7524 | 0 | 19.17 | 0 | 0.080988 | 0 | 0 | 0.50171 | 0.15794 | 0 | 0.5061 | 0.036162 | 0.22421 | 0.52182 | 0.0024111 | 1.0235 | 0.015725 | 64.8398 | 153.4326 | 37.3 | 0.757 | [5 empty] | 0.183 | 0.247 | 2.2 | 2.2 | 5 | Montreal-Trudeau Intl AP | CAN | 323 | 4090 | 45.471 | -73.741 | 6 | 4400 | QC | CAN_QC_Montreal-Trudeau.Intl.AP.716270_CWEC2016.epw | 1.0235 | 39.4709 | 153.0918 | 7.6674 | 17.6725 | FALSE | FALSE | FALSE | FALSE | 9.8057 | 11.8766 | 0 | 0 | 0 | 0 | 32.87 | 435.6285 | 0.35319 | 0.00081075 | 129.09 | 0 | 1.0235 | 52.5 | 44.5 | 6.17 | 5.83 |  | https://s3.console.aws.amazon.com/s3/buckets/834599497928?region=ca-central-1&prefix=phylroy.lopez/reference/reference/output/2db33a14-2ec5-4351-b833-a3ceba5377d0/ | 1.0.002
560 |  | TRUE | 102 | 0 | 0 | 199.1913 |  |  |  | 0.1 | 2021-09-22 20:09:21 +0000 | 438c2ebff | 0.2.14 | :adv_dx_units: NECB_Default :airloop_economizer_type: NECB_Default :algorithm_type: parametric :analysis_id: reference :analysis_name: reference :boiler_eff: NECB_Default :btap_batch_version: 1.0.002 :building_type: RetailStripmall :chiller_type: NECB_Default :compute_environment: aws_batch :datapoint_id: 96ad7e0f-e336-48a3-9ef0-6c8d70196d19 :daylighting_type: NECB_Default :dcv_type: NECB_Default :door_construction_cond: NECB_Default :ecm_system_name: NECB_Default :electrical_loads_scale: NECB_Default :enable_costing: true :epw_file: CAN_AB_Edmonton.Intl.AP.711230_CWEC2016.epw :erv_package: NECB_Default :ext_floor_cond: NECB_Default :ext_roof_cond: NECB_Default :ext_wall_cond: NECB_Default :fdwr_set: NECB_Default :fixed_wind_solar_trans: NECB_Default :fixed_window_cond: NECB_Default :furnace_eff: NECB_Default :glass_door_cond: NECB_Default :glass_door_solar_trans: NECB_Default :ground_floor_cond: NECB_Default :ground_roof_cond: NECB_Default :ground_wall_cond: NECB_Default :image_name: btap_private_cli :infiltration_scale: NECB_Default :lights_scale: NECB_Default :lights_type: NECB_Default :nv_delta_temp_in_out: NECB_Default :nv_opening_fraction: NECB_Default :nv_temp_out_min: NECB_Default :nv_type: NECB_Default :oa_scale: NECB_Default :occupancy_loads_scale: NECB_Default :output_meters: [] :output_variables: [] :overhead_door_cond: NECB_Default :primary_heating_fuel: NaturalGas :pv_ground_azimuth_angle: NECB_Default :pv_ground_module_description: NECB_Default :pv_ground_tilt_angle: NECB_Default :pv_ground_total_area_pv_panels_m2: NECB_Default :pv_ground_type: NECB_Default :rotation_degrees: NECB_Default :run_annual_simulation: true :s3_bucket: '834599497928' :scale_x: NECB_Default :scale_y: NECB_Default :scale_z: NECB_Default :shw_eff: NECB_Default :skylight_cond: NECB_Default :skylight_solar_trans: NECB_Default :srr_set: NECB_Default :template: NECB2011 | reference | reference | 96ad7e0f-e336-48a3-9ef0-6c8d70196d19 | NECB2011 | RetailStripmall | NaturalGas | Natural Gas | CAN_AB_Edmonton.Intl.AP.711230_CWEC2016.epw | parametric |  | NECB_Default | NECB_Default | NECB_Default | NECB_Default | NECB_Default | NECB_Default | NECB_Default | NECB_Default | NECB_Default | NECB_Default | NECB_Default | NECB_Default | NECB_Default | NECB_Default | NECB_Default | NECB_Default | NECB_Default | NECB_Default | NECB_Default | NECB_Default | NECB_Default | NECB_Default | NECB_Default | NECB_Default | NECB_Default | NECB_Default | NECB_Default | NECB_Default | NECB_Default | NECB_Default | NECB_Default | NECB_Default | NECB_Default | NECB_Default | NECB_Default | NECB_Default | NECB_Default | NECB_Default | NECB_Default | NECB_Default | NECB_Default | NECB_Default | NECB_Default | NECB_Default | NECB_Default | aws_batch | 834599497928 | btap_private_cli |  | TRUE | TRUE |  |  | 129.8567 | 29.2101 | 84.6003 | 176.6755 | 2090.32 | 3274.4664 | 32.5 | RetailStripmall |  |  | 5 | RetailStripmall | 1 |  | 1 | NECB2011 | 0.30241 | 10827.8493 | 235.1707 | 51.9577 | 125.33 | 6.2096 | 685.602 | 266.934 | EDMONTON | ALBERTA | 112.5603 | 21.1439 | 0 | 133.7042 | 10.6684 | 1.5084 | 0 | 12.1768 | 0 | 0.042051 | 0 | 0 | 0.5129 | 0.17238 | 0.0058603 | 0.40261 | 0.035196 | 0.25482 | 0.41901 | 0.0025977 | 0.93191 | 0.016399 | 58.6193 | 130.376 | 32.5 | 0.757 | [5 empty] | 0.162 | 0.21 | 2.2 | 2.2 | 5 | Edmonton Intl AP | CAN | 23 | 5588 | 53.31 | -113.579 | 7a | 5120 | AB | CAN_AB_Edmonton.Intl.AP.711230_CWEC2016.epw | 0.93191 | 29.2101 | 129.8567 | 5.4913 | 16.7131 | FALSE | FALSE | FALSE | FALSE | 8.2405 | 15.1641 | 0 | 0 | 0 | 0 | 34.28 | 435.9193 | 0.33705 | 0.00077318 | 123.19 | 0 | 0.93191 | 23.5 | 20.33 | 1.33 | 1.33 |  | https://s3.console.aws.amazon.com/s3/buckets/834599497928?region=ca-central-1&prefix=phylroy.lopez/reference/reference/output/96ad7e0f-e336-48a3-9ef0-6c8d70196d19/ | 1.0.002
561 |  | TRUE | 48 | 0 | 0 | 131.096 |  |  |  | 0.1 | 2021-09-22 20:09:24 +0000 | 438c2ebff | 0.2.14 | :adv_dx_units: NECB_Default :airloop_economizer_type: NECB_Default :algorithm_type: parametric :analysis_id: reference :analysis_name: reference :boiler_eff: NECB_Default :btap_batch_version: 1.0.002 :building_type: FullServiceRestaurant :chiller_type: NECB_Default :compute_environment: aws_batch :datapoint_id: be244dd0-96ba-4de5-9cd9-8a0931d53c75 :daylighting_type: NECB_Default :dcv_type: NECB_Default :door_construction_cond: NECB_Default :ecm_system_name: NECB_Default :electrical_loads_scale: NECB_Default :enable_costing: true :epw_file: CAN_YT_Whitehorse.Intl.AP.719640_CWEC2016.epw :erv_package: NECB_Default :ext_floor_cond: NECB_Default :ext_roof_cond: NECB_Default :ext_wall_cond: NECB_Default :fdwr_set: NECB_Default :fixed_wind_solar_trans: NECB_Default :fixed_window_cond: NECB_Default :furnace_eff: NECB_Default :glass_door_cond: NECB_Default :glass_door_solar_trans: NECB_Default :ground_floor_cond: NECB_Default :ground_roof_cond: NECB_Default :ground_wall_cond: NECB_Default :image_name: btap_private_cli :infiltration_scale: NECB_Default :lights_scale: NECB_Default :lights_type: NECB_Default :nv_delta_temp_in_out: NECB_Default :nv_opening_fraction: NECB_Default :nv_temp_out_min: NECB_Default :nv_type: NECB_Default :oa_scale: NECB_Default :occupancy_loads_scale: NECB_Default :output_meters: [] :output_variables: [] :overhead_door_cond: NECB_Default :primary_heating_fuel: Electricity :pv_ground_azimuth_angle: NECB_Default :pv_ground_module_description: NECB_Default :pv_ground_tilt_angle: NECB_Default :pv_ground_total_area_pv_panels_m2: NECB_Default :pv_ground_type: NECB_Default :rotation_degrees: NECB_Default :run_annual_simulation: true :s3_bucket: '834599497928' :scale_x: NECB_Default :scale_y: NECB_Default :scale_z: NECB_Default :shw_eff: NECB_Default :skylight_cond: NECB_Default :skylight_solar_trans: NECB_Default :srr_set: NECB_Default :template: BTAP1980TO2010 | reference | reference | be244dd0-96ba-4de5-9cd9-8a0931d53c75 | BTAP1980TO2010 | FullServiceRestaurant | Electricity | Electricity | CAN_YT_Whitehorse.Intl.AP.719640_CWEC2016.epw | parametric |  | NECB_Default | NECB_Default | NECB_Default | NECB_Default | NECB_Default | NECB_Default | NECB_Default | NECB_Default | NECB_Default | NECB_Default | NECB_Default | NECB_Default | NECB_Default | NECB_Default | NECB_Default | NECB_Default | NECB_Default | NECB_Default | NECB_Default | NECB_Default | NECB_Default | NECB_Default | NECB_Default | NECB_Default | NECB_Default | NECB_Default | NECB_Default | NECB_Default | NECB_Default | NECB_Default | NECB_Default | NECB_Default | NECB_Default | NECB_Default | NECB_Default | NECB_Default | NECB_Default | NECB_Default | NECB_Default | NECB_Default | NECB_Default | NECB_Default | NECB_Default | NECB_Default | NECB_Default | aws_batch | 834599497928 | btap_private_cli |  | TRUE | TRUE |  |  | 414.5112 | 22.0971 | 677.9375 | 801.526 | 511.15 | 845.2233 | 17.1 | FullServiceRestaurant |  |  | 0 | FullServiceRestaurant | 1 |  | 1 | BTAP1980TO2010 | 0.35452 | 2384.1067 | 0.56606 | 12.397 | 63.2393 | 31.2927 | 437.3952 | 329.9001 | WHITEHORSE | YUKON | 48.9182 | 0 | 0 | 48.9182 | 112.0293 | 0 | 0 | 112.0293 | 0 | 0.0051648 | 0 | 0 | 3.1451 | 0.262 | 0 | 2.4406 | 0.067162 | 0.19249 | 0 | 0 | 3.1451 | 0.17776 | 442.7565 | 0 | 17.1 | 0.678 | [5 empty] | 0.227 | 0.346 | 2.95 |  | 0 | Whitehorse Intl AP | CAN | 5 | 6491 | 60.709 | -135.069 | 7b | 6580 | YT | CAN_YT_Whitehorse.Intl.AP.719640_CWEC2016.epw | 3.1451 | 22.0971 | 414.5112 | 6.2468 | 14.0898 | TRUE | FALSE | FALSE | FALSE | 6.4624 | 21.6188 | 0 | 0.24859 | 0.0056303 | 90.86 | 0 | 44.1525 | 1.0393 | 0.023539 | 379.87 | 0 | 3.1451 | 0.33 | 0.33 | 0.67 | 0.67 |  | https://s3.console.aws.amazon.com/s3/buckets/834599497928?region=ca-central-1&prefix=phylroy.lopez/reference/reference/output/be244dd0-96ba-4de5-9cd9-8a0931d53c75/ | 1.0.002
562 |  | TRUE | 112 | 0 | 0 | 192.7627 |  |  |  | 0.1 | 2021-09-22 20:09:15 +0000 | 438c2ebff | 0.2.14 | :adv_dx_units: NECB_Default :airloop_economizer_type: NECB_Default :algorithm_type: parametric :analysis_id: reference :analysis_name: reference :boiler_eff: NECB_Default :btap_batch_version: 1.0.002 :building_type: RetailStripmall :chiller_type: NECB_Default :compute_environment: aws_batch :datapoint_id: 2d1bef60-832d-4642-b115-b55e65c3fad9 :daylighting_type: NECB_Default :dcv_type: NECB_Default :door_construction_cond: NECB_Default :ecm_system_name: NECB_Default :electrical_loads_scale: NECB_Default :enable_costing: true :epw_file: CAN_QC_Montreal-Trudeau.Intl.AP.716270_CWEC2016.epw :erv_package: NECB_Default :ext_floor_cond: NECB_Default :ext_roof_cond: NECB_Default :ext_wall_cond: NECB_Default :fdwr_set: NECB_Default :fixed_wind_solar_trans: NECB_Default :fixed_window_cond: NECB_Default :furnace_eff: NECB_Default :glass_door_cond: NECB_Default :glass_door_solar_trans: NECB_Default :ground_floor_cond: NECB_Default :ground_roof_cond: NECB_Default :ground_wall_cond: NECB_Default :image_name: btap_private_cli :infiltration_scale: NECB_Default :lights_scale: NECB_Default :lights_type: NECB_Default :nv_delta_temp_in_out: NECB_Default :nv_opening_fraction: NECB_Default :nv_temp_out_min: NECB_Default :nv_type: NECB_Default :oa_scale: NECB_Default :occupancy_loads_scale: NECB_Default :output_meters: [] :output_variables: [] :overhead_door_cond: NECB_Default :primary_heating_fuel: NaturalGas :pv_ground_azimuth_angle: NECB_Default :pv_ground_module_description: NECB_Default :pv_ground_tilt_angle: NECB_Default :pv_ground_total_area_pv_panels_m2: NECB_Default :pv_ground_type: NECB_Default :rotation_degrees: NECB_Default :run_annual_simulation: true :s3_bucket: '834599497928' :scale_x: NECB_Default :scale_y: NECB_Default :scale_z: NECB_Default :shw_eff: NECB_Default :skylight_cond: NECB_Default :skylight_solar_trans: NECB_Default :srr_set: NECB_Default :template: NECB2017 | reference | reference | 2d1bef60-832d-4642-b115-b55e65c3fad9 | NECB2017 | RetailStripmall | NaturalGas | Natural Gas | CAN_QC_Montreal-Trudeau.Intl.AP.716270_CWEC2016.epw | parametric |  | NECB_Default | NECB_Default | NECB_Default | NECB_Default | NECB_Default | NECB_Default | NECB_Default | NECB_Default | NECB_Default | NECB_Default | NECB_Default | NECB_Default | NECB_Default | NECB_Default | NECB_Default | NECB_Default | NECB_Default | NECB_Default | NECB_Default | NECB_Default | NECB_Default | NECB_Default | NECB_Default | NECB_Default | NECB_Default | NECB_Default | NECB_Default | NECB_Default | NECB_Default | NECB_Default | NECB_Default | NECB_Default | NECB_Default | NECB_Default | NECB_Default | NECB_Default | NECB_Default | NECB_Default | NECB_Default | NECB_Default | NECB_Default | NECB_Default | NECB_Default | NECB_Default | NECB_Default | aws_batch | 834599497928 | btap_private_cli |  | TRUE | TRUE |  |  | 148.0502 | 32.213 | 65.81 | 148.2774 | 2090.32 | 3274.4664 | 37.3 | RetailStripmall |  |  | 2 | RetailStripmall | 1 |  | 1 | NECB2017 | 0.30241 | 10827.8493 | 236.7199 | 48.9233 | 114.7023 | 5.9926 | 623.8187 | 217.4807 | MONTREAL | QUEBEC | 0.16755 | 16.7536 | 0 | 16.9211 | 10.6712 | 4.3885 | 0 | 15.0596 | 0 | 0.065148 | 0 | 0 | 0.43116 | 0.12744 | 0.010907 | 0.32341 | 0.036162 | 0.18943 | 0.33914 | 0.0020715 | 0.7703 | 0.015725 | 54.828 | 148.3909 | 37.3 | 0.757 | [5 empty] | 0.156 | 0.247 | 1.9 | 1.9 | 2 | Montreal-Trudeau Intl AP | CAN | 323 | 4090 | 45.471 | -73.741 | 6 | 4400 | QC | CAN_QC_Montreal-Trudeau.Intl.AP.716270_CWEC2016.epw | 0.7703 | 32.213 | 148.0502 | 7.6674 | 17.6725 | FALSE | FALSE | FALSE | FALSE | 9.8057 | 11.8766 | 0 | 0 | 0 | 0 | 32.87 | 435.6285 | 0.35319 | 0.00081075 | 129.09 | 0 | 0.7703 | 38 | 30.33 | 4.67 | 4.33 |  | https://s3.console.aws.amazon.com/s3/buckets/834599497928?region=ca-central-1&prefix=phylroy.lopez/reference/reference/output/2d1bef60-832d-4642-b115-b55e65c3fad9/ | 1.0.002
563 |  | TRUE | 100 | 0 | 0 | 198.093 |  |  |  | 0.1 | 2021-09-22 20:09:15 +0000 | 438c2ebff | 0.2.14 | :adv_dx_units: NECB_Default :airloop_economizer_type: NECB_Default :algorithm_type: parametric :analysis_id: reference :analysis_name: reference :boiler_eff: NECB_Default :btap_batch_version: 1.0.002 :building_type: RetailStripmall :chiller_type: NECB_Default :compute_environment: aws_batch :datapoint_id: 6381890b-bb60-46db-928d-f1aef50281a4 :daylighting_type: NECB_Default :dcv_type: NECB_Default :door_construction_cond: NECB_Default :ecm_system_name: NECB_Default :electrical_loads_scale: NECB_Default :enable_costing: true :epw_file: CAN_AB_Calgary.Intl.AP.718770_CWEC2016.epw :erv_package: NECB_Default :ext_floor_cond: NECB_Default :ext_roof_cond: NECB_Default :ext_wall_cond: NECB_Default :fdwr_set: NECB_Default :fixed_wind_solar_trans: NECB_Default :fixed_window_cond: NECB_Default :furnace_eff: NECB_Default :glass_door_cond: NECB_Default :glass_door_solar_trans: NECB_Default :ground_floor_cond: NECB_Default :ground_roof_cond: NECB_Default :ground_wall_cond: NECB_Default :image_name: btap_private_cli :infiltration_scale: NECB_Default :lights_scale: NECB_Default :lights_type: NECB_Default :nv_delta_temp_in_out: NECB_Default :nv_opening_fraction: NECB_Default :nv_temp_out_min: NECB_Default :nv_type: NECB_Default :oa_scale: NECB_Default :occupancy_loads_scale: NECB_Default :output_meters: [] :output_variables: [] :overhead_door_cond: NECB_Default :primary_heating_fuel: NaturalGas :pv_ground_azimuth_angle: NECB_Default :pv_ground_module_description: NECB_Default :pv_ground_tilt_angle: NECB_Default :pv_ground_total_area_pv_panels_m2: NECB_Default :pv_ground_type: NECB_Default :rotation_degrees: NECB_Default :run_annual_simulation: true :s3_bucket: '834599497928' :scale_x: NECB_Default :scale_y: NECB_Default :scale_z: NECB_Default :shw_eff: NECB_Default :skylight_cond: NECB_Default :skylight_solar_trans: NECB_Default :srr_set: NECB_Default :template: NECB2011 | reference | reference | 6381890b-bb60-46db-928d-f1aef50281a4 | NECB2011 | RetailStripmall | NaturalGas | Natural Gas | CAN_AB_Calgary.Intl.AP.718770_CWEC2016.epw | parametric |  | NECB_Default | NECB_Default | NECB_Default | NECB_Default | NECB_Default | NECB_Default | NECB_Default | NECB_Default | NECB_Default | NECB_Default | NECB_Default | NECB_Default | NECB_Default | NECB_Default | NECB_Default | NECB_Default | NECB_Default | NECB_Default | NECB_Default | NECB_Default | NECB_Default | NECB_Default | NECB_Default | NECB_Default | NECB_Default | NECB_Default | NECB_Default | NECB_Default | NECB_Default | NECB_Default | NECB_Default | NECB_Default | NECB_Default | NECB_Default | NECB_Default | NECB_Default | NECB_Default | NECB_Default | NECB_Default | NECB_Default | NECB_Default | NECB_Default | NECB_Default | NECB_Default | NECB_Default | aws_batch | 834599497928 | btap_private_cli |  | TRUE | TRUE |  |  | 129.1495 | 33.5455 | 84.0647 | 180.9997 | 2090.32 | 3274.4664 | 33.3 | RetailStripmall |  |  | 5 | RetailStripmall | 1 |  | 1 | NECB2011 | 0.30241 | 10827.8493 | 240.4634 | 51.2809 | 121.3775 | 6.1894 | 694.3825 | 275.0713 | CALGARY | ALBERTA | 114.5089 | 21.1859 | 0 | 135.6947 | 10.8531 | 1.5114 | 0 | 12.3645 | 0 | 0.043678 | 0 | 0 | 0.52178 | 0.18564 | 0 | 0.404 | 0.035196 | 0.25482 | 0.41984 | 0.0024446 | 0.94162 | 0.01584 | 62.8618 | 129.6521 | 33.3 | 0.757 | [5 empty] | 0.162 | 0.21 | 2.2 | 2.2 | 5 | Calgary Intl AP | CAN | 64 | 4781 | 51.114 | -114.02 | 7a | 5000 | AB | CAN_AB_Calgary.Intl.AP.718770_CWEC2016.epw | 0.94162 | 33.5455 | 129.1495 | 5.4568 | 17.7714 | FALSE | FALSE | FALSE | FALSE | 9.2252 | 13.121 | 0 | 0 | 0 | 0 | 33.11 | 435.9193 | 0.33705 | 0.00077318 | 123.19 | 0 | 0.94162 | 22 | 18.67 | 1.67 | 1.67 |  | https://s3.console.aws.amazon.com/s3/buckets/834599497928?region=ca-central-1&prefix=phylroy.lopez/reference/reference/output/6381890b-bb60-46db-928d-f1aef50281a4/ | 1.0.002
564 |  | TRUE | 100 | 0 | 0 | 198.1033 |  |  |  | 0.1 | 2021-09-22 20:09:05 +0000 | 438c2ebff | 0.2.14 | :adv_dx_units: NECB_Default :airloop_economizer_type: NECB_Default :algorithm_type: parametric :analysis_id: reference :analysis_name: reference :boiler_eff: NECB_Default :btap_batch_version: 1.0.002 :building_type: RetailStripmall :chiller_type: NECB_Default :compute_environment: aws_batch :datapoint_id: 6c5e8ac9-965b-4aa6-9ad1-5e46b7f0af84 :daylighting_type: NECB_Default :dcv_type: NECB_Default :door_construction_cond: NECB_Default :ecm_system_name: NECB_Default :electrical_loads_scale: NECB_Default :enable_costing: true :epw_file: CAN_ON_Toronto.Pearson.Intl.AP.716240_CWEC2016.epw :erv_package: NECB_Default :ext_floor_cond: NECB_Default :ext_roof_cond: NECB_Default :ext_wall_cond: NECB_Default :fdwr_set: NECB_Default :fixed_wind_solar_trans: NECB_Default :fixed_window_cond: NECB_Default :furnace_eff: NECB_Default :glass_door_cond: NECB_Default :glass_door_solar_trans: NECB_Default :ground_floor_cond: NECB_Default :ground_roof_cond: NECB_Default :ground_wall_cond: NECB_Default :image_name: btap_private_cli :infiltration_scale: NECB_Default :lights_scale: NECB_Default :lights_type: NECB_Default :nv_delta_temp_in_out: NECB_Default :nv_opening_fraction: NECB_Default :nv_temp_out_min: NECB_Default :nv_type: NECB_Default :oa_scale: NECB_Default :occupancy_loads_scale: NECB_Default :output_meters: [] :output_variables: [] :overhead_door_cond: NECB_Default :primary_heating_fuel: NaturalGas :pv_ground_azimuth_angle: NECB_Default :pv_ground_module_description: NECB_Default :pv_ground_tilt_angle: NECB_Default :pv_ground_total_area_pv_panels_m2: NECB_Default :pv_ground_type: NECB_Default :rotation_degrees: NECB_Default :run_annual_simulation: true :s3_bucket: '834599497928' :scale_x: NECB_Default :scale_y: NECB_Default :scale_z: NECB_Default :shw_eff: NECB_Default :skylight_cond: NECB_Default :skylight_solar_trans: NECB_Default :srr_set: NECB_Default :template: NECB2011 | reference | reference | 6c5e8ac9-965b-4aa6-9ad1-5e46b7f0af84 | NECB2011 | RetailStripmall | NaturalGas | Natural Gas | CAN_ON_Toronto.Pearson.Intl.AP.716240_CWEC2016.epw | parametric |  | NECB_Default | NECB_Default | NECB_Default | NECB_Default | NECB_Default | NECB_Default | NECB_Default | NECB_Default | NECB_Default | NECB_Default | NECB_Default | NECB_Default | NECB_Default | NECB_Default | NECB_Default | NECB_Default | NECB_Default | NECB_Default | NECB_Default | NECB_Default | NECB_Default | NECB_Default | NECB_Default | NECB_Default | NECB_Default | NECB_Default | NECB_Default | NECB_Default | NECB_Default | NECB_Default | NECB_Default | NECB_Default | NECB_Default | NECB_Default | NECB_Default | NECB_Default | NECB_Default | NECB_Default | NECB_Default | NECB_Default | NECB_Default | NECB_Default | NECB_Default | NECB_Default | NECB_Default | aws_batch | 834599497928 | btap_private_cli |  | TRUE | TRUE |  |  | 137.9467 | 42.4074 | 81.1412 | 185.8301 | 2090.32 | 3274.4664 | 40 | RetailStripmall |  |  | 5 | RetailStripmall | 1 |  | 1 | NECB2011 | 0.30241 | 10827.8493 | 250.3425 | 55.2412 | 128.3751 | 6.3945 | 711.8492 | 271.4959 | TORONTO | ONTARIO | 3.0652 | 20.12 | 0 | 23.1852 | 24.5583 | 3.5502 | 0 | 28.1085 | 0 | 0.091641 | 0 | 0 | 0.55188 | 0.16814 | 0 | 0.39241 | 0.035196 | 0.25482 | 0.40713 | 0.0020762 | 0.95901 | 0.014715 | 70.7637 | 138.5199 | 40 | 0.757 | [5 empty] | 0.183 | 0.278 | 2.2 | 2.2 | 5 | Toronto Pearson Intl AP | CAN | 382 | 3615 | 43.677 | -79.631 | 5 | 3890 | ON | CAN_ON_Toronto.Pearson.Intl.AP.716240_CWEC2016.epw | 0.959 | 42.4074 | 137.9467 | 8.7466 | 14.8666 | FALSE | FALSE | FALSE | FALSE | 9.9229 | 6.1473 | 0 | 0 | 0 | 0 | 30.76 | 435.9193 | 0.33705 | 0.00077318 | 123.19 | 0 | 0.95901 | 79.67 | 66 | 9.83 | 9.83 |  | https://s3.console.aws.amazon.com/s3/buckets/834599497928?region=ca-central-1&prefix=phylroy.lopez/reference/reference/output/6c5e8ac9-965b-4aa6-9ad1-5e46b7f0af84/ | 1.0.002
565 |  | TRUE | 105 | 0 | 0 | 194.3797 |  |  |  | 0.1 | 2021-09-22 20:09:10 +0000 | 438c2ebff | 0.2.14 | :adv_dx_units: NECB_Default :airloop_economizer_type: NECB_Default :algorithm_type: parametric :analysis_id: reference :analysis_name: reference :boiler_eff: NECB_Default :btap_batch_version: 1.0.002 :building_type: RetailStripmall :chiller_type: NECB_Default :compute_environment: aws_batch :datapoint_id: 17e9295c-d0a4-42e4-91c4-65bc9e3726a1 :daylighting_type: NECB_Default :dcv_type: NECB_Default :door_construction_cond: NECB_Default :ecm_system_name: NECB_Default :electrical_loads_scale: NECB_Default :enable_costing: true :epw_file: CAN_YT_Whitehorse.Intl.AP.719640_CWEC2016.epw :erv_package: NECB_Default :ext_floor_cond: NECB_Default :ext_roof_cond: NECB_Default :ext_wall_cond: NECB_Default :fdwr_set: NECB_Default :fixed_wind_solar_trans: NECB_Default :fixed_window_cond: NECB_Default :furnace_eff: NECB_Default :glass_door_cond: NECB_Default :glass_door_solar_trans: NECB_Default :ground_floor_cond: NECB_Default :ground_roof_cond: NECB_Default :ground_wall_cond: NECB_Default :image_name: btap_private_cli :infiltration_scale: NECB_Default :lights_scale: NECB_Default :lights_type: NECB_Default :nv_delta_temp_in_out: NECB_Default :nv_opening_fraction: NECB_Default :nv_temp_out_min: NECB_Default :nv_type: NECB_Default :oa_scale: NECB_Default :occupancy_loads_scale: NECB_Default :output_meters: [] :output_variables: [] :overhead_door_cond: NECB_Default :primary_heating_fuel: Electricity :pv_ground_azimuth_angle: NECB_Default :pv_ground_module_description: NECB_Default :pv_ground_tilt_angle: NECB_Default :pv_ground_total_area_pv_panels_m2: NECB_Default :pv_ground_type: NECB_Default :rotation_degrees: NECB_Default :run_annual_simulation: true :s3_bucket: '834599497928' :scale_x: NECB_Default :scale_y: NECB_Default :scale_z: NECB_Default :shw_eff: NECB_Default :skylight_cond: NECB_Default :skylight_solar_trans: NECB_Default :srr_set: NECB_Default :template: NECB2015 | reference | reference | 17e9295c-d0a4-42e4-91c4-65bc9e3726a1 | NECB2015 | RetailStripmall | Electricity | Electricity | CAN_YT_Whitehorse.Intl.AP.719640_CWEC2016.epw | parametric |  | NECB_Default | NECB_Default | NECB_Default | NECB_Default | NECB_Default | NECB_Default | NECB_Default | NECB_Default | NECB_Default | NECB_Default | NECB_Default | NECB_Default | NECB_Default | NECB_Default | NECB_Default | NECB_Default | NECB_Default | NECB_Default | NECB_Default | NECB_Default | NECB_Default | NECB_Default | NECB_Default | NECB_Default | NECB_Default | NECB_Default | NECB_Default | NECB_Default | NECB_Default | NECB_Default | NECB_Default | NECB_Default | NECB_Default | NECB_Default | NECB_Default | NECB_Default | NECB_Default | NECB_Default | NECB_Default | NECB_Default | NECB_Default | NECB_Default | NECB_Default | NECB_Default | NECB_Default | aws_batch | 834599497928 | btap_private_cli |  | TRUE | TRUE |  |  | 145.0382 | 22.7593 | 109.7347 | 157.2114 | 2090.32 | 3274.4664 | 22.8 | RetailStripmall |  |  | 5 | RetailStripmall | 1 |  | 1 | NECB2015 | 0.30241 | 10827.8493 | 191.7161 | 11.5273 | 106.5155 | 5.8711 | 564.2128 | 248.5827 | WHITEHORSE | YUKON | 12.956 | 0 | 0 | 12.956 | 29.671 | 0 | 0 | 29.671 | 0 | 0.011711 | 0 | 0 | 0.83298 | 0.1446 | 0.0066401 | 0.39504 | 0.036162 | 0.22421 | 0 | 0 | 0.83298 | 0.014601 | 171.129 | 0 | 22.8 | 0.757 | [5 empty] | 0.162 | 0.21 | 2.2 | 2.2 | 5 | Whitehorse Intl AP | CAN | 5 | 6491 | 60.709 | -135.069 | 7b | 6580 | YT | CAN_YT_Whitehorse.Intl.AP.719640_CWEC2016.epw | 0.83299 | 22.7593 | 145.0382 | 6.8689 | 13.4302 | TRUE | FALSE | FALSE | FALSE | 4.903 | 16.8533 | 0 | 0.083502 | 0.00019168 | 30.52 | 0 | 435.6285 | 0.35319 | 0.00081075 | 129.09 | 0 | 0.83298 | 10.67 | 7.33 | 3.33 | 3.33 |  | https://s3.console.aws.amazon.com/s3/buckets/834599497928?region=ca-central-1&prefix=phylroy.lopez/reference/reference/output/17e9295c-d0a4-42e4-91c4-65bc9e3726a1/ | 1.0.002
566 |  | TRUE | 102 | 0 | 0 | 197.9454 |  |  |  | 0.1 | 2021-09-22 20:09:11 +0000 | 438c2ebff | 0.2.14 | :adv_dx_units: NECB_Default :airloop_economizer_type: NECB_Default :algorithm_type: parametric :analysis_id: reference :analysis_name: reference :boiler_eff: NECB_Default :btap_batch_version: 1.0.002 :building_type: RetailStripmall :chiller_type: NECB_Default :compute_environment: aws_batch :datapoint_id: c01d7f38-7cd8-4e53-984e-35a9eca66dca :daylighting_type: NECB_Default :dcv_type: NECB_Default :door_construction_cond: NECB_Default :ecm_system_name: NECB_Default :electrical_loads_scale: NECB_Default :enable_costing: true :epw_file: CAN_ON_Toronto.Pearson.Intl.AP.716240_CWEC2016.epw :erv_package: NECB_Default :ext_floor_cond: NECB_Default :ext_roof_cond: NECB_Default :ext_wall_cond: NECB_Default :fdwr_set: NECB_Default :fixed_wind_solar_trans: NECB_Default :fixed_window_cond: NECB_Default :furnace_eff: NECB_Default :glass_door_cond: NECB_Default :glass_door_solar_trans: NECB_Default :ground_floor_cond: NECB_Default :ground_roof_cond: NECB_Default :ground_wall_cond: NECB_Default :image_name: btap_private_cli :infiltration_scale: NECB_Default :lights_scale: NECB_Default :lights_type: NECB_Default :nv_delta_temp_in_out: NECB_Default :nv_opening_fraction: NECB_Default :nv_temp_out_min: NECB_Default :nv_type: NECB_Default :oa_scale: NECB_Default :occupancy_loads_scale: NECB_Default :output_meters: [] :output_variables: [] :overhead_door_cond: NECB_Default :primary_heating_fuel: Electricity :pv_ground_azimuth_angle: NECB_Default :pv_ground_module_description: NECB_Default :pv_ground_tilt_angle: NECB_Default :pv_ground_total_area_pv_panels_m2: NECB_Default :pv_ground_type: NECB_Default :rotation_degrees: NECB_Default :run_annual_simulation: true :s3_bucket: '834599497928' :scale_x: NECB_Default :scale_y: NECB_Default :scale_z: NECB_Default :shw_eff: NECB_Default :skylight_cond: NECB_Default :skylight_solar_trans: NECB_Default :srr_set: NECB_Default :template: NECB2011 | reference | reference | c01d7f38-7cd8-4e53-984e-35a9eca66dca | NECB2011 | RetailStripmall | Electricity | Electricity | CAN_ON_Toronto.Pearson.Intl.AP.716240_CWEC2016.epw | parametric |  | NECB_Default | NECB_Default | NECB_Default | NECB_Default | NECB_Default | NECB_Default | NECB_Default | NECB_Default | NECB_Default | NECB_Default | NECB_Default | NECB_Default | NECB_Default | NECB_Default | NECB_Default | NECB_Default | NECB_Default | NECB_Default | NECB_Default | NECB_Default | NECB_Default | NECB_Default | NECB_Default | NECB_Default | NECB_Default | NECB_Default | NECB_Default | NECB_Default | NECB_Default | NECB_Default | NECB_Default | NECB_Default | NECB_Default | NECB_Default | NECB_Default | NECB_Default | NECB_Default | NECB_Default | NECB_Default | NECB_Default | NECB_Default | NECB_Default | NECB_Default | NECB_Default | NECB_Default | aws_batch | 834599497928 | btap_private_cli |  | TRUE | TRUE |  |  | 107.3672 | 41.7682 | 81.4283 | 156.2693 | 2090.32 | 3274.4664 | 40 | RetailStripmall |  |  | 5 | RetailStripmall | 1 |  | 1 | NECB2011 | 0.30241 | 10827.8493 | 250.3425 | 15.6028 | 128.3751 | 6.252 | 705.6871 | 305.1147 | TORONTO | ONTARIO | 4.7354 | 0 | 0 | 4.7354 | 37.9401 | 0 | 0 | 37.9401 | 0 | 0.090273 | 0 | 0 | 0.85259 | 0.16686 | 0 | 0.29314 | 0.035196 | 0.25482 | 0 | 0 | 0.85259 | 0.01229 | 134.2236 | 0 | 40 | 0.757 | [5 empty] | 0.183 | 0.278 | 2.2 | 2.2 | 5 | Toronto Pearson Intl AP | CAN | 382 | 3615 | 43.677 | -79.631 | 5 | 3890 | ON | CAN_ON_Toronto.Pearson.Intl.AP.716240_CWEC2016.epw | 0.85259 | 41.7682 | 107.3672 | 8.7466 | 14.8665 | FALSE | FALSE | FALSE | FALSE | 9.9229 | 6.1473 | 0 | 0.070287 | 0.00016124 | 25.69 | 0 | 435.9193 | 0.33705 | 0.00077318 | 123.19 | 0 | 0.85259 | 79.67 | 66 | 0.33 | 0.33 |  | https://s3.console.aws.amazon.com/s3/buckets/834599497928?region=ca-central-1&prefix=phylroy.lopez/reference/reference/output/c01d7f38-7cd8-4e53-984e-35a9eca66dca/ | 1.0.002
567 |  | TRUE | 102 | 0 | 0 | 196.5091 |  |  |  | 0.1 | 2021-09-22 20:09:26 +0000 | 438c2ebff | 0.2.14 | :adv_dx_units: NECB_Default :airloop_economizer_type: NECB_Default :algorithm_type: parametric :analysis_id: reference :analysis_name: reference :boiler_eff: NECB_Default :btap_batch_version: 1.0.002 :building_type: RetailStripmall :chiller_type: NECB_Default :compute_environment: aws_batch :datapoint_id: 4b0ef7cf-557e-41fc-9724-8227ee5da3b6 :daylighting_type: NECB_Default :dcv_type: NECB_Default :door_construction_cond: NECB_Default :ecm_system_name: NECB_Default :electrical_loads_scale: NECB_Default :enable_costing: true :epw_file: CAN_AB_Edmonton.Intl.AP.711230_CWEC2016.epw :erv_package: NECB_Default :ext_floor_cond: NECB_Default :ext_roof_cond: NECB_Default :ext_wall_cond: NECB_Default :fdwr_set: NECB_Default :fixed_wind_solar_trans: NECB_Default :fixed_window_cond: NECB_Default :furnace_eff: NECB_Default :glass_door_cond: NECB_Default :glass_door_solar_trans: NECB_Default :ground_floor_cond: NECB_Default :ground_roof_cond: NECB_Default :ground_wall_cond: NECB_Default :image_name: btap_private_cli :infiltration_scale: NECB_Default :lights_scale: NECB_Default :lights_type: NECB_Default :nv_delta_temp_in_out: NECB_Default :nv_opening_fraction: NECB_Default :nv_temp_out_min: NECB_Default :nv_type: NECB_Default :oa_scale: NECB_Default :occupancy_loads_scale: NECB_Default :output_meters: [] :output_variables: [] :overhead_door_cond: NECB_Default :primary_heating_fuel: NaturalGas :pv_ground_azimuth_angle: NECB_Default :pv_ground_module_description: NECB_Default :pv_ground_tilt_angle: NECB_Default :pv_ground_total_area_pv_panels_m2: NECB_Default :pv_ground_type: NECB_Default :rotation_degrees: NECB_Default :run_annual_simulation: true :s3_bucket: '834599497928' :scale_x: NECB_Default :scale_y: NECB_Default :scale_z: NECB_Default :shw_eff: NECB_Default :skylight_cond: NECB_Default :skylight_solar_trans: NECB_Default :srr_set: NECB_Default :template: NECB2015 | reference | reference | 4b0ef7cf-557e-41fc-9724-8227ee5da3b6 | NECB2015 | RetailStripmall | NaturalGas | Natural Gas | CAN_AB_Edmonton.Intl.AP.711230_CWEC2016.epw | parametric |  | NECB_Default | NECB_Default | NECB_Default | NECB_Default | NECB_Default | NECB_Default | NECB_Default | NECB_Default | NECB_Default | NECB_Default | NECB_Default | NECB_Default | NECB_Default | NECB_Default | NECB_Default | NECB_Default | NECB_Default | NECB_Default | NECB_Default | NECB_Default | NECB_Default | NECB_Default | NECB_Default | NECB_Default | NECB_Default | NECB_Default | NECB_Default | NECB_Default | NECB_Default | NECB_Default | NECB_Default | NECB_Default | NECB_Default | NECB_Default | NECB_Default | NECB_Default | NECB_Default | NECB_Default | NECB_Default | NECB_Default | NECB_Default | NECB_Default | NECB_Default | NECB_Default | NECB_Default | aws_batch | 834599497928 | btap_private_cli |  | TRUE | TRUE |  |  | 158.6373 | 28.8304 | 88.466 | 183.385 | 2090.32 | 3274.4664 | 32.5 | RetailStripmall |  |  | 5 | RetailStripmall | 1 |  | 1 | NECB2015 | 0.30241 | 10827.8493 | 235.1707 | 51.9838 | 125.33 | 6.2096 | 681.1558 | 262.4616 | EDMONTON | ALBERTA | 105.271 | 22.5636 | 0 | 127.8346 | 9.9775 | 1.6097 | 0 | 11.5872 | 0 | 0.041242 | 0 | 0 | 0.47968 | 0.16887 | 0.006267 | 0.43014 | 0.036162 | 0.22421 | 0.44715 | 0.0029278 | 0.92683 | 0.017012 | 55.625 | 159.2129 | 32.5 | 0.757 | [5 empty] | 0.162 | 0.21 | 2.2 | 2.2 | 5 | Edmonton Intl AP | CAN | 23 | 5588 | 53.31 | -113.579 | 7a | 5120 | AB | CAN_AB_Edmonton.Intl.AP.711230_CWEC2016.epw | 0.92683 | 28.8304 | 158.6373 | 5.4913 | 16.7131 | FALSE | FALSE | FALSE | FALSE | 8.2396 | 15.1625 | 0 | 0 | 0 | 0 | 35.56 | 435.6285 | 0.35319 | 0.00081075 | 129.09 | 0 | 0.92683 | 15.33 | 14.83 | 7.17 | 7.17 |  | https://s3.console.aws.amazon.com/s3/buckets/834599497928?region=ca-central-1&prefix=phylroy.lopez/reference/reference/output/4b0ef7cf-557e-41fc-9724-8227ee5da3b6/ | 1.0.002
568 |  | TRUE | 112 | 0 | 0 | 193.1357 |  |  |  | 0.1 | 2021-09-22 20:09:20 +0000 | 438c2ebff | 0.2.14 | :adv_dx_units: NECB_Default :airloop_economizer_type: NECB_Default :algorithm_type: parametric :analysis_id: reference :analysis_name: reference :boiler_eff: NECB_Default :btap_batch_version: 1.0.002 :building_type: RetailStripmall :chiller_type: NECB_Default :compute_environment: aws_batch :datapoint_id: 54bcdc19-7829-446e-871b-7223877a6d07 :daylighting_type: NECB_Default :dcv_type: NECB_Default :door_construction_cond: NECB_Default :ecm_system_name: NECB_Default :electrical_loads_scale: NECB_Default :enable_costing: true :epw_file: CAN_AB_Edmonton.Intl.AP.711230_CWEC2016.epw :erv_package: NECB_Default :ext_floor_cond: NECB_Default :ext_roof_cond: NECB_Default :ext_wall_cond: NECB_Default :fdwr_set: NECB_Default :fixed_wind_solar_trans: NECB_Default :fixed_window_cond: NECB_Default :furnace_eff: NECB_Default :glass_door_cond: NECB_Default :glass_door_solar_trans: NECB_Default :ground_floor_cond: NECB_Default :ground_roof_cond: NECB_Default :ground_wall_cond: NECB_Default :image_name: btap_private_cli :infiltration_scale: NECB_Default :lights_scale: NECB_Default :lights_type: NECB_Default :nv_delta_temp_in_out: NECB_Default :nv_opening_fraction: NECB_Default :nv_temp_out_min: NECB_Default :nv_type: NECB_Default :oa_scale: NECB_Default :occupancy_loads_scale: NECB_Default :output_meters: [] :output_variables: [] :overhead_door_cond: NECB_Default :primary_heating_fuel: Electricity :pv_ground_azimuth_angle: NECB_Default :pv_ground_module_description: NECB_Default :pv_ground_tilt_angle: NECB_Default :pv_ground_total_area_pv_panels_m2: NECB_Default :pv_ground_type: NECB_Default :rotation_degrees: NECB_Default :run_annual_simulation: true :s3_bucket: '834599497928' :scale_x: NECB_Default :scale_y: NECB_Default :scale_z: NECB_Default :shw_eff: NECB_Default :skylight_cond: NECB_Default :skylight_solar_trans: NECB_Default :srr_set: NECB_Default :template: NECB2017 | reference | reference | 54bcdc19-7829-446e-871b-7223877a6d07 | NECB2017 | RetailStripmall | Electricity | Electricity | CAN_AB_Edmonton.Intl.AP.711230_CWEC2016.epw | parametric |  | NECB_Default | NECB_Default | NECB_Default | NECB_Default | NECB_Default | NECB_Default | NECB_Default | NECB_Default | NECB_Default | NECB_Default | NECB_Default | NECB_Default | NECB_Default | NECB_Default | NECB_Default | NECB_Default | NECB_Default | NECB_Default | NECB_Default | NECB_Default | NECB_Default | NECB_Default | NECB_Default | NECB_Default | NECB_Default | NECB_Default | NECB_Default | NECB_Default | NECB_Default | NECB_Default | NECB_Default | NECB_Default | NECB_Default | NECB_Default | NECB_Default | NECB_Default | NECB_Default | NECB_Default | NECB_Default | NECB_Default | NECB_Default | NECB_Default | NECB_Default | NECB_Default | NECB_Default | aws_batch | 834599497928 | btap_private_cli |  | TRUE | TRUE |  |  | 122.2924 | 22.5623 | 73.1945 | 124.0533 | 2090.32 | 3274.4664 | 32.5 | RetailStripmall |  |  | 2 | RetailStripmall | 1 |  | 1 | NECB2017 | 0.30241 | 10827.8493 | 240.0856 | 13.4087 | 125.33 | 6.1647 | 643.5878 | 258.5989 | EDMONTON | ALBERTA | 149.5212 | 0 | 0 | 149.5212 | 14.1715 | 0 | 0 | 14.1715 | 0 | 0.03255 | 0 | 0 | 0.68133 | 0.13637 | 0.0091421 | 0.26351 | 0.036162 | 0.18943 | 0 | 0 | 0.68133 | 0.014165 | 145.7037 | 0 | 32.5 | 0.757 | [5 empty] | 0.138 | 0.21 | 1.9 | 1.9 | 2 | Edmonton Intl AP | CAN | 23 | 5588 | 53.31 | -113.579 | 7a | 5120 | AB | CAN_AB_Edmonton.Intl.AP.711230_CWEC2016.epw | 0.68132 | 22.5623 | 122.2924 | 5.4913 | 16.7132 | FALSE | FALSE | FALSE | FALSE | 8.2396 | 15.1625 | 0 | 0.081012 | 0.00018597 | 29.61 | 0 | 435.6285 | 0.35319 | 0.00081075 | 129.09 | 0 | 0.68133 | 14.33 | 13.67 | 1.17 | 1.17 |  | https://s3.console.aws.amazon.com/s3/buckets/834599497928?region=ca-central-1&prefix=phylroy.lopez/reference/reference/output/54bcdc19-7829-446e-871b-7223877a6d07/ | 1.0.002
569 |  | TRUE | 111 | 0 | 0 | 201.0039 |  |  |  | 0.1 | 2021-09-22 20:09:11 +0000 | 438c2ebff | 0.2.14 | :adv_dx_units: NECB_Default :airloop_economizer_type: NECB_Default :algorithm_type: parametric :analysis_id: reference :analysis_name: reference :boiler_eff: NECB_Default :btap_batch_version: 1.0.002 :building_type: RetailStripmall :chiller_type: NECB_Default :compute_environment: aws_batch :datapoint_id: 2c12244b-171c-4d64-939b-c120238a0a5e :daylighting_type: NECB_Default :dcv_type: NECB_Default :door_construction_cond: NECB_Default :ecm_system_name: NECB_Default :electrical_loads_scale: NECB_Default :enable_costing: true :epw_file: CAN_AB_Calgary.Intl.AP.718770_CWEC2016.epw :erv_package: NECB_Default :ext_floor_cond: NECB_Default :ext_roof_cond: NECB_Default :ext_wall_cond: NECB_Default :fdwr_set: NECB_Default :fixed_wind_solar_trans: NECB_Default :fixed_window_cond: NECB_Default :furnace_eff: NECB_Default :glass_door_cond: NECB_Default :glass_door_solar_trans: NECB_Default :ground_floor_cond: NECB_Default :ground_roof_cond: NECB_Default :ground_wall_cond: NECB_Default :image_name: btap_private_cli :infiltration_scale: NECB_Default :lights_scale: NECB_Default :lights_type: NECB_Default :nv_delta_temp_in_out: NECB_Default :nv_opening_fraction: NECB_Default :nv_temp_out_min: NECB_Default :nv_type: NECB_Default :oa_scale: NECB_Default :occupancy_loads_scale: NECB_Default :output_meters: [] :output_variables: [] :overhead_door_cond: NECB_Default :primary_heating_fuel: Electricity :pv_ground_azimuth_angle: NECB_Default :pv_ground_module_description: NECB_Default :pv_ground_tilt_angle: NECB_Default :pv_ground_total_area_pv_panels_m2: NECB_Default :pv_ground_type: NECB_Default :rotation_degrees: NECB_Default :run_annual_simulation: true :s3_bucket: '834599497928' :scale_x: NECB_Default :scale_y: NECB_Default :scale_z: NECB_Default :shw_eff: NECB_Default :skylight_cond: NECB_Default :skylight_solar_trans: NECB_Default :srr_set: NECB_Default :template: BTAP1980TO2010 | reference | reference | 2c12244b-171c-4d64-939b-c120238a0a5e | BTAP1980TO2010 | RetailStripmall | Electricity | Electricity | CAN_AB_Calgary.Intl.AP.718770_CWEC2016.epw | parametric |  | NECB_Default | NECB_Default | NECB_Default | NECB_Default | NECB_Default | NECB_Default | NECB_Default | NECB_Default | NECB_Default | NECB_Default | NECB_Default | NECB_Default | NECB_Default | NECB_Default | NECB_Default | NECB_Default | NECB_Default | NECB_Default | NECB_Default | NECB_Default | NECB_Default | NECB_Default | NECB_Default | NECB_Default | NECB_Default | NECB_Default | NECB_Default | NECB_Default | NECB_Default | NECB_Default | NECB_Default | NECB_Default | NECB_Default | NECB_Default | NECB_Default | NECB_Default | NECB_Default | NECB_Default | NECB_Default | NECB_Default | NECB_Default | NECB_Default | NECB_Default | NECB_Default | NECB_Default | aws_batch | 834599497928 | btap_private_cli |  | TRUE | TRUE |  |  | 175.4942 | 22.5941 | 173.6403 | 225.622 | 2090.32 | 3274.4664 | 14.4 | RetailStripmall |  |  | 0 | RetailStripmall | 1 |  | 1 | BTAP1980TO2010 | 0.30241 | 10827.8493 | 0.48653 | 20.0886 | 121.3775 | 6.1484 | 364.8666 | 216.7655 | CALGARY | ALBERTA | 241.8987 | 0 | 0 | 241.8987 | 22.9269 | 0 | 0 | 22.9269 | 0 | 0.027034 | 0 | 0 | 1.1023 | 0.14689 | 0 | 0.62511 | 0.035196 | 0.25482 | 0 | 0 | 1.1023 | 0.013213 | 194.9112 | 0 | 14.4 | 0.678 |  |  | 2.95 |  |  | 0.227 | 0.346 | 2.95 |  | 0 | Calgary Intl AP | CAN | 64 | 4781 | 51.114 | -114.02 | 7a | 5000 | AB | CAN_AB_Calgary.Intl.AP.718770_CWEC2016.epw | 1.1023 | 22.5941 | 175.4942 | 5.4567 | 17.7715 | FALSE | FALSE | FALSE | FALSE | 9.2252 | 13.121 | 0 | 0.075568 | 0.00021669 | 27.62 | 0 | 348.7361 | 0.33705 | 0.00096648 | 123.19 | 0 | 1.1023 | 6.67 | 6.67 | 0.83 | 0.5 |  | https://s3.console.aws.amazon.com/s3/buckets/834599497928?region=ca-central-1&prefix=phylroy.lopez/reference/reference/output/2c12244b-171c-4d64-939b-c120238a0a5e/ | 1.0.002
570 |  | TRUE | 49 | 0 | 0 | 132.3091 |  |  |  | 0.1 | 2021-09-22 20:09:23 +0000 | 438c2ebff | 0.2.14 | :adv_dx_units: NECB_Default :airloop_economizer_type: NECB_Default :algorithm_type: parametric :analysis_id: reference :analysis_name: reference :boiler_eff: NECB_Default :btap_batch_version: 1.0.002 :building_type: FullServiceRestaurant :chiller_type: NECB_Default :compute_environment: aws_batch :datapoint_id: bf9b46ca-0f6c-4865-9b4d-1b08e3b21cd7 :daylighting_type: NECB_Default :dcv_type: NECB_Default :door_construction_cond: NECB_Default :ecm_system_name: NECB_Default :electrical_loads_scale: NECB_Default :enable_costing: true :epw_file: CAN_ON_Toronto.Pearson.Intl.AP.716240_CWEC2016.epw :erv_package: NECB_Default :ext_floor_cond: NECB_Default :ext_roof_cond: NECB_Default :ext_wall_cond: NECB_Default :fdwr_set: NECB_Default :fixed_wind_solar_trans: NECB_Default :fixed_window_cond: NECB_Default :furnace_eff: NECB_Default :glass_door_cond: NECB_Default :glass_door_solar_trans: NECB_Default :ground_floor_cond: NECB_Default :ground_roof_cond: NECB_Default :ground_wall_cond: NECB_Default :image_name: btap_private_cli :infiltration_scale: NECB_Default :lights_scale: NECB_Default :lights_type: NECB_Default :nv_delta_temp_in_out: NECB_Default :nv_opening_fraction: NECB_Default :nv_temp_out_min: NECB_Default :nv_type: NECB_Default :oa_scale: NECB_Default :occupancy_loads_scale: NECB_Default :output_meters: [] :output_variables: [] :overhead_door_cond: NECB_Default :primary_heating_fuel: Electricity :pv_ground_azimuth_angle: NECB_Default :pv_ground_module_description: NECB_Default :pv_ground_tilt_angle: NECB_Default :pv_ground_total_area_pv_panels_m2: NECB_Default :pv_ground_type: NECB_Default :rotation_degrees: NECB_Default :run_annual_simulation: true :s3_bucket: '834599497928' :scale_x: NECB_Default :scale_y: NECB_Default :scale_z: NECB_Default :shw_eff: NECB_Default :skylight_cond: NECB_Default :skylight_solar_trans: NECB_Default :srr_set: NECB_Default :template: BTAP1980TO2010 | reference | reference | bf9b46ca-0f6c-4865-9b4d-1b08e3b21cd7 | BTAP1980TO2010 | FullServiceRestaurant | Electricity | Electricity | CAN_ON_Toronto.Pearson.Intl.AP.716240_CWEC2016.epw | parametric |  | NECB_Default | NECB_Default | NECB_Default | NECB_Default | NECB_Default | NECB_Default | NECB_Default | NECB_Default | NECB_Default | NECB_Default | NECB_Default | NECB_Default | NECB_Default | NECB_Default | NECB_Default | NECB_Default | NECB_Default | NECB_Default | NECB_Default | NECB_Default | NECB_Default | NECB_Default | NECB_Default | NECB_Default | NECB_Default | NECB_Default | NECB_Default | NECB_Default | NECB_Default | NECB_Default | NECB_Default | NECB_Default | NECB_Default | NECB_Default | NECB_Default | NECB_Default | NECB_Default | NECB_Default | NECB_Default | NECB_Default | NECB_Default | NECB_Default | NECB_Default | NECB_Default | NECB_Default | aws_batch | 834599497928 | btap_private_cli |  | TRUE | TRUE |  |  | 336.672 | 57.3085 | 437.9504 | 576.717 | 511.15 | 845.2233 | 17.1 | FullServiceRestaurant |  |  | 0 | FullServiceRestaurant | 1 |  | 1 | BTAP1980TO2010 | 0.35452 | 2384.1067 | 0.86751 | 18.4233 | 71.3353 | 32.326 | 498.1408 | 375.1887 | TORONTO | ONTARIO | 12.9737 | 0 | 0 | 12.9737 | 103.9445 | 0 | 0 | 103.9445 | 0 | 0.074283 | 0 | 0 | 2.3358 | 0.27497 | 0 | 1.5766 | 0.067162 | 0.19249 | 0 | 0 | 2.3358 | 0.15031 | 367.1892 | 0 | 17.1 | 0.678 | [5 empty] | 0.296 | 0.682 | 3.35 |  | 0 | Toronto Pearson Intl AP | CAN | 382 | 3615 | 43.677 | -79.631 | 5 | 3890 | ON | CAN_ON_Toronto.Pearson.Intl.AP.716240_CWEC2016.epw | 2.3358 | 57.3085 | 336.672 | 8.6714 | 15.1635 | FALSE | FALSE | FALSE | FALSE | 12.8043 | 10.4226 | 0 | 0.21021 | 0.0047609 | 76.83 | 0 | 44.1525 | 1.0393 | 0.023539 | 379.87 | 0 | 2.3358 | 5.33 | 4 | 0 | 0 |  | https://s3.console.aws.amazon.com/s3/buckets/834599497928?region=ca-central-1&prefix=phylroy.lopez/reference/reference/output/bf9b46ca-0f6c-4865-9b4d-1b08e3b21cd7/ | 1.0.002
571 |  | TRUE | 98 | 0 | 0 | 191.2036 |  |  |  | 0.1 | 2021-09-22 20:09:09 +0000 | 438c2ebff | 0.2.14 | :adv_dx_units: NECB_Default :airloop_economizer_type: NECB_Default :algorithm_type: parametric :analysis_id: reference :analysis_name: reference :boiler_eff: NECB_Default :btap_batch_version: 1.0.002 :building_type: RetailStripmall :chiller_type: NECB_Default :compute_environment: aws_batch :datapoint_id: 3f8ac8d8-4b55-415e-ac02-d85ee18e5013 :daylighting_type: NECB_Default :dcv_type: NECB_Default :door_construction_cond: NECB_Default :ecm_system_name: NECB_Default :electrical_loads_scale: NECB_Default :enable_costing: true :epw_file: CAN_BC_Vancouver.Intl.AP.718920_CWEC2016.epw :erv_package: NECB_Default :ext_floor_cond: NECB_Default :ext_roof_cond: NECB_Default :ext_wall_cond: NECB_Default :fdwr_set: NECB_Default :fixed_wind_solar_trans: NECB_Default :fixed_window_cond: NECB_Default :furnace_eff: NECB_Default :glass_door_cond: NECB_Default :glass_door_solar_trans: NECB_Default :ground_floor_cond: NECB_Default :ground_roof_cond: NECB_Default :ground_wall_cond: NECB_Default :image_name: btap_private_cli :infiltration_scale: NECB_Default :lights_scale: NECB_Default :lights_type: NECB_Default :nv_delta_temp_in_out: NECB_Default :nv_opening_fraction: NECB_Default :nv_temp_out_min: NECB_Default :nv_type: NECB_Default :oa_scale: NECB_Default :occupancy_loads_scale: NECB_Default :output_meters: [] :output_variables: [] :overhead_door_cond: NECB_Default :primary_heating_fuel: Electricity :pv_ground_azimuth_angle: NECB_Default :pv_ground_module_description: NECB_Default :pv_ground_tilt_angle: NECB_Default :pv_ground_total_area_pv_panels_m2: NECB_Default :pv_ground_type: NECB_Default :rotation_degrees: NECB_Default :run_annual_simulation: true :s3_bucket: '834599497928' :scale_x: NECB_Default :scale_y: NECB_Default :scale_z: NECB_Default :shw_eff: NECB_Default :skylight_cond: NECB_Default :skylight_solar_trans: NECB_Default :srr_set: NECB_Default :template: NECB2017 | reference | reference | 3f8ac8d8-4b55-415e-ac02-d85ee18e5013 | NECB2017 | RetailStripmall | Electricity | Electricity | CAN_BC_Vancouver.Intl.AP.718920_CWEC2016.epw | parametric |  | NECB_Default | NECB_Default | NECB_Default | NECB_Default | NECB_Default | NECB_Default | NECB_Default | NECB_Default | NECB_Default | NECB_Default | NECB_Default | NECB_Default | NECB_Default | NECB_Default | NECB_Default | NECB_Default | NECB_Default | NECB_Default | NECB_Default | NECB_Default | NECB_Default | NECB_Default | NECB_Default | NECB_Default | NECB_Default | NECB_Default | NECB_Default | NECB_Default | NECB_Default | NECB_Default | NECB_Default | NECB_Default | NECB_Default | NECB_Default | NECB_Default | NECB_Default | NECB_Default | NECB_Default | NECB_Default | NECB_Default | NECB_Default | NECB_Default | NECB_Default | NECB_Default | NECB_Default | aws_batch | 834599497928 | btap_private_cli |  | TRUE | TRUE |  |  | 63.0695 | 22.7296 | 55.1484 | 105.6656 | 2090.32 | 3274.4664 | 40 | RetailStripmall |  |  | 2 | RetailStripmall | 1 |  | 1 | NECB2017 | 0.30241 | 10827.8493 | 222.8531 | 10.1828 | 111.1316 | 6.0503 | 583.4316 | 233.2138 | VANCOUVER | BRITISH COLUMBIA | 1.7174 | 0 | 0 | 1.7174 | 17.1495 | 0 | 0 | 17.1495 | 0 | 0.032076 | 0 | 0 | 0.60599 | 0.13727 | 0 | 0.19853 | 0.036162 | 0.18943 | 0 | 0 | 0.60599 | 0.012515 | 85.4531 | 0 | 40 | 0.757 | [5 empty] | 0.193 | 0.315 | 2.1 | 2.1 | 2 | Vancouver Intl AP | CAN | 42 | 2797 | 49.195 | -123.184 | 4 | 2800 | BC | CAN_BC_Vancouver.Intl.AP.718920_CWEC2016.epw | 0.60599 | 22.7296 | 63.0695 | 5.1348 | 17.7576 | FALSE | FALSE | FALSE | FALSE | 7.5702 | 5.2432 | 0 | 0.071573 | 0.0001643 | 26.16 | 0 | 435.6285 | 0.35319 | 0.00081075 | 129.09 | 0 | 0.60599 | 15.33 | 14.83 | 4.83 | 4.5 |  | https://s3.console.aws.amazon.com/s3/buckets/834599497928?region=ca-central-1&prefix=phylroy.lopez/reference/reference/output/3f8ac8d8-4b55-415e-ac02-d85ee18e5013/ | 1.0.002
572 |  | TRUE | 104 | 0 | 0 | 196.5547 |  |  |  | 0.1 | 2021-09-22 20:09:07 +0000 | 438c2ebff | 0.2.14 | :adv_dx_units: NECB_Default :airloop_economizer_type: NECB_Default :algorithm_type: parametric :analysis_id: reference :analysis_name: reference :boiler_eff: NECB_Default :btap_batch_version: 1.0.002 :building_type: RetailStripmall :chiller_type: NECB_Default :compute_environment: aws_batch :datapoint_id: f163e583-2ab7-407f-85e3-d9fd551b0578 :daylighting_type: NECB_Default :dcv_type: NECB_Default :door_construction_cond: NECB_Default :ecm_system_name: NECB_Default :electrical_loads_scale: NECB_Default :enable_costing: true :epw_file: CAN_AB_Edmonton.Intl.AP.711230_CWEC2016.epw :erv_package: NECB_Default :ext_floor_cond: NECB_Default :ext_roof_cond: NECB_Default :ext_wall_cond: NECB_Default :fdwr_set: NECB_Default :fixed_wind_solar_trans: NECB_Default :fixed_window_cond: NECB_Default :furnace_eff: NECB_Default :glass_door_cond: NECB_Default :glass_door_solar_trans: NECB_Default :ground_floor_cond: NECB_Default :ground_roof_cond: NECB_Default :ground_wall_cond: NECB_Default :image_name: btap_private_cli :infiltration_scale: NECB_Default :lights_scale: NECB_Default :lights_type: NECB_Default :nv_delta_temp_in_out: NECB_Default :nv_opening_fraction: NECB_Default :nv_temp_out_min: NECB_Default :nv_type: NECB_Default :oa_scale: NECB_Default :occupancy_loads_scale: NECB_Default :output_meters: [] :output_variables: [] :overhead_door_cond: NECB_Default :primary_heating_fuel: Electricity :pv_ground_azimuth_angle: NECB_Default :pv_ground_module_description: NECB_Default :pv_ground_tilt_angle: NECB_Default :pv_ground_total_area_pv_panels_m2: NECB_Default :pv_ground_type: NECB_Default :rotation_degrees: NECB_Default :run_annual_simulation: true :s3_bucket: '834599497928' :scale_x: NECB_Default :scale_y: NECB_Default :scale_z: NECB_Default :shw_eff: NECB_Default :skylight_cond: NECB_Default :skylight_solar_trans: NECB_Default :srr_set: NECB_Default :template: NECB2015 | reference | reference | f163e583-2ab7-407f-85e3-d9fd551b0578 | NECB2015 | RetailStripmall | Electricity | Electricity | CAN_AB_Edmonton.Intl.AP.711230_CWEC2016.epw | parametric |  | NECB_Default | NECB_Default | NECB_Default | NECB_Default | NECB_Default | NECB_Default | NECB_Default | NECB_Default | NECB_Default | NECB_Default | NECB_Default | NECB_Default | NECB_Default | NECB_Default | NECB_Default | NECB_Default | NECB_Default | NECB_Default | NECB_Default | NECB_Default | NECB_Default | NECB_Default | NECB_Default | NECB_Default | NECB_Default | NECB_Default | NECB_Default | NECB_Default | NECB_Default | NECB_Default | NECB_Default | NECB_Default | NECB_Default | NECB_Default | NECB_Default | NECB_Default | NECB_Default | NECB_Default | NECB_Default | NECB_Default | NECB_Default | NECB_Default | NECB_Default | NECB_Default | NECB_Default | aws_batch | 834599497928 | btap_private_cli |  | TRUE | TRUE |  |  | 124.5953 | 28.2566 | 88.87 | 150.4435 | 2090.32 | 3274.4664 | 32.5 | RetailStripmall |  |  | 5 | RetailStripmall | 1 |  | 1 | NECB2015 | 0.30241 | 10827.8493 | 235.1707 | 14.7373 | 125.33 | 6.1647 | 673.6026 | 292.1999 | EDMONTON | ALBERTA | 177.3702 | 0 | 0 | 177.3702 | 16.811 | 0 | 0 | 16.811 | 0 | 0.040424 | 0 | 0 | 0.80822 | 0.16707 | 0.0062431 | 0.31993 | 0.036162 | 0.22421 | 0 | 0 | 0.80822 | 0.014165 | 151.6555 | 0 | 32.5 | 0.757 | [5 empty] | 0.162 | 0.21 | 2.2 | 2.2 | 5 | Edmonton Intl AP | CAN | 23 | 5588 | 53.31 | -113.579 | 7a | 5120 | AB | CAN_AB_Edmonton.Intl.AP.711230_CWEC2016.epw | 0.80822 | 28.2566 | 124.5953 | 5.4913 | 16.7131 | FALSE | FALSE | FALSE | FALSE | 8.2396 | 15.1625 | 0 | 0.081012 | 0.00018597 | 29.61 | 0 | 435.6285 | 0.35319 | 0.00081075 | 129.09 | 0 | 0.80822 | 15.33 | 14.83 | 0.33 | 0.33 |  | https://s3.console.aws.amazon.com/s3/buckets/834599497928?region=ca-central-1&prefix=phylroy.lopez/reference/reference/output/f163e583-2ab7-407f-85e3-d9fd551b0578/ | 1.0.002
573 |  | TRUE | 102 | 0 | 0 | 196.2527 |  |  |  | 0.1 | 2021-09-22 20:09:23 +0000 | 438c2ebff | 0.2.14 | :adv_dx_units: NECB_Default :airloop_economizer_type: NECB_Default :algorithm_type: parametric :analysis_id: reference :analysis_name: reference :boiler_eff: NECB_Default :btap_batch_version: 1.0.002 :building_type: RetailStripmall :chiller_type: NECB_Default :compute_environment: aws_batch :datapoint_id: a55ee2b4-9be0-4e61-87a7-eb13fde5eca9 :daylighting_type: NECB_Default :dcv_type: NECB_Default :door_construction_cond: NECB_Default :ecm_system_name: NECB_Default :electrical_loads_scale: NECB_Default :enable_costing: true :epw_file: CAN_AB_Calgary.Intl.AP.718770_CWEC2016.epw :erv_package: NECB_Default :ext_floor_cond: NECB_Default :ext_roof_cond: NECB_Default :ext_wall_cond: NECB_Default :fdwr_set: NECB_Default :fixed_wind_solar_trans: NECB_Default :fixed_window_cond: NECB_Default :furnace_eff: NECB_Default :glass_door_cond: NECB_Default :glass_door_solar_trans: NECB_Default :ground_floor_cond: NECB_Default :ground_roof_cond: NECB_Default :ground_wall_cond: NECB_Default :image_name: btap_private_cli :infiltration_scale: NECB_Default :lights_scale: NECB_Default :lights_type: NECB_Default :nv_delta_temp_in_out: NECB_Default :nv_opening_fraction: NECB_Default :nv_temp_out_min: NECB_Default :nv_type: NECB_Default :oa_scale: NECB_Default :occupancy_loads_scale: NECB_Default :output_meters: [] :output_variables: [] :overhead_door_cond: NECB_Default :primary_heating_fuel: Electricity :pv_ground_azimuth_angle: NECB_Default :pv_ground_module_description: NECB_Default :pv_ground_tilt_angle: NECB_Default :pv_ground_total_area_pv_panels_m2: NECB_Default :pv_ground_type: NECB_Default :rotation_degrees: NECB_Default :run_annual_simulation: true :s3_bucket: '834599497928' :scale_x: NECB_Default :scale_y: NECB_Default :scale_z: NECB_Default :shw_eff: NECB_Default :skylight_cond: NECB_Default :skylight_solar_trans: NECB_Default :srr_set: NECB_Default :template: NECB2015 | reference | reference | a55ee2b4-9be0-4e61-87a7-eb13fde5eca9 | NECB2015 | RetailStripmall | Electricity | Electricity | CAN_AB_Calgary.Intl.AP.718770_CWEC2016.epw | parametric |  | NECB_Default | NECB_Default | NECB_Default | NECB_Default | NECB_Default | NECB_Default | NECB_Default | NECB_Default | NECB_Default | NECB_Default | NECB_Default | NECB_Default | NECB_Default | NECB_Default | NECB_Default | NECB_Default | NECB_Default | NECB_Default | NECB_Default | NECB_Default | NECB_Default | NECB_Default | NECB_Default | NECB_Default | NECB_Default | NECB_Default | NECB_Default | NECB_Default | NECB_Default | NECB_Default | NECB_Default | NECB_Default | NECB_Default | NECB_Default | NECB_Default | NECB_Default | NECB_Default | NECB_Default | NECB_Default | NECB_Default | NECB_Default | NECB_Default | NECB_Default | NECB_Default | NECB_Default | aws_batch | 834599497928 | btap_private_cli |  | TRUE | TRUE |  |  | 107.8287 | 32.4376 | 89.3111 | 154.6906 | 2090.32 | 3274.4664 | 33.3 | RetailStripmall |  |  | 5 | RetailStripmall | 1 |  | 1 | NECB2015 | 0.30241 | 10827.8493 | 240.4634 | 14.2573 | 121.3775 | 6.1484 | 678.2336 | 295.9871 | CALGARY | ALBERTA | 179.3544 | 0 | 0 | 179.3544 | 16.9991 | 0 | 0 | 16.9991 | 0 | 0.041912 | 0 | 0 | 0.81726 | 0.17972 | 0 | 0.32152 | 0.036162 | 0.22421 | 0 | 0 | 0.81726 | 0.013735 | 134.5758 | 0 | 33.3 | 0.757 | [5 empty] | 0.162 | 0.21 | 2.2 | 2.2 | 5 | Calgary Intl AP | CAN | 64 | 4781 | 51.114 | -114.02 | 7a | 5000 | AB | CAN_AB_Calgary.Intl.AP.718770_CWEC2016.epw | 0.81726 | 32.4376 | 107.8287 | 5.4567 | 17.7715 | FALSE | FALSE | FALSE | FALSE | 9.2242 | 13.1195 | 0 | 0.07855 | 0.00018031 | 28.71 | 0 | 435.6285 | 0.35319 | 0.00081075 | 129.09 | 0 | 0.81726 | 15.67 | 15.5 | 0 | 0 |  | https://s3.console.aws.amazon.com/s3/buckets/834599497928?region=ca-central-1&prefix=phylroy.lopez/reference/reference/output/a55ee2b4-9be0-4e61-87a7-eb13fde5eca9/ | 1.0.002
574 |  | TRUE | 94 | 0 | 0 | 197.2695 |  |  |  | 0.1 | 2021-09-22 20:09:26 +0000 | 438c2ebff | 0.2.14 | :adv_dx_units: NECB_Default :airloop_economizer_type: NECB_Default :algorithm_type: parametric :analysis_id: reference :analysis_name: reference :boiler_eff: NECB_Default :btap_batch_version: 1.0.002 :building_type: RetailStripmall :chiller_type: NECB_Default :compute_environment: aws_batch :datapoint_id: 0ef10a30-5e69-4384-b994-55fb471048db :daylighting_type: NECB_Default :dcv_type: NECB_Default :door_construction_cond: NECB_Default :ecm_system_name: NECB_Default :electrical_loads_scale: NECB_Default :enable_costing: true :epw_file: CAN_BC_Vancouver.Intl.AP.718920_CWEC2016.epw :erv_package: NECB_Default :ext_floor_cond: NECB_Default :ext_roof_cond: NECB_Default :ext_wall_cond: NECB_Default :fdwr_set: NECB_Default :fixed_wind_solar_trans: NECB_Default :fixed_window_cond: NECB_Default :furnace_eff: NECB_Default :glass_door_cond: NECB_Default :glass_door_solar_trans: NECB_Default :ground_floor_cond: NECB_Default :ground_roof_cond: NECB_Default :ground_wall_cond: NECB_Default :image_name: btap_private_cli :infiltration_scale: NECB_Default :lights_scale: NECB_Default :lights_type: NECB_Default :nv_delta_temp_in_out: NECB_Default :nv_opening_fraction: NECB_Default :nv_temp_out_min: NECB_Default :nv_type: NECB_Default :oa_scale: NECB_Default :occupancy_loads_scale: NECB_Default :output_meters: [] :output_variables: [] :overhead_door_cond: NECB_Default :primary_heating_fuel: NaturalGas :pv_ground_azimuth_angle: NECB_Default :pv_ground_module_description: NECB_Default :pv_ground_tilt_angle: NECB_Default :pv_ground_total_area_pv_panels_m2: NECB_Default :pv_ground_type: NECB_Default :rotation_degrees: NECB_Default :run_annual_simulation: true :s3_bucket: '834599497928' :scale_x: NECB_Default :scale_y: NECB_Default :scale_z: NECB_Default :shw_eff: NECB_Default :skylight_cond: NECB_Default :skylight_solar_trans: NECB_Default :srr_set: NECB_Default :template: NECB2015 | reference | reference | 0ef10a30-5e69-4384-b994-55fb471048db | NECB2015 | RetailStripmall | NaturalGas | Natural Gas | CAN_BC_Vancouver.Intl.AP.718920_CWEC2016.epw | parametric |  | NECB_Default | NECB_Default | NECB_Default | NECB_Default | NECB_Default | NECB_Default | NECB_Default | NECB_Default | NECB_Default | NECB_Default | NECB_Default | NECB_Default | NECB_Default | NECB_Default | NECB_Default | NECB_Default | NECB_Default | NECB_Default | NECB_Default | NECB_Default | NECB_Default | NECB_Default | NECB_Default | NECB_Default | NECB_Default | NECB_Default | NECB_Default | NECB_Default | NECB_Default | NECB_Default | NECB_Default | NECB_Default | NECB_Default | NECB_Default | NECB_Default | NECB_Default | NECB_Default | NECB_Default | NECB_Default | NECB_Default | NECB_Default | NECB_Default | NECB_Default | NECB_Default | NECB_Default | aws_batch | 834599497928 | btap_private_cli |  | TRUE | TRUE |  |  | 84.1605 | 28.083 | 56.4786 | 139.5188 | 2090.32 | 3274.4664 | 40 | RetailStripmall |  |  | 5 | RetailStripmall | 1 |  | 1 | NECB2015 | 0.30241 | 10827.8493 | 223.2295 | 43.7781 | 111.1316 | 6.0602 | 627.1055 | 242.9061 | VANCOUVER | BRITISH COLUMBIA | 1.3275 | 14.8323 | 0 | 16.1599 | 13.2569 | 3.3275 | 0 | 16.5844 | 0 | 0.039396 | 0 | 0 | 0.46844 | 0.16693 | 0 | 0.27923 | 0.036162 | 0.22421 | 0.29421 | 0.0017366 | 0.76264 | 0.014974 | 53.867 | 84.7022 | 40 | 0.757 | [5 empty] | 0.227 | 0.315 | 2.4 | 2.4 | 5 | Vancouver Intl AP | CAN | 42 | 2797 | 49.195 | -123.184 | 4 | 2800 | BC | CAN_BC_Vancouver.Intl.AP.718920_CWEC2016.epw | 0.76265 | 28.083 | 84.1605 | 5.1349 | 17.7576 | FALSE | FALSE | FALSE | FALSE | 7.5702 | 5.2432 | 0 | 0 | 0 | 0 | 31.3 | 435.6285 | 0.35319 | 0.00081075 | 129.09 | 0 | 0.76264 | 17.33 | 17 | 6.67 | 6.33 |  | https://s3.console.aws.amazon.com/s3/buckets/834599497928?region=ca-central-1&prefix=phylroy.lopez/reference/reference/output/0ef10a30-5e69-4384-b994-55fb471048db/ | 1.0.002
575 |  | TRUE | 51 | 0 | 0 | 129.0025 |  |  |  | 0.1 | 2021-09-22 20:09:25 +0000 | 438c2ebff | 0.2.14 | :adv_dx_units: NECB_Default :airloop_economizer_type: NECB_Default :algorithm_type: parametric :analysis_id: reference :analysis_name: reference :boiler_eff: NECB_Default :btap_batch_version: 1.0.002 :building_type: FullServiceRestaurant :chiller_type: NECB_Default :compute_environment: aws_batch :datapoint_id: f3c48ca0-223b-42df-b778-e0f835c749ff :daylighting_type: NECB_Default :dcv_type: NECB_Default :door_construction_cond: NECB_Default :ecm_system_name: NECB_Default :electrical_loads_scale: NECB_Default :enable_costing: true :epw_file: CAN_ON_Toronto.Pearson.Intl.AP.716240_CWEC2016.epw :erv_package: NECB_Default :ext_floor_cond: NECB_Default :ext_roof_cond: NECB_Default :ext_wall_cond: NECB_Default :fdwr_set: NECB_Default :fixed_wind_solar_trans: NECB_Default :fixed_window_cond: NECB_Default :furnace_eff: NECB_Default :glass_door_cond: NECB_Default :glass_door_solar_trans: NECB_Default :ground_floor_cond: NECB_Default :ground_roof_cond: NECB_Default :ground_wall_cond: NECB_Default :image_name: btap_private_cli :infiltration_scale: NECB_Default :lights_scale: NECB_Default :lights_type: NECB_Default :nv_delta_temp_in_out: NECB_Default :nv_opening_fraction: NECB_Default :nv_temp_out_min: NECB_Default :nv_type: NECB_Default :oa_scale: NECB_Default :occupancy_loads_scale: NECB_Default :output_meters: [] :output_variables: [] :overhead_door_cond: NECB_Default :primary_heating_fuel: Electricity :pv_ground_azimuth_angle: NECB_Default :pv_ground_module_description: NECB_Default :pv_ground_tilt_angle: NECB_Default :pv_ground_total_area_pv_panels_m2: NECB_Default :pv_ground_type: NECB_Default :rotation_degrees: NECB_Default :run_annual_simulation: true :s3_bucket: '834599497928' :scale_x: NECB_Default :scale_y: NECB_Default :scale_z: NECB_Default :shw_eff: NECB_Default :skylight_cond: NECB_Default :skylight_solar_trans: NECB_Default :srr_set: NECB_Default :template: NECB2011 | reference | reference | f3c48ca0-223b-42df-b778-e0f835c749ff | NECB2011 | FullServiceRestaurant | Electricity | Electricity | CAN_ON_Toronto.Pearson.Intl.AP.716240_CWEC2016.epw | parametric |  | NECB_Default | NECB_Default | NECB_Default | NECB_Default | NECB_Default | NECB_Default | NECB_Default | NECB_Default | NECB_Default | NECB_Default | NECB_Default | NECB_Default | NECB_Default | NECB_Default | NECB_Default | NECB_Default | NECB_Default | NECB_Default | NECB_Default | NECB_Default | NECB_Default | NECB_Default | NECB_Default | NECB_Default | NECB_Default | NECB_Default | NECB_Default | NECB_Default | NECB_Default | NECB_Default | NECB_Default | NECB_Default | NECB_Default | NECB_Default | NECB_Default | NECB_Default | NECB_Default | NECB_Default | NECB_Default | NECB_Default | NECB_Default | NECB_Default | NECB_Default | NECB_Default | NECB_Default | aws_batch | 834599497928 | btap_private_cli |  | TRUE | TRUE |  |  | 307.4418 | 46.0654 | 381.9329 | 502.2335 | 511.15 | 845.2233 | 40 | FullServiceRestaurant |  |  | 0 | FullServiceRestaurant | 1 |  | 1 | NECB2011 | 0.35452 | 2384.1067 | 262.029 | 13.3189 | 71.3353 | 32.326 | 767.5204 | 388.5112 | TORONTO | ONTARIO | 11.4845 | 0 | 0 | 11.4845 | 92.0131 | 0 | 0 | 92.0131 | 0 | 0.07401 | 0 | 0 | 2.0677 | 0.20876 | 0 | 1.375 | 0.067162 | 0.19249 | 0 | 0 | 2.0677 | 0.15031 | 334.5839 | 0 | 40 | 0.757 | [5 empty] | 0.183 | 0.278 | 2.2 |  | 0 | Toronto Pearson Intl AP | CAN | 382 | 3615 | 43.677 | -79.631 | 5 | 3890 | ON | CAN_ON_Toronto.Pearson.Intl.AP.716240_CWEC2016.epw | 2.0677 | 46.0654 | 307.4418 | 8.6715 | 15.1635 | FALSE | FALSE | FALSE | FALSE | 12.8043 | 10.4226 | 0 | 0.21021 | 0.0047609 | 76.83 | 0 | 44.1525 | 1.0393 | 0.023539 | 379.87 | 0 | 2.0677 | 30.83 | 24.33 | 0 | 0 |  | https://s3.console.aws.amazon.com/s3/buckets/834599497928?region=ca-central-1&prefix=phylroy.lopez/reference/reference/output/f3c48ca0-223b-42df-b778-e0f835c749ff/ | 1.0.002
576 |  | TRUE | 45 | 0 | 0 | 132.1347 |  |  |  | 0.1 | 2021-09-22 20:09:32 +0000 | 438c2ebff | 0.2.14 | :adv_dx_units: NECB_Default :airloop_economizer_type: NECB_Default :algorithm_type: parametric :analysis_id: reference :analysis_name: reference :boiler_eff: NECB_Default :btap_batch_version: 1.0.002 :building_type: FullServiceRestaurant :chiller_type: NECB_Default :compute_environment: aws_batch :datapoint_id: d5742467-7525-4c4d-aa1b-1f00edd51d07 :daylighting_type: NECB_Default :dcv_type: NECB_Default :door_construction_cond: NECB_Default :ecm_system_name: NECB_Default :electrical_loads_scale: NECB_Default :enable_costing: true :epw_file: CAN_YT_Whitehorse.Intl.AP.719640_CWEC2016.epw :erv_package: NECB_Default :ext_floor_cond: NECB_Default :ext_roof_cond: NECB_Default :ext_wall_cond: NECB_Default :fdwr_set: NECB_Default :fixed_wind_solar_trans: NECB_Default :fixed_window_cond: NECB_Default :furnace_eff: NECB_Default :glass_door_cond: NECB_Default :glass_door_solar_trans: NECB_Default :ground_floor_cond: NECB_Default :ground_roof_cond: NECB_Default :ground_wall_cond: NECB_Default :image_name: btap_private_cli :infiltration_scale: NECB_Default :lights_scale: NECB_Default :lights_type: NECB_Default :nv_delta_temp_in_out: NECB_Default :nv_opening_fraction: NECB_Default :nv_temp_out_min: NECB_Default :nv_type: NECB_Default :oa_scale: NECB_Default :occupancy_loads_scale: NECB_Default :output_meters: [] :output_variables: [] :overhead_door_cond: NECB_Default :primary_heating_fuel: NaturalGas :pv_ground_azimuth_angle: NECB_Default :pv_ground_module_description: NECB_Default :pv_ground_tilt_angle: NECB_Default :pv_ground_total_area_pv_panels_m2: NECB_Default :pv_ground_type: NECB_Default :rotation_degrees: NECB_Default :run_annual_simulation: true :s3_bucket: '834599497928' :scale_x: NECB_Default :scale_y: NECB_Default :scale_z: NECB_Default :shw_eff: NECB_Default :skylight_cond: NECB_Default :skylight_solar_trans: NECB_Default :srr_set: NECB_Default :template: BTAP1980TO2010 | reference | reference | d5742467-7525-4c4d-aa1b-1f00edd51d07 | BTAP1980TO2010 | FullServiceRestaurant | NaturalGas | Natural Gas | CAN_YT_Whitehorse.Intl.AP.719640_CWEC2016.epw | parametric |  | NECB_Default | NECB_Default | NECB_Default | NECB_Default | NECB_Default | NECB_Default | NECB_Default | NECB_Default | NECB_Default | NECB_Default | NECB_Default | NECB_Default | NECB_Default | NECB_Default | NECB_Default | NECB_Default | NECB_Default | NECB_Default | NECB_Default | NECB_Default | NECB_Default | NECB_Default | NECB_Default | NECB_Default | NECB_Default | NECB_Default | NECB_Default | NECB_Default | NECB_Default | NECB_Default | NECB_Default | NECB_Default | NECB_Default | NECB_Default | NECB_Default | NECB_Default | NECB_Default | NECB_Default | NECB_Default | NECB_Default | NECB_Default | NECB_Default | NECB_Default | NECB_Default | NECB_Default | aws_batch | 834599497928 | btap_private_cli |  | TRUE | TRUE |  |  | 533.3975 | 22.096 | 677.6713 | 1085.5587 | 511.15 | 845.2233 | 17.1 | FullServiceRestaurant |  |  | 0 | FullServiceRestaurant | 1 |  | 1 | BTAP1980TO2010 | 0.35452 | 2384.1067 | 0.56606 | 96.4831 | 63.2393 | 17.6962 | 438.4263 | 260.4417 | WHITEHORSE | YUKON | 8.2325 | 181.0465 | 0 | 189.279 | 18.8535 | 33 | 0 | 51.8535 | 0 | 0.0051648 | 0 | 0 | 0.5293 | 0.26323 | 0 | 3.413 | 0.067162 | 0.19249 | 3.6384 | 0.0012521 | 4.1677 | 0.22535 | 46.7468 | 544.306 | 17.1 | 0.678 | [5 empty] | 0.227 | 0.346 | 2.95 |  | 0 | Whitehorse Intl AP | CAN | 5 | 6491 | 60.709 | -135.069 | 7b | 6580 | YT | CAN_YT_Whitehorse.Intl.AP.719640_CWEC2016.epw | 4.1676 | 22.096 | 533.3975 | 6.2469 | 14.0898 | TRUE | FALSE | FALSE | FALSE | 6.4624 | 21.6188 | 0 | 0 | 0 | 0 | 115.19 | 44.1525 | 1.0393 | 0.023539 | 379.87 | 0 | 4.1677 | 0.33 | 0.33 | 3 | 3 |  | https://s3.console.aws.amazon.com/s3/buckets/834599497928?region=ca-central-1&prefix=phylroy.lopez/reference/reference/output/d5742467-7525-4c4d-aa1b-1f00edd51d07/ | 1.0.002
577 |  | TRUE | 102 | 0 | 0 | 198.8266 |  |  |  | 0.1 | 2021-09-22 20:09:14 +0000 | 438c2ebff | 0.2.14 | :adv_dx_units: NECB_Default :airloop_economizer_type: NECB_Default :algorithm_type: parametric :analysis_id: reference :analysis_name: reference :boiler_eff: NECB_Default :btap_batch_version: 1.0.002 :building_type: RetailStripmall :chiller_type: NECB_Default :compute_environment: aws_batch :datapoint_id: 74f0a52f-493b-4ba7-b534-7a405f700406 :daylighting_type: NECB_Default :dcv_type: NECB_Default :door_construction_cond: NECB_Default :ecm_system_name: NECB_Default :electrical_loads_scale: NECB_Default :enable_costing: true :epw_file: CAN_QC_Montreal-Trudeau.Intl.AP.716270_CWEC2016.epw :erv_package: NECB_Default :ext_floor_cond: NECB_Default :ext_roof_cond: NECB_Default :ext_wall_cond: NECB_Default :fdwr_set: NECB_Default :fixed_wind_solar_trans: NECB_Default :fixed_window_cond: NECB_Default :furnace_eff: NECB_Default :glass_door_cond: NECB_Default :glass_door_solar_trans: NECB_Default :ground_floor_cond: NECB_Default :ground_roof_cond: NECB_Default :ground_wall_cond: NECB_Default :image_name: btap_private_cli :infiltration_scale: NECB_Default :lights_scale: NECB_Default :lights_type: NECB_Default :nv_delta_temp_in_out: NECB_Default :nv_opening_fraction: NECB_Default :nv_temp_out_min: NECB_Default :nv_type: NECB_Default :oa_scale: NECB_Default :occupancy_loads_scale: NECB_Default :output_meters: [] :output_variables: [] :overhead_door_cond: NECB_Default :primary_heating_fuel: Electricity :pv_ground_azimuth_angle: NECB_Default :pv_ground_module_description: NECB_Default :pv_ground_tilt_angle: NECB_Default :pv_ground_total_area_pv_panels_m2: NECB_Default :pv_ground_type: NECB_Default :rotation_degrees: NECB_Default :run_annual_simulation: true :s3_bucket: '834599497928' :scale_x: NECB_Default :scale_y: NECB_Default :scale_z: NECB_Default :shw_eff: NECB_Default :skylight_cond: NECB_Default :skylight_solar_trans: NECB_Default :srr_set: NECB_Default :template: NECB2015 | reference | reference | 74f0a52f-493b-4ba7-b534-7a405f700406 | NECB2015 | RetailStripmall | Electricity | Electricity | CAN_QC_Montreal-Trudeau.Intl.AP.716270_CWEC2016.epw | parametric |  | NECB_Default | NECB_Default | NECB_Default | NECB_Default | NECB_Default | NECB_Default | NECB_Default | NECB_Default | NECB_Default | NECB_Default | NECB_Default | NECB_Default | NECB_Default | NECB_Default | NECB_Default | NECB_Default | NECB_Default | NECB_Default | NECB_Default | NECB_Default | NECB_Default | NECB_Default | NECB_Default | NECB_Default | NECB_Default | NECB_Default | NECB_Default | NECB_Default | NECB_Default | NECB_Default | NECB_Default | NECB_Default | NECB_Default | NECB_Default | NECB_Default | NECB_Default | NECB_Default | NECB_Default | NECB_Default | NECB_Default | NECB_Default | NECB_Default | NECB_Default | NECB_Default | NECB_Default | aws_batch | 834599497928 | btap_private_cli |  | TRUE | TRUE |  |  | 117.3052 | 38.6851 | 103.3348 | 172.5932 | 2090.32 | 3274.4664 | 37.3 | RetailStripmall |  |  | 5 | RetailStripmall | 1 |  | 1 | NECB2015 | 0.30241 | 10827.8493 | 231.1006 | 14.0954 | 114.7023 | 6.0488 | 636.8299 | 270.8829 | MONTREAL | QUEBEC | 0.34264 | 0 | 0 | 0.34264 | 21.8225 | 0 | 0 | 21.8225 | 0 | 0.079366 | 0 | 0 | 0.88171 | 0.15684 | 0 | 0.37201 | 0.036162 | 0.22421 | 0 | 0 | 0.88171 | 0.013122 | 137.8082 | 0 | 37.3 | 0.757 | [5 empty] | 0.183 | 0.247 | 2.2 | 2.2 | 5 | Montreal-Trudeau Intl AP | CAN | 323 | 4090 | 45.471 | -73.741 | 6 | 4400 | QC | CAN_QC_Montreal-Trudeau.Intl.AP.716270_CWEC2016.epw | 0.88172 | 38.6851 | 117.3052 | 7.6674 | 17.6725 | FALSE | FALSE | FALSE | FALSE | 9.8057 | 11.8766 | 0 | 0.075048 | 0.00017227 | 27.43 | 0 | 435.6285 | 0.35319 | 0.00081075 | 129.09 | 0 | 0.88171 | 52.5 | 44.5 | 0.33 | 0.33 |  | https://s3.console.aws.amazon.com/s3/buckets/834599497928?region=ca-central-1&prefix=phylroy.lopez/reference/reference/output/74f0a52f-493b-4ba7-b534-7a405f700406/ | 1.0.002
578 |  | TRUE | 102 | 0 | 0 | 196.3889 |  |  |  | 0.1 | 2021-09-22 20:09:14 +0000 | 438c2ebff | 0.2.14 | :adv_dx_units: NECB_Default :airloop_economizer_type: NECB_Default :algorithm_type: parametric :analysis_id: reference :analysis_name: reference :boiler_eff: NECB_Default :btap_batch_version: 1.0.002 :building_type: RetailStripmall :chiller_type: NECB_Default :compute_environment: aws_batch :datapoint_id: ff7a3658-d0bd-47fc-a77e-d6a4b12675ec :daylighting_type: NECB_Default :dcv_type: NECB_Default :door_construction_cond: NECB_Default :ecm_system_name: NECB_Default :electrical_loads_scale: NECB_Default :enable_costing: true :epw_file: CAN_ON_Toronto.Pearson.Intl.AP.716240_CWEC2016.epw :erv_package: NECB_Default :ext_floor_cond: NECB_Default :ext_roof_cond: NECB_Default :ext_wall_cond: NECB_Default :fdwr_set: NECB_Default :fixed_wind_solar_trans: NECB_Default :fixed_window_cond: NECB_Default :furnace_eff: NECB_Default :glass_door_cond: NECB_Default :glass_door_solar_trans: NECB_Default :ground_floor_cond: NECB_Default :ground_roof_cond: NECB_Default :ground_wall_cond: NECB_Default :image_name: btap_private_cli :infiltration_scale: NECB_Default :lights_scale: NECB_Default :lights_type: NECB_Default :nv_delta_temp_in_out: NECB_Default :nv_opening_fraction: NECB_Default :nv_temp_out_min: NECB_Default :nv_type: NECB_Default :oa_scale: NECB_Default :occupancy_loads_scale: NECB_Default :output_meters: [] :output_variables: [] :overhead_door_cond: NECB_Default :primary_heating_fuel: Electricity :pv_ground_azimuth_angle: NECB_Default :pv_ground_module_description: NECB_Default :pv_ground_tilt_angle: NECB_Default :pv_ground_total_area_pv_panels_m2: NECB_Default :pv_ground_type: NECB_Default :rotation_degrees: NECB_Default :run_annual_simulation: true :s3_bucket: '834599497928' :scale_x: NECB_Default :scale_y: NECB_Default :scale_z: NECB_Default :shw_eff: NECB_Default :skylight_cond: NECB_Default :skylight_solar_trans: NECB_Default :srr_set: NECB_Default :template: NECB2015 | reference | reference | ff7a3658-d0bd-47fc-a77e-d6a4b12675ec | NECB2015 | RetailStripmall | Electricity | Electricity | CAN_ON_Toronto.Pearson.Intl.AP.716240_CWEC2016.epw | parametric |  | NECB_Default | NECB_Default | NECB_Default | NECB_Default | NECB_Default | NECB_Default | NECB_Default | NECB_Default | NECB_Default | NECB_Default | NECB_Default | NECB_Default | NECB_Default | NECB_Default | NECB_Default | NECB_Default | NECB_Default | NECB_Default | NECB_Default | NECB_Default | NECB_Default | NECB_Default | NECB_Default | NECB_Default | NECB_Default | NECB_Default | NECB_Default | NECB_Default | NECB_Default | NECB_Default | NECB_Default | NECB_Default | NECB_Default | NECB_Default | NECB_Default | NECB_Default | NECB_Default | NECB_Default | NECB_Default | NECB_Default | NECB_Default | NECB_Default | NECB_Default | NECB_Default | NECB_Default | aws_batch | 834599497928 | btap_private_cli |  | TRUE | TRUE |  |  | 108.8077 | 41.3819 | 85.7817 | 159.6234 | 2090.32 | 3274.4664 | 40 | RetailStripmall |  |  | 5 | RetailStripmall | 1 |  | 1 | NECB2015 | 0.30241 | 10827.8493 | 250.3425 | 15.6856 | 128.3751 | 6.252 | 697.4946 | 296.8394 | TORONTO | ONTARIO | 4.6379 | 0 | 0 | 4.6379 | 37.1588 | 0 | 0 | 37.1588 | 0 | 0.08902 | 0 | 0 | 0.83502 | 0.16401 | 0 | 0.30881 | 0.036162 | 0.22421 | 0 | 0 | 0.83502 | 0.012802 | 133.4411 | 0 | 40 | 0.757 | [5 empty] | 0.183 | 0.278 | 2.2 | 2.2 | 5 | Toronto Pearson Intl AP | CAN | 382 | 3615 | 43.677 | -79.631 | 5 | 3890 | ON | CAN_ON_Toronto.Pearson.Intl.AP.716240_CWEC2016.epw | 0.83503 | 41.3819 | 108.8077 | 8.7466 | 14.8665 | FALSE | FALSE | FALSE | FALSE | 9.9217 | 6.1457 | 0 | 0.073215 | 0.00016807 | 26.76 | 0 | 435.6285 | 0.35319 | 0.00081075 | 129.09 | 0 | 0.83502 | 69.17 | 63.33 | 0.33 | 0.33 |  | https://s3.console.aws.amazon.com/s3/buckets/834599497928?region=ca-central-1&prefix=phylroy.lopez/reference/reference/output/ff7a3658-d0bd-47fc-a77e-d6a4b12675ec/ | 1.0.002
579 |  | TRUE | 45 | 0 | 0 | 132.2954 |  |  |  | 0.1 | 2021-09-22 20:09:30 +0000 | 438c2ebff | 0.2.14 | :adv_dx_units: NECB_Default :airloop_economizer_type: NECB_Default :algorithm_type: parametric :analysis_id: reference :analysis_name: reference :boiler_eff: NECB_Default :btap_batch_version: 1.0.002 :building_type: FullServiceRestaurant :chiller_type: NECB_Default :compute_environment: aws_batch :datapoint_id: ba3596bd-0bcf-4ec8-b1fb-7de56c856a1f :daylighting_type: NECB_Default :dcv_type: NECB_Default :door_construction_cond: NECB_Default :ecm_system_name: NECB_Default :electrical_loads_scale: NECB_Default :enable_costing: true :epw_file: CAN_AB_Edmonton.Intl.AP.711230_CWEC2016.epw :erv_package: NECB_Default :ext_floor_cond: NECB_Default :ext_roof_cond: NECB_Default :ext_wall_cond: NECB_Default :fdwr_set: NECB_Default :fixed_wind_solar_trans: NECB_Default :fixed_window_cond: NECB_Default :furnace_eff: NECB_Default :glass_door_cond: NECB_Default :glass_door_solar_trans: NECB_Default :ground_floor_cond: NECB_Default :ground_roof_cond: NECB_Default :ground_wall_cond: NECB_Default :image_name: btap_private_cli :infiltration_scale: NECB_Default :lights_scale: NECB_Default :lights_type: NECB_Default :nv_delta_temp_in_out: NECB_Default :nv_opening_fraction: NECB_Default :nv_temp_out_min: NECB_Default :nv_type: NECB_Default :oa_scale: NECB_Default :occupancy_loads_scale: NECB_Default :output_meters: [] :output_variables: [] :overhead_door_cond: NECB_Default :primary_heating_fuel: NaturalGas :pv_ground_azimuth_angle: NECB_Default :pv_ground_module_description: NECB_Default :pv_ground_tilt_angle: NECB_Default :pv_ground_total_area_pv_panels_m2: NECB_Default :pv_ground_type: NECB_Default :rotation_degrees: NECB_Default :run_annual_simulation: true :s3_bucket: '834599497928' :scale_x: NECB_Default :scale_y: NECB_Default :scale_z: NECB_Default :shw_eff: NECB_Default :skylight_cond: NECB_Default :skylight_solar_trans: NECB_Default :srr_set: NECB_Default :template: NECB2011 | reference | reference | ba3596bd-0bcf-4ec8-b1fb-7de56c856a1f | NECB2011 | FullServiceRestaurant | NaturalGas | Natural Gas | CAN_AB_Edmonton.Intl.AP.711230_CWEC2016.epw | parametric |  | NECB_Default | NECB_Default | NECB_Default | NECB_Default | NECB_Default | NECB_Default | NECB_Default | NECB_Default | NECB_Default | NECB_Default | NECB_Default | NECB_Default | NECB_Default | NECB_Default | NECB_Default | NECB_Default | NECB_Default | NECB_Default | NECB_Default | NECB_Default | NECB_Default | NECB_Default | NECB_Default | NECB_Default | NECB_Default | NECB_Default | NECB_Default | NECB_Default | NECB_Default | NECB_Default | NECB_Default | NECB_Default | NECB_Default | NECB_Default | NECB_Default | NECB_Default | NECB_Default | NECB_Default | NECB_Default | NECB_Default | NECB_Default | NECB_Default | NECB_Default | NECB_Default | NECB_Default | aws_batch | 834599497928 | btap_private_cli |  | TRUE | TRUE |  |  | 400.2606 | 24.91 | 528.3511 | 851.1255 | 511.15 | 845.2233 | 32.5 | FullServiceRestaurant |  |  | 0 | FullServiceRestaurant | 1 |  | 1 | NECB2011 | 0.35452 | 2384.1067 | 241.1 | 94.5038 | 70.6812 | 18.7373 | 730.8874 | 305.8651 | EDMONTON | ALBERTA | 106.1502 | 143.3119 | 0 | 249.4621 | 10.0608 | 10.224 | 0 | 20.2849 | 0 | 0.019251 | 0 | 0 | 0.48371 | 0.20417 | 0 | 2.6237 | 0.067162 | 0.19249 | 2.84 | 0.0006456 | 3.3237 | 0.21634 | 46.6934 | 406.2871 | 32.5 | 0.757 | [5 empty] | 0.162 | 0.21 | 2.2 |  | 0 | Edmonton Intl AP | CAN | 23 | 5588 | 53.31 | -113.579 | 7a | 5120 | AB | CAN_AB_Edmonton.Intl.AP.711230_CWEC2016.epw | 3.3237 | 24.91 | 400.2606 | 5.0046 | 17.326 | FALSE | FALSE | FALSE | FALSE | 10.2931 | 19.7682 | 0 | 0 | 0 | 0 | 110.58 | 44.1525 | 1.0393 | 0.023539 | 379.87 | 0 | 3.3237 | 6.83 | 6.67 | 0 | 0 |  | https://s3.console.aws.amazon.com/s3/buckets/834599497928?region=ca-central-1&prefix=phylroy.lopez/reference/reference/output/ba3596bd-0bcf-4ec8-b1fb-7de56c856a1f/ | 1.0.002
580 |  | TRUE | 103 | 0 | 0 | 195.104 |  |  |  | 0.1 | 2021-09-22 20:09:16 +0000 | 438c2ebff | 0.2.14 | :adv_dx_units: NECB_Default :airloop_economizer_type: NECB_Default :algorithm_type: parametric :analysis_id: reference :analysis_name: reference :boiler_eff: NECB_Default :btap_batch_version: 1.0.002 :building_type: RetailStripmall :chiller_type: NECB_Default :compute_environment: aws_batch :datapoint_id: 7d566401-1be2-4562-a606-60c03297b9ec :daylighting_type: NECB_Default :dcv_type: NECB_Default :door_construction_cond: NECB_Default :ecm_system_name: NECB_Default :electrical_loads_scale: NECB_Default :enable_costing: true :epw_file: CAN_YT_Whitehorse.Intl.AP.719640_CWEC2016.epw :erv_package: NECB_Default :ext_floor_cond: NECB_Default :ext_roof_cond: NECB_Default :ext_wall_cond: NECB_Default :fdwr_set: NECB_Default :fixed_wind_solar_trans: NECB_Default :fixed_window_cond: NECB_Default :furnace_eff: NECB_Default :glass_door_cond: NECB_Default :glass_door_solar_trans: NECB_Default :ground_floor_cond: NECB_Default :ground_roof_cond: NECB_Default :ground_wall_cond: NECB_Default :image_name: btap_private_cli :infiltration_scale: NECB_Default :lights_scale: NECB_Default :lights_type: NECB_Default :nv_delta_temp_in_out: NECB_Default :nv_opening_fraction: NECB_Default :nv_temp_out_min: NECB_Default :nv_type: NECB_Default :oa_scale: NECB_Default :occupancy_loads_scale: NECB_Default :output_meters: [] :output_variables: [] :overhead_door_cond: NECB_Default :primary_heating_fuel: NaturalGas :pv_ground_azimuth_angle: NECB_Default :pv_ground_module_description: NECB_Default :pv_ground_tilt_angle: NECB_Default :pv_ground_total_area_pv_panels_m2: NECB_Default :pv_ground_type: NECB_Default :rotation_degrees: NECB_Default :run_annual_simulation: true :s3_bucket: '834599497928' :scale_x: NECB_Default :scale_y: NECB_Default :scale_z: NECB_Default :shw_eff: NECB_Default :skylight_cond: NECB_Default :skylight_solar_trans: NECB_Default :srr_set: NECB_Default :template: NECB2015 | reference | reference | 7d566401-1be2-4562-a606-60c03297b9ec | NECB2015 | RetailStripmall | NaturalGas | Natural Gas | CAN_YT_Whitehorse.Intl.AP.719640_CWEC2016.epw | parametric |  | NECB_Default | NECB_Default | NECB_Default | NECB_Default | NECB_Default | NECB_Default | NECB_Default | NECB_Default | NECB_Default | NECB_Default | NECB_Default | NECB_Default | NECB_Default | NECB_Default | NECB_Default | NECB_Default | NECB_Default | NECB_Default | NECB_Default | NECB_Default | NECB_Default | NECB_Default | NECB_Default | NECB_Default | NECB_Default | NECB_Default | NECB_Default | NECB_Default | NECB_Default | NECB_Default | NECB_Default | NECB_Default | NECB_Default | NECB_Default | NECB_Default | NECB_Default | NECB_Default | NECB_Default | NECB_Default | NECB_Default | NECB_Default | NECB_Default | NECB_Default | NECB_Default | NECB_Default | aws_batch | 834599497928 | btap_private_cli |  | TRUE | TRUE |  |  | 183.7615 | 23.2204 | 109.441 | 198.2977 | 2090.32 | 3274.4664 | 22.8 | RetailStripmall |  |  | 5 | RetailStripmall | 1 |  | 1 | NECB2015 | 0.30241 | 10827.8493 | 191.7161 | 44.8864 | 106.5155 | 5.7184 | 569.315 | 220.4785 | WHITEHORSE | YUKON | 6.6444 | 27.5528 | 0 | 34.1972 | 15.2166 | 5.0221 | 0 | 20.2388 | 0 | 0.01195 | 0 | 0 | 0.42719 | 0.1457 | 0.0066497 | 0.53617 | 0.036162 | 0.22421 | 0.55371 | 0.0025164 | 0.9809 | 0.017538 | 48.7224 | 184.3416 | 22.8 | 0.757 | [5 empty] | 0.162 | 0.21 | 2.2 | 2.2 | 5 | Whitehorse Intl AP | CAN | 5 | 6491 | 60.709 | -135.069 | 7b | 6580 | YT | CAN_YT_Whitehorse.Intl.AP.719640_CWEC2016.epw | 0.98091 | 23.2204 | 183.7615 | 6.8689 | 13.4302 | TRUE | FALSE | FALSE | FALSE | 4.903 | 16.8533 | 0 | 0 | 0 | 0 | 36.66 | 435.6285 | 0.35319 | 0.00081075 | 129.09 | 0 | 0.9809 | 10.5 | 7.17 | 10.67 | 10.67 |  | https://s3.console.aws.amazon.com/s3/buckets/834599497928?region=ca-central-1&prefix=phylroy.lopez/reference/reference/output/7d566401-1be2-4562-a606-60c03297b9ec/ | 1.0.002
581 |  | TRUE | 46 | 0 | 0 | 133.9728 |  |  |  | 0.1 | 2021-09-22 20:09:31 +0000 | 438c2ebff | 0.2.14 | :adv_dx_units: NECB_Default :airloop_economizer_type: NECB_Default :algorithm_type: parametric :analysis_id: reference :analysis_name: reference :boiler_eff: NECB_Default :btap_batch_version: 1.0.002 :building_type: FullServiceRestaurant :chiller_type: NECB_Default :compute_environment: aws_batch :datapoint_id: 94aa0625-e0b0-4f33-b10d-41d98e860bd1 :daylighting_type: NECB_Default :dcv_type: NECB_Default :door_construction_cond: NECB_Default :ecm_system_name: NECB_Default :electrical_loads_scale: NECB_Default :enable_costing: true :epw_file: CAN_ON_Toronto.Pearson.Intl.AP.716240_CWEC2016.epw :erv_package: NECB_Default :ext_floor_cond: NECB_Default :ext_roof_cond: NECB_Default :ext_wall_cond: NECB_Default :fdwr_set: NECB_Default :fixed_wind_solar_trans: NECB_Default :fixed_window_cond: NECB_Default :furnace_eff: NECB_Default :glass_door_cond: NECB_Default :glass_door_solar_trans: NECB_Default :ground_floor_cond: NECB_Default :ground_roof_cond: NECB_Default :ground_wall_cond: NECB_Default :image_name: btap_private_cli :infiltration_scale: NECB_Default :lights_scale: NECB_Default :lights_type: NECB_Default :nv_delta_temp_in_out: NECB_Default :nv_opening_fraction: NECB_Default :nv_temp_out_min: NECB_Default :nv_type: NECB_Default :oa_scale: NECB_Default :occupancy_loads_scale: NECB_Default :output_meters: [] :output_variables: [] :overhead_door_cond: NECB_Default :primary_heating_fuel: NaturalGas :pv_ground_azimuth_angle: NECB_Default :pv_ground_module_description: NECB_Default :pv_ground_tilt_angle: NECB_Default :pv_ground_total_area_pv_panels_m2: NECB_Default :pv_ground_type: NECB_Default :rotation_degrees: NECB_Default :run_annual_simulation: true :s3_bucket: '834599497928' :scale_x: NECB_Default :scale_y: NECB_Default :scale_z: NECB_Default :shw_eff: NECB_Default :skylight_cond: NECB_Default :skylight_solar_trans: NECB_Default :srr_set: NECB_Default :template: BTAP1980TO2010 | reference | reference | 94aa0625-e0b0-4f33-b10d-41d98e860bd1 | BTAP1980TO2010 | FullServiceRestaurant | NaturalGas | Natural Gas | CAN_ON_Toronto.Pearson.Intl.AP.716240_CWEC2016.epw | parametric |  | NECB_Default | NECB_Default | NECB_Default | NECB_Default | NECB_Default | NECB_Default | NECB_Default | NECB_Default | NECB_Default | NECB_Default | NECB_Default | NECB_Default | NECB_Default | NECB_Default | NECB_Default | NECB_Default | NECB_Default | NECB_Default | NECB_Default | NECB_Default | NECB_Default | NECB_Default | NECB_Default | NECB_Default | NECB_Default | NECB_Default | NECB_Default | NECB_Default | NECB_Default | NECB_Default | NECB_Default | NECB_Default | NECB_Default | NECB_Default | NECB_Default | NECB_Default | NECB_Default | NECB_Default | NECB_Default | NECB_Default | NECB_Default | NECB_Default | NECB_Default | NECB_Default | NECB_Default | aws_batch | 834599497928 | btap_private_cli |  | TRUE | TRUE |  |  | 433.1736 | 57.3085 | 438.0482 | 761.366 | 511.15 | 845.2233 | 17.1 | FullServiceRestaurant |  |  | 0 | FullServiceRestaurant | 1 |  | 1 | BTAP1980TO2010 | 0.35452 | 2384.1067 | 0.86751 | 114.9642 | 71.3353 | 19.1656 | 534.7583 | 328.4258 | TORONTO | ONTARIO | 3.3907 | 118.1168 | 0 | 121.5075 | 27.1658 | 20.8417 | 0 | 48.0074 | 0 | 0.074283 | 0 | 0 | 0.61047 | 0.2752 | 0 | 2.1978 | 0.067162 | 0.19249 | 2.3901 | 0.0013303 | 3.0006 | 0.19235 | 82.4776 | 444.777 | 17.1 | 0.678 | [5 empty] | 0.296 | 0.682 | 3.35 |  | 0 | Toronto Pearson Intl AP | CAN | 382 | 3615 | 43.677 | -79.631 | 5 | 3890 | ON | CAN_ON_Toronto.Pearson.Intl.AP.716240_CWEC2016.epw | 3.0006 | 57.3085 | 433.1736 | 8.6714 | 15.1635 | FALSE | FALSE | FALSE | FALSE | 12.8043 | 10.4226 | 0 | 0 | 0 | 0 | 98.32 | 44.1525 | 1.0393 | 0.023539 | 379.87 | 0 | 3.0006 | 5.33 | 4 | 0 | 0 |  | https://s3.console.aws.amazon.com/s3/buckets/834599497928?region=ca-central-1&prefix=phylroy.lopez/reference/reference/output/94aa0625-e0b0-4f33-b10d-41d98e860bd1/ | 1.0.002
582 |  | TRUE | 114 | 0 | 0 | 195.8427 |  |  |  | 0.1 | 2021-09-22 20:09:09 +0000 | 438c2ebff | 0.2.14 | :adv_dx_units: NECB_Default :airloop_economizer_type: NECB_Default :algorithm_type: parametric :analysis_id: reference :analysis_name: reference :boiler_eff: NECB_Default :btap_batch_version: 1.0.002 :building_type: RetailStripmall :chiller_type: NECB_Default :compute_environment: aws_batch :datapoint_id: ddeb1e27-eb32-4056-9942-3d8bff68cbb2 :daylighting_type: NECB_Default :dcv_type: NECB_Default :door_construction_cond: NECB_Default :ecm_system_name: NECB_Default :electrical_loads_scale: NECB_Default :enable_costing: true :epw_file: CAN_NS_Halifax.Dockyard.713280_CWEC2016.epw :erv_package: NECB_Default :ext_floor_cond: NECB_Default :ext_roof_cond: NECB_Default :ext_wall_cond: NECB_Default :fdwr_set: NECB_Default :fixed_wind_solar_trans: NECB_Default :fixed_window_cond: NECB_Default :furnace_eff: NECB_Default :glass_door_cond: NECB_Default :glass_door_solar_trans: NECB_Default :ground_floor_cond: NECB_Default :ground_roof_cond: NECB_Default :ground_wall_cond: NECB_Default :image_name: btap_private_cli :infiltration_scale: NECB_Default :lights_scale: NECB_Default :lights_type: NECB_Default :nv_delta_temp_in_out: NECB_Default :nv_opening_fraction: NECB_Default :nv_temp_out_min: NECB_Default :nv_type: NECB_Default :oa_scale: NECB_Default :occupancy_loads_scale: NECB_Default :output_meters: [] :output_variables: [] :overhead_door_cond: NECB_Default :primary_heating_fuel: Electricity :pv_ground_azimuth_angle: NECB_Default :pv_ground_module_description: NECB_Default :pv_ground_tilt_angle: NECB_Default :pv_ground_total_area_pv_panels_m2: NECB_Default :pv_ground_type: NECB_Default :rotation_degrees: NECB_Default :run_annual_simulation: true :s3_bucket: '834599497928' :scale_x: NECB_Default :scale_y: NECB_Default :scale_z: NECB_Default :shw_eff: NECB_Default :skylight_cond: NECB_Default :skylight_solar_trans: NECB_Default :srr_set: NECB_Default :template: NECB2017 | reference | reference | ddeb1e27-eb32-4056-9942-3d8bff68cbb2 | NECB2017 | RetailStripmall | Electricity | Electricity | CAN_NS_Halifax.Dockyard.713280_CWEC2016.epw | parametric |  | NECB_Default | NECB_Default | NECB_Default | NECB_Default | NECB_Default | NECB_Default | NECB_Default | NECB_Default | NECB_Default | NECB_Default | NECB_Default | NECB_Default | NECB_Default | NECB_Default | NECB_Default | NECB_Default | NECB_Default | NECB_Default | NECB_Default | NECB_Default | NECB_Default | NECB_Default | NECB_Default | NECB_Default | NECB_Default | NECB_Default | NECB_Default | NECB_Default | NECB_Default | NECB_Default | NECB_Default | NECB_Default | NECB_Default | NECB_Default | NECB_Default | NECB_Default | NECB_Default | NECB_Default | NECB_Default | NECB_Default | NECB_Default | NECB_Default | NECB_Default | NECB_Default | NECB_Default | aws_batch | 834599497928 | btap_private_cli |  | TRUE | TRUE |  |  | 61.6291 | 23.5229 | 48.2276 | 99.0146 | 2090.32 | 3274.4664 | 40 | RetailStripmall |  |  | 2 | RetailStripmall | 1 |  | 1 | NECB2017 | 0.30241 | 10827.8493 | 222.4581 | 11.911 | 122.0969 | 6.1017 | 611.3103 | 248.7426 | HALIFAX | NOVA SCOTIA | 119.6746 | 0 | 0 | 119.6746 | 23.4704 | 0 | 0 | 23.4704 | 0 | 0.033564 | 0 | 0 | 0.59015 | 0.13624 | 0.0081088 | 0.17362 | 0.036162 | 0.18943 | 0 | 0 | 0.59015 | 0.013027 | 80.2692 | 0 | 40 | 0.757 | [5 empty] | 0.156 | 0.247 | 1.9 | 1.9 | 2 | Halifax Dockyard | CAN | 112 | 3647 | 44.655 | -63.577 | 6 | 4000 | NS | CAN_NS_Halifax.Dockyard.713280_CWEC2016.epw | 0.59015 | 23.5229 | 61.6291 | 6.5328 | 16.2531 | FALSE | FALSE | FALSE | FALSE | 5.0668 | 4.7794 | 0 | 0.074501 | 0.00017102 | 27.23 | 0 | 435.6285 | 0.35319 | 0.00081075 | 129.09 | 0 | 0.59015 | 19.33 | 18 | 1.33 | 1.33 |  | https://s3.console.aws.amazon.com/s3/buckets/834599497928?region=ca-central-1&prefix=phylroy.lopez/reference/reference/output/ddeb1e27-eb32-4056-9942-3d8bff68cbb2/ | 1.0.002
583 |  | TRUE | 44 | 0 | 0 | 131.9749 |  |  |  | 0.1 | 2021-09-22 20:09:31 +0000 | 438c2ebff | 0.2.14 | :adv_dx_units: NECB_Default :airloop_economizer_type: NECB_Default :algorithm_type: parametric :analysis_id: reference :analysis_name: reference :boiler_eff: NECB_Default :btap_batch_version: 1.0.002 :building_type: FullServiceRestaurant :chiller_type: NECB_Default :compute_environment: aws_batch :datapoint_id: 4f3075ef-e9e9-4c91-9f11-0753b1f6a597 :daylighting_type: NECB_Default :dcv_type: NECB_Default :door_construction_cond: NECB_Default :ecm_system_name: NECB_Default :electrical_loads_scale: NECB_Default :enable_costing: true :epw_file: CAN_BC_Vancouver.Intl.AP.718920_CWEC2016.epw :erv_package: NECB_Default :ext_floor_cond: NECB_Default :ext_roof_cond: NECB_Default :ext_wall_cond: NECB_Default :fdwr_set: NECB_Default :fixed_wind_solar_trans: NECB_Default :fixed_window_cond: NECB_Default :furnace_eff: NECB_Default :glass_door_cond: NECB_Default :glass_door_solar_trans: NECB_Default :ground_floor_cond: NECB_Default :ground_roof_cond: NECB_Default :ground_wall_cond: NECB_Default :image_name: btap_private_cli :infiltration_scale: NECB_Default :lights_scale: NECB_Default :lights_type: NECB_Default :nv_delta_temp_in_out: NECB_Default :nv_opening_fraction: NECB_Default :nv_temp_out_min: NECB_Default :nv_type: NECB_Default :oa_scale: NECB_Default :occupancy_loads_scale: NECB_Default :output_meters: [] :output_variables: [] :overhead_door_cond: NECB_Default :primary_heating_fuel: NaturalGas :pv_ground_azimuth_angle: NECB_Default :pv_ground_module_description: NECB_Default :pv_ground_tilt_angle: NECB_Default :pv_ground_total_area_pv_panels_m2: NECB_Default :pv_ground_type: NECB_Default :rotation_degrees: NECB_Default :run_annual_simulation: true :s3_bucket: '834599497928' :scale_x: NECB_Default :scale_y: NECB_Default :scale_z: NECB_Default :shw_eff: NECB_Default :skylight_cond: NECB_Default :skylight_solar_trans: NECB_Default :srr_set: NECB_Default :template: NECB2011 | reference | reference | 4f3075ef-e9e9-4c91-9f11-0753b1f6a597 | NECB2011 | FullServiceRestaurant | NaturalGas | Natural Gas | CAN_BC_Vancouver.Intl.AP.718920_CWEC2016.epw | parametric |  | NECB_Default | NECB_Default | NECB_Default | NECB_Default | NECB_Default | NECB_Default | NECB_Default | NECB_Default | NECB_Default | NECB_Default | NECB_Default | NECB_Default | NECB_Default | NECB_Default | NECB_Default | NECB_Default | NECB_Default | NECB_Default | NECB_Default | NECB_Default | NECB_Default | NECB_Default | NECB_Default | NECB_Default | NECB_Default | NECB_Default | NECB_Default | NECB_Default | NECB_Default | NECB_Default | NECB_Default | NECB_Default | NECB_Default | NECB_Default | NECB_Default | NECB_Default | NECB_Default | NECB_Default | NECB_Default | NECB_Default | NECB_Default | NECB_Default | NECB_Default | NECB_Default | NECB_Default | aws_batch | 834599497928 | btap_private_cli |  | TRUE | TRUE |  |  | 218.1605 | 22.8487 | 305.8137 | 545.4802 | 511.15 | 845.2233 | 40 | FullServiceRestaurant |  |  | 0 | FullServiceRestaurant | 1 |  | 1 | NECB2011 | 0.35452 | 2384.1067 | 228.6219 | 73.6497 | 63.3246 | 18.511 | 686.915 | 302.8077 | VANCOUVER | BRITISH COLUMBIA | 1.3664 | 87.7841 | 0 | 89.1505 | 13.6448 | 19.6935 | 0 | 33.3383 | 0 | 0.016844 | 0 | 0 | 0.48213 | 0.20538 | 0 | 1.5539 | 0.067162 | 0.19249 | 1.7413 | 0.00025433 | 2.2234 | 0.18734 | 44.6313 | 227.9327 | 40 | 0.757 | [5 empty] | 0.227 | 0.315 | 2.4 |  | 0 | Vancouver Intl AP | CAN | 42 | 2797 | 49.195 | -123.184 | 4 | 2800 | BC | CAN_BC_Vancouver.Intl.AP.718920_CWEC2016.epw | 2.2234 | 22.8487 | 218.1605 | 4.6246 | 18.0227 | FALSE | FALSE | FALSE | FALSE | 8.9999 | 9.2522 | 0 | 0 | 0 | 0 | 95.76 | 44.1525 | 1.0393 | 0.023539 | 379.87 | 0 | 2.2234 | 9.67 | 7.5 | 0.17 | 0.17 |  | https://s3.console.aws.amazon.com/s3/buckets/834599497928?region=ca-central-1&prefix=phylroy.lopez/reference/reference/output/4f3075ef-e9e9-4c91-9f11-0753b1f6a597/ | 1.0.002
584 |  | TRUE | 110 | 0 | 0 | 194.9507 |  |  |  | 0.1 | 2021-09-22 20:09:31 +0000 | 438c2ebff | 0.2.14 | :adv_dx_units: NECB_Default :airloop_economizer_type: NECB_Default :algorithm_type: parametric :analysis_id: reference :analysis_name: reference :boiler_eff: NECB_Default :btap_batch_version: 1.0.002 :building_type: RetailStripmall :chiller_type: NECB_Default :compute_environment: aws_batch :datapoint_id: e3834a13-8185-4dcc-984e-06d99c98d5d2 :daylighting_type: NECB_Default :dcv_type: NECB_Default :door_construction_cond: NECB_Default :ecm_system_name: NECB_Default :electrical_loads_scale: NECB_Default :enable_costing: true :epw_file: CAN_AB_Edmonton.Intl.AP.711230_CWEC2016.epw :erv_package: NECB_Default :ext_floor_cond: NECB_Default :ext_roof_cond: NECB_Default :ext_wall_cond: NECB_Default :fdwr_set: NECB_Default :fixed_wind_solar_trans: NECB_Default :fixed_window_cond: NECB_Default :furnace_eff: NECB_Default :glass_door_cond: NECB_Default :glass_door_solar_trans: NECB_Default :ground_floor_cond: NECB_Default :ground_roof_cond: NECB_Default :ground_wall_cond: NECB_Default :image_name: btap_private_cli :infiltration_scale: NECB_Default :lights_scale: NECB_Default :lights_type: NECB_Default :nv_delta_temp_in_out: NECB_Default :nv_opening_fraction: NECB_Default :nv_temp_out_min: NECB_Default :nv_type: NECB_Default :oa_scale: NECB_Default :occupancy_loads_scale: NECB_Default :output_meters: [] :output_variables: [] :overhead_door_cond: NECB_Default :primary_heating_fuel: NaturalGas :pv_ground_azimuth_angle: NECB_Default :pv_ground_module_description: NECB_Default :pv_ground_tilt_angle: NECB_Default :pv_ground_total_area_pv_panels_m2: NECB_Default :pv_ground_type: NECB_Default :rotation_degrees: NECB_Default :run_annual_simulation: true :s3_bucket: '834599497928' :scale_x: NECB_Default :scale_y: NECB_Default :scale_z: NECB_Default :shw_eff: NECB_Default :skylight_cond: NECB_Default :skylight_solar_trans: NECB_Default :srr_set: NECB_Default :template: NECB2017 | reference | reference | e3834a13-8185-4dcc-984e-06d99c98d5d2 | NECB2017 | RetailStripmall | NaturalGas | Natural Gas | CAN_AB_Edmonton.Intl.AP.711230_CWEC2016.epw | parametric |  | NECB_Default | NECB_Default | NECB_Default | NECB_Default | NECB_Default | NECB_Default | NECB_Default | NECB_Default | NECB_Default | NECB_Default | NECB_Default | NECB_Default | NECB_Default | NECB_Default | NECB_Default | NECB_Default | NECB_Default | NECB_Default | NECB_Default | NECB_Default | NECB_Default | NECB_Default | NECB_Default | NECB_Default | NECB_Default | NECB_Default | NECB_Default | NECB_Default | NECB_Default | NECB_Default | NECB_Default | NECB_Default | NECB_Default | NECB_Default | NECB_Default | NECB_Default | NECB_Default | NECB_Default | NECB_Default | NECB_Default | NECB_Default | NECB_Default | NECB_Default | NECB_Default | NECB_Default | aws_batch | 834599497928 | btap_private_cli |  | TRUE | TRUE |  |  | 155.0229 | 23.019 | 72.9992 | 152.3597 | 2090.32 | 3274.4664 | 32.5 | RetailStripmall |  |  | 2 | RetailStripmall | 1 |  | 1 | NECB2017 | 0.30241 | 10827.8493 | 240.0856 | 48.1748 | 125.33 | 6.2096 | 648.9631 | 229.1632 | EDMONTON | ALBERTA | 89.4641 | 18.9514 | 0 | 108.4155 | 8.4793 | 1.352 | 0 | 9.8313 | 0 | 0.03321 | 0 | 0 | 0.40766 | 0.1373 | 0.0091326 | 0.35855 | 0.036162 | 0.18943 | 0.37556 | 0.0024255 | 0.78322 | 0.017012 | 46.1647 | 155.5992 | 32.5 | 0.757 | [5 empty] | 0.138 | 0.21 | 1.9 | 1.9 | 2 | Edmonton Intl AP | CAN | 23 | 5588 | 53.31 | -113.579 | 7a | 5120 | AB | CAN_AB_Edmonton.Intl.AP.711230_CWEC2016.epw | 0.78322 | 23.019 | 155.0229 | 5.4913 | 16.7131 | FALSE | FALSE | FALSE | FALSE | 8.2396 | 15.1625 | 0 | 0 | 0 | 0 | 35.56 | 435.6285 | 0.35319 | 0.00081075 | 129.09 | 0 | 0.78322 | 14.33 | 13.67 | 16.33 | 16.33 |  | https://s3.console.aws.amazon.com/s3/buckets/834599497928?region=ca-central-1&prefix=phylroy.lopez/reference/reference/output/e3834a13-8185-4dcc-984e-06d99c98d5d2/ | 1.0.002
585 |  | TRUE | 112 | 0 | 0 | 195.4611 |  |  |  | 0.1 | 2021-09-22 20:09:02 +0000 | 438c2ebff | 0.2.14 | :adv_dx_units: NECB_Default :airloop_economizer_type: NECB_Default :algorithm_type: parametric :analysis_id: reference :analysis_name: reference :boiler_eff: NECB_Default :btap_batch_version: 1.0.002 :building_type: RetailStripmall :chiller_type: NECB_Default :compute_environment: aws_batch :datapoint_id: 36206eba-df52-49ff-8832-e027c7c1d709 :daylighting_type: NECB_Default :dcv_type: NECB_Default :door_construction_cond: NECB_Default :ecm_system_name: NECB_Default :electrical_loads_scale: NECB_Default :enable_costing: true :epw_file: CAN_NS_Halifax.Dockyard.713280_CWEC2016.epw :erv_package: NECB_Default :ext_floor_cond: NECB_Default :ext_roof_cond: NECB_Default :ext_wall_cond: NECB_Default :fdwr_set: NECB_Default :fixed_wind_solar_trans: NECB_Default :fixed_window_cond: NECB_Default :furnace_eff: NECB_Default :glass_door_cond: NECB_Default :glass_door_solar_trans: NECB_Default :ground_floor_cond: NECB_Default :ground_roof_cond: NECB_Default :ground_wall_cond: NECB_Default :image_name: btap_private_cli :infiltration_scale: NECB_Default :lights_scale: NECB_Default :lights_type: NECB_Default :nv_delta_temp_in_out: NECB_Default :nv_opening_fraction: NECB_Default :nv_temp_out_min: NECB_Default :nv_type: NECB_Default :oa_scale: NECB_Default :occupancy_loads_scale: NECB_Default :output_meters: [] :output_variables: [] :overhead_door_cond: NECB_Default :primary_heating_fuel: NaturalGas :pv_ground_azimuth_angle: NECB_Default :pv_ground_module_description: NECB_Default :pv_ground_tilt_angle: NECB_Default :pv_ground_total_area_pv_panels_m2: NECB_Default :pv_ground_type: NECB_Default :rotation_degrees: NECB_Default :run_annual_simulation: true :s3_bucket: '834599497928' :scale_x: NECB_Default :scale_y: NECB_Default :scale_z: NECB_Default :shw_eff: NECB_Default :skylight_cond: NECB_Default :skylight_solar_trans: NECB_Default :srr_set: NECB_Default :template: NECB2017 | reference | reference | 36206eba-df52-49ff-8832-e027c7c1d709 | NECB2017 | RetailStripmall | NaturalGas | Natural Gas | CAN_NS_Halifax.Dockyard.713280_CWEC2016.epw | parametric |  | NECB_Default | NECB_Default | NECB_Default | NECB_Default | NECB_Default | NECB_Default | NECB_Default | NECB_Default | NECB_Default | NECB_Default | NECB_Default | NECB_Default | NECB_Default | NECB_Default | NECB_Default | NECB_Default | NECB_Default | NECB_Default | NECB_Default | NECB_Default | NECB_Default | NECB_Default | NECB_Default | NECB_Default | NECB_Default | NECB_Default | NECB_Default | NECB_Default | NECB_Default | NECB_Default | NECB_Default | NECB_Default | NECB_Default | NECB_Default | NECB_Default | NECB_Default | NECB_Default | NECB_Default | NECB_Default | NECB_Default | NECB_Default | NECB_Default | NECB_Default | NECB_Default | NECB_Default | aws_batch | 834599497928 | btap_private_cli |  | TRUE | TRUE |  |  | 80.8245 | 23.9992 | 48.201 | 118.2647 | 2090.32 | 3274.4664 | 40 | RetailStripmall |  |  | 2 | RetailStripmall | 1 |  | 1 | NECB2017 | 0.30241 | 10827.8493 | 222.4581 | 44.3639 | 122.0969 | 6.0592 | 618.8544 | 223.8764 | HALIFAX | NOVA SCOTIA | 82.3901 | 12.5975 | 0 | 94.9875 | 16.1582 | 3.1797 | 0 | 19.3379 | 0 | 0.034239 | 0 | 0 | 0.40629 | 0.13657 | 0.0081088 | 0.23757 | 0.036162 | 0.18943 | 0.25316 | 0.0017796 | 0.65945 | 0.015596 | 47.1584 | 80.8308 | 40 | 0.757 | [5 empty] | 0.156 | 0.247 | 1.9 | 1.9 | 2 | Halifax Dockyard | CAN | 112 | 3647 | 44.655 | -63.577 | 6 | 4000 | NS | CAN_NS_Halifax.Dockyard.713280_CWEC2016.epw | 0.65945 | 23.9992 | 80.8245 | 6.5328 | 16.2531 | FALSE | FALSE | FALSE | FALSE | 5.0668 | 4.7794 | 0 | 0 | 0 | 0 | 32.6 | 435.6285 | 0.35319 | 0.00081075 | 129.09 | 0 | 0.65945 | 19.17 | 17.83 | 12 | 12 |  | https://s3.console.aws.amazon.com/s3/buckets/834599497928?region=ca-central-1&prefix=phylroy.lopez/reference/reference/output/36206eba-df52-49ff-8832-e027c7c1d709/ | 1.0.002
586 |  | TRUE | 45 | 0 | 0 | 135.2477 |  |  |  | 0.1 | 2021-09-22 20:09:43 +0000 | 438c2ebff | 0.2.14 | :adv_dx_units: NECB_Default :airloop_economizer_type: NECB_Default :algorithm_type: parametric :analysis_id: reference :analysis_name: reference :boiler_eff: NECB_Default :btap_batch_version: 1.0.002 :building_type: FullServiceRestaurant :chiller_type: NECB_Default :compute_environment: aws_batch :datapoint_id: 9b6bc175-5115-4628-a761-03b74892b96a :daylighting_type: NECB_Default :dcv_type: NECB_Default :door_construction_cond: NECB_Default :ecm_system_name: NECB_Default :electrical_loads_scale: NECB_Default :enable_costing: true :epw_file: CAN_AB_Edmonton.Intl.AP.711230_CWEC2016.epw :erv_package: NECB_Default :ext_floor_cond: NECB_Default :ext_roof_cond: NECB_Default :ext_wall_cond: NECB_Default :fdwr_set: NECB_Default :fixed_wind_solar_trans: NECB_Default :fixed_window_cond: NECB_Default :furnace_eff: NECB_Default :glass_door_cond: NECB_Default :glass_door_solar_trans: NECB_Default :ground_floor_cond: NECB_Default :ground_roof_cond: NECB_Default :ground_wall_cond: NECB_Default :image_name: btap_private_cli :infiltration_scale: NECB_Default :lights_scale: NECB_Default :lights_type: NECB_Default :nv_delta_temp_in_out: NECB_Default :nv_opening_fraction: NECB_Default :nv_temp_out_min: NECB_Default :nv_type: NECB_Default :oa_scale: NECB_Default :occupancy_loads_scale: NECB_Default :output_meters: [] :output_variables: [] :overhead_door_cond: NECB_Default :primary_heating_fuel: NaturalGas :pv_ground_azimuth_angle: NECB_Default :pv_ground_module_description: NECB_Default :pv_ground_tilt_angle: NECB_Default :pv_ground_total_area_pv_panels_m2: NECB_Default :pv_ground_type: NECB_Default :rotation_degrees: NECB_Default :run_annual_simulation: true :s3_bucket: '834599497928' :scale_x: NECB_Default :scale_y: NECB_Default :scale_z: NECB_Default :shw_eff: NECB_Default :skylight_cond: NECB_Default :skylight_solar_trans: NECB_Default :srr_set: NECB_Default :template: BTAP1980TO2010 | reference | reference | 9b6bc175-5115-4628-a761-03b74892b96a | BTAP1980TO2010 | FullServiceRestaurant | NaturalGas | Natural Gas | CAN_AB_Edmonton.Intl.AP.711230_CWEC2016.epw | parametric |  | NECB_Default | NECB_Default | NECB_Default | NECB_Default | NECB_Default | NECB_Default | NECB_Default | NECB_Default | NECB_Default | NECB_Default | NECB_Default | NECB_Default | NECB_Default | NECB_Default | NECB_Default | NECB_Default | NECB_Default | NECB_Default | NECB_Default | NECB_Default | NECB_Default | NECB_Default | NECB_Default | NECB_Default | NECB_Default | NECB_Default | NECB_Default | NECB_Default | NECB_Default | NECB_Default | NECB_Default | NECB_Default | NECB_Default | NECB_Default | NECB_Default | NECB_Default | NECB_Default | NECB_Default | NECB_Default | NECB_Default | NECB_Default | NECB_Default | NECB_Default | NECB_Default | NECB_Default | aws_batch | 834599497928 | btap_private_cli |  | TRUE | TRUE |  |  | 438.9165 | 27.9884 | 576.7115 | 945.6998 | 511.15 | 845.2233 | 17.1 | FullServiceRestaurant |  |  | 0 | FullServiceRestaurant | 1 |  | 1 | BTAP1980TO2010 | 0.35452 | 2384.1067 | 0.75254 | 106.5272 | 70.6812 | 18.7373 | 477.561 | 280.8627 | EDMONTON | ALBERTA | 119.2795 | 157.4745 | 0 | 276.754 | 11.3052 | 11.2344 | 0 | 22.5396 | 0 | 0.015886 | 0 | 0 | 0.5435 | 0.26663 | 0 | 2.9044 | 0.067162 | 0.19249 | 3.1207 | 0.0013303 | 3.6642 | 0.21626 | 52.8857 | 445.4481 | 17.1 | 0.678 | [5 empty] | 0.227 | 0.346 | 2.95 |  | 0 | Edmonton Intl AP | CAN | 23 | 5588 | 53.31 | -113.579 | 7a | 5120 | AB | CAN_AB_Edmonton.Intl.AP.711230_CWEC2016.epw | 3.6642 | 27.9884 | 438.9165 | 5.0047 | 17.3257 | TRUE | FALSE | FALSE | FALSE | 10.2931 | 19.768 | 0 | 0 | 0 | 0 | 110.54 | 44.1525 | 1.0393 | 0.023539 | 379.87 | 0 | 3.6642 | 0.5 | 0 | 0 | 0 |  | https://s3.console.aws.amazon.com/s3/buckets/834599497928?region=ca-central-1&prefix=phylroy.lopez/reference/reference/output/9b6bc175-5115-4628-a761-03b74892b96a/ | 1.0.002
587 |  | TRUE | 49 | 0 | 0 | 131.2402 |  |  |  | 0.1 | 2021-09-22 20:09:28 +0000 | 438c2ebff | 0.2.14 | :adv_dx_units: NECB_Default :airloop_economizer_type: NECB_Default :algorithm_type: parametric :analysis_id: reference :analysis_name: reference :boiler_eff: NECB_Default :btap_batch_version: 1.0.002 :building_type: FullServiceRestaurant :chiller_type: NECB_Default :compute_environment: aws_batch :datapoint_id: 475fa98c-02b4-4c08-bc7b-c2c26d8518c0 :daylighting_type: NECB_Default :dcv_type: NECB_Default :door_construction_cond: NECB_Default :ecm_system_name: NECB_Default :electrical_loads_scale: NECB_Default :enable_costing: true :epw_file: CAN_AB_Calgary.Intl.AP.718770_CWEC2016.epw :erv_package: NECB_Default :ext_floor_cond: NECB_Default :ext_roof_cond: NECB_Default :ext_wall_cond: NECB_Default :fdwr_set: NECB_Default :fixed_wind_solar_trans: NECB_Default :fixed_window_cond: NECB_Default :furnace_eff: NECB_Default :glass_door_cond: NECB_Default :glass_door_solar_trans: NECB_Default :ground_floor_cond: NECB_Default :ground_roof_cond: NECB_Default :ground_wall_cond: NECB_Default :image_name: btap_private_cli :infiltration_scale: NECB_Default :lights_scale: NECB_Default :lights_type: NECB_Default :nv_delta_temp_in_out: NECB_Default :nv_opening_fraction: NECB_Default :nv_temp_out_min: NECB_Default :nv_type: NECB_Default :oa_scale: NECB_Default :occupancy_loads_scale: NECB_Default :output_meters: [] :output_variables: [] :overhead_door_cond: NECB_Default :primary_heating_fuel: NaturalGas :pv_ground_azimuth_angle: NECB_Default :pv_ground_module_description: NECB_Default :pv_ground_tilt_angle: NECB_Default :pv_ground_total_area_pv_panels_m2: NECB_Default :pv_ground_type: NECB_Default :rotation_degrees: NECB_Default :run_annual_simulation: true :s3_bucket: '834599497928' :scale_x: NECB_Default :scale_y: NECB_Default :scale_z: NECB_Default :shw_eff: NECB_Default :skylight_cond: NECB_Default :skylight_solar_trans: NECB_Default :srr_set: NECB_Default :template: NECB2011 | reference | reference | 475fa98c-02b4-4c08-bc7b-c2c26d8518c0 | NECB2011 | FullServiceRestaurant | NaturalGas | Natural Gas | CAN_AB_Calgary.Intl.AP.718770_CWEC2016.epw | parametric |  | NECB_Default | NECB_Default | NECB_Default | NECB_Default | NECB_Default | NECB_Default | NECB_Default | NECB_Default | NECB_Default | NECB_Default | NECB_Default | NECB_Default | NECB_Default | NECB_Default | NECB_Default | NECB_Default | NECB_Default | NECB_Default | NECB_Default | NECB_Default | NECB_Default | NECB_Default | NECB_Default | NECB_Default | NECB_Default | NECB_Default | NECB_Default | NECB_Default | NECB_Default | NECB_Default | NECB_Default | NECB_Default | NECB_Default | NECB_Default | NECB_Default | NECB_Default | NECB_Default | NECB_Default | NECB_Default | NECB_Default | NECB_Default | NECB_Default | NECB_Default | NECB_Default | NECB_Default | aws_batch | 834599497928 | btap_private_cli |  | TRUE | TRUE |  |  | 369.0426 | 28.1647 | 424.5655 | 712.4512 | 511.15 | 845.2233 | 33.3 | FullServiceRestaurant |  |  | 0 | FullServiceRestaurant | 1 |  | 1 | NECB2011 | 0.35452 | 2384.1067 | 246.2634 | 79.8191 | 68.0389 | 18.7239 | 713.9485 | 301.1032 | CALGARY | ALBERTA | 107.4984 | 117.811 | 0 | 225.3093 | 10.1886 | 8.4048 | 0 | 18.5934 | 0 | 0.023379 | 0 | 0 | 0.48982 | 0.20634 | 0 | 2.127 | 0.067162 | 0.19249 | 2.3347 | 0.00044997 | 2.8245 | 0.20761 | 50.0639 | 377.4192 | 33.3 | 0.757 | [5 empty] | 0.162 | 0.21 | 2.2 |  | 0 | Calgary Intl AP | CAN | 64 | 4781 | 51.114 | -114.02 | 7a | 5000 | AB | CAN_AB_Calgary.Intl.AP.718770_CWEC2016.epw | 2.8245 | 28.1647 | 369.0426 | 4.985 | 18.2918 | FALSE | FALSE | FALSE | FALSE | 11.4418 | 17.6326 | 0 | 0 | 0 | 0 | 106.12 | 44.1525 | 1.0393 | 0.023539 | 379.87 | 0 | 2.8245 | 10 | 8.67 | 0 | 0 |  | https://s3.console.aws.amazon.com/s3/buckets/834599497928?region=ca-central-1&prefix=phylroy.lopez/reference/reference/output/475fa98c-02b4-4c08-bc7b-c2c26d8518c0/ | 1.0.002
588 |  | TRUE | 103 | 0 | 0 | 200.5142 |  |  |  | 0.1 | 2021-09-22 20:09:15 +0000 | 438c2ebff | 0.2.14 | :adv_dx_units: NECB_Default :airloop_economizer_type: NECB_Default :algorithm_type: parametric :analysis_id: reference :analysis_name: reference :boiler_eff: NECB_Default :btap_batch_version: 1.0.002 :building_type: RetailStripmall :chiller_type: NECB_Default :compute_environment: aws_batch :datapoint_id: edb6e7a7-f385-4ef7-9c66-f08321716052 :daylighting_type: NECB_Default :dcv_type: NECB_Default :door_construction_cond: NECB_Default :ecm_system_name: NECB_Default :electrical_loads_scale: NECB_Default :enable_costing: true :epw_file: CAN_YT_Whitehorse.Intl.AP.719640_CWEC2016.epw :erv_package: NECB_Default :ext_floor_cond: NECB_Default :ext_roof_cond: NECB_Default :ext_wall_cond: NECB_Default :fdwr_set: NECB_Default :fixed_wind_solar_trans: NECB_Default :fixed_window_cond: NECB_Default :furnace_eff: NECB_Default :glass_door_cond: NECB_Default :glass_door_solar_trans: NECB_Default :ground_floor_cond: NECB_Default :ground_roof_cond: NECB_Default :ground_wall_cond: NECB_Default :image_name: btap_private_cli :infiltration_scale: NECB_Default :lights_scale: NECB_Default :lights_type: NECB_Default :nv_delta_temp_in_out: NECB_Default :nv_opening_fraction: NECB_Default :nv_temp_out_min: NECB_Default :nv_type: NECB_Default :oa_scale: NECB_Default :occupancy_loads_scale: NECB_Default :output_meters: [] :output_variables: [] :overhead_door_cond: NECB_Default :primary_heating_fuel: NaturalGas :pv_ground_azimuth_angle: NECB_Default :pv_ground_module_description: NECB_Default :pv_ground_tilt_angle: NECB_Default :pv_ground_total_area_pv_panels_m2: NECB_Default :pv_ground_type: NECB_Default :rotation_degrees: NECB_Default :run_annual_simulation: true :s3_bucket: '834599497928' :scale_x: NECB_Default :scale_y: NECB_Default :scale_z: NECB_Default :shw_eff: NECB_Default :skylight_cond: NECB_Default :skylight_solar_trans: NECB_Default :srr_set: NECB_Default :template: NECB2011 | reference | reference | edb6e7a7-f385-4ef7-9c66-f08321716052 | NECB2011 | RetailStripmall | NaturalGas | Natural Gas | CAN_YT_Whitehorse.Intl.AP.719640_CWEC2016.epw | parametric |  | NECB_Default | NECB_Default | NECB_Default | NECB_Default | NECB_Default | NECB_Default | NECB_Default | NECB_Default | NECB_Default | NECB_Default | NECB_Default | NECB_Default | NECB_Default | NECB_Default | NECB_Default | NECB_Default | NECB_Default | NECB_Default | NECB_Default | NECB_Default | NECB_Default | NECB_Default | NECB_Default | NECB_Default | NECB_Default | NECB_Default | NECB_Default | NECB_Default | NECB_Default | NECB_Default | NECB_Default | NECB_Default | NECB_Default | NECB_Default | NECB_Default | NECB_Default | NECB_Default | NECB_Default | NECB_Default | NECB_Default | NECB_Default | NECB_Default | NECB_Default | NECB_Default | NECB_Default | aws_batch | 834599497928 | btap_private_cli |  | TRUE | TRUE |  |  | 156.8422 | 23.763 | 104.1986 | 189.0939 | 2090.32 | 3274.4664 | 22.8 | RetailStripmall |  |  | 5 | RetailStripmall | 1 |  | 1 | NECB2011 | 0.30241 | 10827.8493 | 191.7161 | 44.8864 | 106.5155 | 5.7184 | 574.9728 | 226.1363 | WHITEHORSE | YUKON | 7.1648 | 25.6924 | 0 | 32.8573 | 16.4084 | 4.683 | 0 | 21.0915 | 0 | 0.012357 | 0 | 0 | 0.46065 | 0.14981 | 0.0062191 | 0.49938 | 0.035196 | 0.25482 | 0.51632 | 0.0022485 | 0.97697 | 0.01694 | 51.9004 | 157.44 | 22.8 | 0.757 | [5 empty] | 0.162 | 0.21 | 2.2 | 2.2 | 5 | Whitehorse Intl AP | CAN | 5 | 6491 | 60.709 | -135.069 | 7b | 6580 | YT | CAN_YT_Whitehorse.Intl.AP.719640_CWEC2016.epw | 0.97698 | 23.763 | 156.8422 | 6.8688 | 13.4303 | TRUE | FALSE | FALSE | FALSE | 4.9036 | 16.855 | 0 | 0 | 0 | 0 | 35.41 | 435.9193 | 0.33705 | 0.00077318 | 123.19 | 0 | 0.97697 | 14.83 | 7.33 | 11.17 | 11.17 |  | https://s3.console.aws.amazon.com/s3/buckets/834599497928?region=ca-central-1&prefix=phylroy.lopez/reference/reference/output/edb6e7a7-f385-4ef7-9c66-f08321716052/ | 1.0.002
589 |  | TRUE | 51 | 0 | 0 | 133.7042 |  |  |  | 0.1 | 2021-09-22 20:09:16 +0000 | 438c2ebff | 0.2.14 | :adv_dx_units: NECB_Default :airloop_economizer_type: NECB_Default :algorithm_type: parametric :analysis_id: reference :analysis_name: reference :boiler_eff: NECB_Default :btap_batch_version: 1.0.002 :building_type: FullServiceRestaurant :chiller_type: NECB_Default :compute_environment: aws_batch :datapoint_id: f6e9dcf5-7203-4714-b0dd-5546401749e3 :daylighting_type: NECB_Default :dcv_type: NECB_Default :door_construction_cond: NECB_Default :ecm_system_name: NECB_Default :electrical_loads_scale: NECB_Default :enable_costing: true :epw_file: CAN_QC_Montreal-Trudeau.Intl.AP.716270_CWEC2016.epw :erv_package: NECB_Default :ext_floor_cond: NECB_Default :ext_roof_cond: NECB_Default :ext_wall_cond: NECB_Default :fdwr_set: NECB_Default :fixed_wind_solar_trans: NECB_Default :fixed_window_cond: NECB_Default :furnace_eff: NECB_Default :glass_door_cond: NECB_Default :glass_door_solar_trans: NECB_Default :ground_floor_cond: NECB_Default :ground_roof_cond: NECB_Default :ground_wall_cond: NECB_Default :image_name: btap_private_cli :infiltration_scale: NECB_Default :lights_scale: NECB_Default :lights_type: NECB_Default :nv_delta_temp_in_out: NECB_Default :nv_opening_fraction: NECB_Default :nv_temp_out_min: NECB_Default :nv_type: NECB_Default :oa_scale: NECB_Default :occupancy_loads_scale: NECB_Default :output_meters: [] :output_variables: [] :overhead_door_cond: NECB_Default :primary_heating_fuel: Electricity :pv_ground_azimuth_angle: NECB_Default :pv_ground_module_description: NECB_Default :pv_ground_tilt_angle: NECB_Default :pv_ground_total_area_pv_panels_m2: NECB_Default :pv_ground_type: NECB_Default :rotation_degrees: NECB_Default :run_annual_simulation: true :s3_bucket: '834599497928' :scale_x: NECB_Default :scale_y: NECB_Default :scale_z: NECB_Default :shw_eff: NECB_Default :skylight_cond: NECB_Default :skylight_solar_trans: NECB_Default :srr_set: NECB_Default :template: NECB2011 | reference | reference | f6e9dcf5-7203-4714-b0dd-5546401749e3 | NECB2011 | FullServiceRestaurant | Electricity | Electricity | CAN_QC_Montreal-Trudeau.Intl.AP.716270_CWEC2016.epw | parametric |  | NECB_Default | NECB_Default | NECB_Default | NECB_Default | NECB_Default | NECB_Default | NECB_Default | NECB_Default | NECB_Default | NECB_Default | NECB_Default | NECB_Default | NECB_Default | NECB_Default | NECB_Default | NECB_Default | NECB_Default | NECB_Default | NECB_Default | NECB_Default | NECB_Default | NECB_Default | NECB_Default | NECB_Default | NECB_Default | NECB_Default | NECB_Default | NECB_Default | NECB_Default | NECB_Default | NECB_Default | NECB_Default | NECB_Default | NECB_Default | NECB_Default | NECB_Default | NECB_Default | NECB_Default | NECB_Default | NECB_Default | NECB_Default | NECB_Default | NECB_Default | NECB_Default | NECB_Default | aws_batch | 834599497928 | btap_private_cli |  | TRUE | TRUE |  |  | 339.0053 | 44.9748 | 442.825 | 561.2943 | 511.15 | 845.2233 | 37.3 | FullServiceRestaurant |  |  | 0 | FullServiceRestaurant | 1 |  | 1 | NECB2011 | 0.35452 | 2384.1067 | 237.3637 | 12.3147 | 64.9441 | 31.8231 | 719.7683 | 373.3227 | MONTREAL | QUEBEC | 0.88614 | 0 | 0 | 0.88614 | 56.4377 | 0 | 0 | 56.4377 | 0 | 0.065421 | 0 | 0 | 2.2803 | 0.2062 | 0 | 1.5942 | 0.067162 | 0.19249 | 0 | 0 | 2.2803 | 0.15487 | 365.112 | 0 | 37.3 | 0.757 | [5 empty] | 0.183 | 0.247 | 2.2 |  | 0 | Montreal-Trudeau Intl AP | CAN | 323 | 4090 | 45.471 | -73.741 | 6 | 4400 | QC | CAN_QC_Montreal-Trudeau.Intl.AP.716270_CWEC2016.epw | 2.2803 | 44.9748 | 339.0053 | 7.5507 | 18.099 | FALSE | FALSE | FALSE | FALSE | 12.3841 | 16.2683 | 0 | 0.21658 | 0.0049053 | 79.16 | 0 | 44.1525 | 1.0393 | 0.023539 | 379.87 | 0 | 2.2803 | 21 | 14.83 | 0 | 0 |  | https://s3.console.aws.amazon.com/s3/buckets/834599497928?region=ca-central-1&prefix=phylroy.lopez/reference/reference/output/f6e9dcf5-7203-4714-b0dd-5546401749e3/ | 1.0.002
590 |  | TRUE | 48 | 0 | 0 | 130.9481 |  |  |  | 0.1 | 2021-09-22 20:09:18 +0000 | 438c2ebff | 0.2.14 | :adv_dx_units: NECB_Default :airloop_economizer_type: NECB_Default :algorithm_type: parametric :analysis_id: reference :analysis_name: reference :boiler_eff: NECB_Default :btap_batch_version: 1.0.002 :building_type: FullServiceRestaurant :chiller_type: NECB_Default :compute_environment: aws_batch :datapoint_id: db0834b9-3ba2-4e20-837a-84f9772feb1b :daylighting_type: NECB_Default :dcv_type: NECB_Default :door_construction_cond: NECB_Default :ecm_system_name: NECB_Default :electrical_loads_scale: NECB_Default :enable_costing: true :epw_file: CAN_ON_Toronto.Pearson.Intl.AP.716240_CWEC2016.epw :erv_package: NECB_Default :ext_floor_cond: NECB_Default :ext_roof_cond: NECB_Default :ext_wall_cond: NECB_Default :fdwr_set: NECB_Default :fixed_wind_solar_trans: NECB_Default :fixed_window_cond: NECB_Default :furnace_eff: NECB_Default :glass_door_cond: NECB_Default :glass_door_solar_trans: NECB_Default :ground_floor_cond: NECB_Default :ground_roof_cond: NECB_Default :ground_wall_cond: NECB_Default :image_name: btap_private_cli :infiltration_scale: NECB_Default :lights_scale: NECB_Default :lights_type: NECB_Default :nv_delta_temp_in_out: NECB_Default :nv_opening_fraction: NECB_Default :nv_temp_out_min: NECB_Default :nv_type: NECB_Default :oa_scale: NECB_Default :occupancy_loads_scale: NECB_Default :output_meters: [] :output_variables: [] :overhead_door_cond: NECB_Default :primary_heating_fuel: NaturalGas :pv_ground_azimuth_angle: NECB_Default :pv_ground_module_description: NECB_Default :pv_ground_tilt_angle: NECB_Default :pv_ground_total_area_pv_panels_m2: NECB_Default :pv_ground_type: NECB_Default :rotation_degrees: NECB_Default :run_annual_simulation: true :s3_bucket: '834599497928' :scale_x: NECB_Default :scale_y: NECB_Default :scale_z: NECB_Default :shw_eff: NECB_Default :skylight_cond: NECB_Default :skylight_solar_trans: NECB_Default :srr_set: NECB_Default :template: NECB2011 | reference | reference | db0834b9-3ba2-4e20-837a-84f9772feb1b | NECB2011 | FullServiceRestaurant | NaturalGas | Natural Gas | CAN_ON_Toronto.Pearson.Intl.AP.716240_CWEC2016.epw | parametric |  | NECB_Default | NECB_Default | NECB_Default | NECB_Default | NECB_Default | NECB_Default | NECB_Default | NECB_Default | NECB_Default | NECB_Default | NECB_Default | NECB_Default | NECB_Default | NECB_Default | NECB_Default | NECB_Default | NECB_Default | NECB_Default | NECB_Default | NECB_Default | NECB_Default | NECB_Default | NECB_Default | NECB_Default | NECB_Default | NECB_Default | NECB_Default | NECB_Default | NECB_Default | NECB_Default | NECB_Default | NECB_Default | NECB_Default | NECB_Default | NECB_Default | NECB_Default | NECB_Default | NECB_Default | NECB_Default | NECB_Default | NECB_Default | NECB_Default | NECB_Default | NECB_Default | NECB_Default | aws_batch | 834599497928 | btap_private_cli |  | TRUE | TRUE |  |  | 389.8402 | 46.0654 | 381.9981 | 659.3194 | 511.15 | 845.2233 | 40 | FullServiceRestaurant |  |  | 0 | FullServiceRestaurant | 1 |  | 1 | NECB2011 | 0.35452 | 2384.1067 | 262.029 | 82.694 | 71.3353 | 19.1656 | 777.37 | 342.1461 | TORONTO | ONTARIO | 3.016 | 103.2954 | 0 | 106.3114 | 24.164 | 18.2264 | 0 | 42.3904 | 0 | 0.07401 | 0 | 0 | 0.54301 | 0.20884 | 0 | 1.8978 | 0.067162 | 0.19249 | 2.0902 | 0.00050866 | 2.6332 | 0.19237 | 68.0076 | 399.707 | 40 | 0.757 | [5 empty] | 0.183 | 0.278 | 2.2 |  | 0 | Toronto Pearson Intl AP | CAN | 382 | 3615 | 43.677 | -79.631 | 5 | 3890 | ON | CAN_ON_Toronto.Pearson.Intl.AP.716240_CWEC2016.epw | 2.6332 | 46.0654 | 389.8402 | 8.6714 | 15.1635 | FALSE | FALSE | FALSE | FALSE | 12.8043 | 10.4226 | 0 | 0 | 0 | 0 | 98.33 | 44.1525 | 1.0393 | 0.023539 | 379.87 | 0 | 2.6332 | 30.83 | 24.33 | 0 | 0 |  | https://s3.console.aws.amazon.com/s3/buckets/834599497928?region=ca-central-1&prefix=phylroy.lopez/reference/reference/output/db0834b9-3ba2-4e20-837a-84f9772feb1b/ | 1.0.002
591 |  | TRUE | 48 | 0 | 0 | 130.7019 |  |  |  | 0.1 | 2021-09-22 20:09:22 +0000 | 438c2ebff | 0.2.14 | :adv_dx_units: NECB_Default :airloop_economizer_type: NECB_Default :algorithm_type: parametric :analysis_id: reference :analysis_name: reference :boiler_eff: NECB_Default :btap_batch_version: 1.0.002 :building_type: FullServiceRestaurant :chiller_type: NECB_Default :compute_environment: aws_batch :datapoint_id: 221879e5-2ed4-414d-b7c9-e8d0ed9e347b :daylighting_type: NECB_Default :dcv_type: NECB_Default :door_construction_cond: NECB_Default :ecm_system_name: NECB_Default :electrical_loads_scale: NECB_Default :enable_costing: true :epw_file: CAN_YT_Whitehorse.Intl.AP.719640_CWEC2016.epw :erv_package: NECB_Default :ext_floor_cond: NECB_Default :ext_roof_cond: NECB_Default :ext_wall_cond: NECB_Default :fdwr_set: NECB_Default :fixed_wind_solar_trans: NECB_Default :fixed_window_cond: NECB_Default :furnace_eff: NECB_Default :glass_door_cond: NECB_Default :glass_door_solar_trans: NECB_Default :ground_floor_cond: NECB_Default :ground_roof_cond: NECB_Default :ground_wall_cond: NECB_Default :image_name: btap_private_cli :infiltration_scale: NECB_Default :lights_scale: NECB_Default :lights_type: NECB_Default :nv_delta_temp_in_out: NECB_Default :nv_opening_fraction: NECB_Default :nv_temp_out_min: NECB_Default :nv_type: NECB_Default :oa_scale: NECB_Default :occupancy_loads_scale: NECB_Default :output_meters: [] :output_variables: [] :overhead_door_cond: NECB_Default :primary_heating_fuel: Electricity :pv_ground_azimuth_angle: NECB_Default :pv_ground_module_description: NECB_Default :pv_ground_tilt_angle: NECB_Default :pv_ground_total_area_pv_panels_m2: NECB_Default :pv_ground_type: NECB_Default :rotation_degrees: NECB_Default :run_annual_simulation: true :s3_bucket: '834599497928' :scale_x: NECB_Default :scale_y: NECB_Default :scale_z: NECB_Default :shw_eff: NECB_Default :skylight_cond: NECB_Default :skylight_solar_trans: NECB_Default :srr_set: NECB_Default :template: NECB2011 | reference | reference | 221879e5-2ed4-414d-b7c9-e8d0ed9e347b | NECB2011 | FullServiceRestaurant | Electricity | Electricity | CAN_YT_Whitehorse.Intl.AP.719640_CWEC2016.epw | parametric |  | NECB_Default | NECB_Default | NECB_Default | NECB_Default | NECB_Default | NECB_Default | NECB_Default | NECB_Default | NECB_Default | NECB_Default | NECB_Default | NECB_Default | NECB_Default | NECB_Default | NECB_Default | NECB_Default | NECB_Default | NECB_Default | NECB_Default | NECB_Default | NECB_Default | NECB_Default | NECB_Default | NECB_Default | NECB_Default | NECB_Default | NECB_Default | NECB_Default | NECB_Default | NECB_Default | NECB_Default | NECB_Default | NECB_Default | NECB_Default | NECB_Default | NECB_Default | NECB_Default | NECB_Default | NECB_Default | NECB_Default | NECB_Default | NECB_Default | NECB_Default | NECB_Default | NECB_Default | aws_batch | 834599497928 | btap_private_cli |  | TRUE | TRUE |  |  | 403.9493 | 18.2946 | 621.1321 | 727.211 | 511.15 | 845.2233 | 22.8 | FullServiceRestaurant |  |  | 0 | FullServiceRestaurant | 1 |  | 1 | NECB2011 | 0.35452 | 2384.1067 | 186.325 | 10.4525 | 63.2393 | 31.2927 | 631.1552 | 339.8458 | WHITEHORSE | YUKON | 44.7574 | 0 | 0 | 44.7574 | 102.5004 | 0 | 0 | 102.5004 | 0 | 0.006456 | 0 | 0 | 2.8776 | 0.19767 | 0 | 2.2361 | 0.067162 | 0.19249 | 0 | 0 | 2.8776 | 0.17776 | 429.0875 | 0 | 22.8 | 0.757 | [5 empty] | 0.162 | 0.21 | 2.2 |  | 0 | Whitehorse Intl AP | CAN | 5 | 6491 | 60.709 | -135.069 | 7b | 6580 | YT | CAN_YT_Whitehorse.Intl.AP.719640_CWEC2016.epw | 2.8776 | 18.2946 | 403.9493 | 6.2469 | 14.0898 | TRUE | FALSE | FALSE | FALSE | 6.4624 | 21.6188 | 0 | 0.24859 | 0.0056303 | 90.86 | 0 | 44.1525 | 1.0393 | 0.023539 | 379.87 | 0 | 2.8776 | 4.33 | 3.5 | 0 | 0 |  | https://s3.console.aws.amazon.com/s3/buckets/834599497928?region=ca-central-1&prefix=phylroy.lopez/reference/reference/output/221879e5-2ed4-414d-b7c9-e8d0ed9e347b/ | 1.0.002
592 |  | TRUE | 47 | 0 | 0 | 132.8602 |  |  |  | 0.1 | 2021-09-22 20:09:28 +0000 | 438c2ebff | 0.2.14 | :adv_dx_units: NECB_Default :airloop_economizer_type: NECB_Default :algorithm_type: parametric :analysis_id: reference :analysis_name: reference :boiler_eff: NECB_Default :btap_batch_version: 1.0.002 :building_type: FullServiceRestaurant :chiller_type: NECB_Default :compute_environment: aws_batch :datapoint_id: 8c9d63e7-df2c-44d6-aa00-542db6237cab :daylighting_type: NECB_Default :dcv_type: NECB_Default :door_construction_cond: NECB_Default :ecm_system_name: NECB_Default :electrical_loads_scale: NECB_Default :enable_costing: true :epw_file: CAN_BC_Vancouver.Intl.AP.718920_CWEC2016.epw :erv_package: NECB_Default :ext_floor_cond: NECB_Default :ext_roof_cond: NECB_Default :ext_wall_cond: NECB_Default :fdwr_set: NECB_Default :fixed_wind_solar_trans: NECB_Default :fixed_window_cond: NECB_Default :furnace_eff: NECB_Default :glass_door_cond: NECB_Default :glass_door_solar_trans: NECB_Default :ground_floor_cond: NECB_Default :ground_roof_cond: NECB_Default :ground_wall_cond: NECB_Default :image_name: btap_private_cli :infiltration_scale: NECB_Default :lights_scale: NECB_Default :lights_type: NECB_Default :nv_delta_temp_in_out: NECB_Default :nv_opening_fraction: NECB_Default :nv_temp_out_min: NECB_Default :nv_type: NECB_Default :oa_scale: NECB_Default :occupancy_loads_scale: NECB_Default :output_meters: [] :output_variables: [] :overhead_door_cond: NECB_Default :primary_heating_fuel: Electricity :pv_ground_azimuth_angle: NECB_Default :pv_ground_module_description: NECB_Default :pv_ground_tilt_angle: NECB_Default :pv_ground_total_area_pv_panels_m2: NECB_Default :pv_ground_type: NECB_Default :rotation_degrees: NECB_Default :run_annual_simulation: true :s3_bucket: '834599497928' :scale_x: NECB_Default :scale_y: NECB_Default :scale_z: NECB_Default :shw_eff: NECB_Default :skylight_cond: NECB_Default :skylight_solar_trans: NECB_Default :srr_set: NECB_Default :template: NECB2011 | reference | reference | 8c9d63e7-df2c-44d6-aa00-542db6237cab | NECB2011 | FullServiceRestaurant | Electricity | Electricity | CAN_BC_Vancouver.Intl.AP.718920_CWEC2016.epw | parametric |  | NECB_Default | NECB_Default | NECB_Default | NECB_Default | NECB_Default | NECB_Default | NECB_Default | NECB_Default | NECB_Default | NECB_Default | NECB_Default | NECB_Default | NECB_Default | NECB_Default | NECB_Default | NECB_Default | NECB_Default | NECB_Default | NECB_Default | NECB_Default | NECB_Default | NECB_Default | NECB_Default | NECB_Default | NECB_Default | NECB_Default | NECB_Default | NECB_Default | NECB_Default | NECB_Default | NECB_Default | NECB_Default | NECB_Default | NECB_Default | NECB_Default | NECB_Default | NECB_Default | NECB_Default | NECB_Default | NECB_Default | NECB_Default | NECB_Default | NECB_Default | NECB_Default | NECB_Default | aws_batch | 834599497928 | btap_private_cli |  | TRUE | TRUE |  |  | 166.3259 | 22.8504 | 306.1126 | 408.0287 | 511.15 | 845.2233 | 40 | FullServiceRestaurant |  |  | 0 | FullServiceRestaurant | 1 |  | 1 | NECB2011 | 0.35452 | 2384.1067 | 228.6219 | 9.6935 | 63.3246 | 31.926 | 680.2274 | 346.6614 | VANCOUVER | BRITISH COLUMBIA | 4.8987 | 0 | 0 | 4.8987 | 48.9186 | 0 | 0 | 48.9186 | 0 | 0.016844 | 0 | 0 | 1.7286 | 0.20395 | 0 | 1.102 | 0.067162 | 0.19249 | 0 | 0 | 1.7286 | 0.1461 | 194.8435 | 0 | 40 | 0.757 | [5 empty] | 0.227 | 0.315 | 2.4 |  | 0 | Vancouver Intl AP | CAN | 42 | 2797 | 49.195 | -123.184 | 4 | 2800 | BC | CAN_BC_Vancouver.Intl.AP.718920_CWEC2016.epw | 1.7286 | 22.8504 | 166.3259 | 4.6246 | 18.0228 | FALSE | FALSE | FALSE | FALSE | 8.9999 | 9.2523 | 0 | 0.20432 | 0.0046277 | 74.68 | 0 | 44.1525 | 1.0393 | 0.023539 | 379.87 | 0 | 1.7286 | 9.67 | 7.5 | 0 | 0 |  | https://s3.console.aws.amazon.com/s3/buckets/834599497928?region=ca-central-1&prefix=phylroy.lopez/reference/reference/output/8c9d63e7-df2c-44d6-aa00-542db6237cab/ | 1.0.002
593 |  | TRUE | 45 | 0 | 0 | 130.5781 |  |  |  | 0.1 | 2021-09-22 20:09:26 +0000 | 438c2ebff | 0.2.14 | :adv_dx_units: NECB_Default :airloop_economizer_type: NECB_Default :algorithm_type: parametric :analysis_id: reference :analysis_name: reference :boiler_eff: NECB_Default :btap_batch_version: 1.0.002 :building_type: FullServiceRestaurant :chiller_type: NECB_Default :compute_environment: aws_batch :datapoint_id: 0b2a05a4-afa0-4d65-a820-00e7b4be369e :daylighting_type: NECB_Default :dcv_type: NECB_Default :door_construction_cond: NECB_Default :ecm_system_name: NECB_Default :electrical_loads_scale: NECB_Default :enable_costing: true :epw_file: CAN_YT_Whitehorse.Intl.AP.719640_CWEC2016.epw :erv_package: NECB_Default :ext_floor_cond: NECB_Default :ext_roof_cond: NECB_Default :ext_wall_cond: NECB_Default :fdwr_set: NECB_Default :fixed_wind_solar_trans: NECB_Default :fixed_window_cond: NECB_Default :furnace_eff: NECB_Default :glass_door_cond: NECB_Default :glass_door_solar_trans: NECB_Default :ground_floor_cond: NECB_Default :ground_roof_cond: NECB_Default :ground_wall_cond: NECB_Default :image_name: btap_private_cli :infiltration_scale: NECB_Default :lights_scale: NECB_Default :lights_type: NECB_Default :nv_delta_temp_in_out: NECB_Default :nv_opening_fraction: NECB_Default :nv_temp_out_min: NECB_Default :nv_type: NECB_Default :oa_scale: NECB_Default :occupancy_loads_scale: NECB_Default :output_meters: [] :output_variables: [] :overhead_door_cond: NECB_Default :primary_heating_fuel: NaturalGas :pv_ground_azimuth_angle: NECB_Default :pv_ground_module_description: NECB_Default :pv_ground_tilt_angle: NECB_Default :pv_ground_total_area_pv_panels_m2: NECB_Default :pv_ground_type: NECB_Default :rotation_degrees: NECB_Default :run_annual_simulation: true :s3_bucket: '834599497928' :scale_x: NECB_Default :scale_y: NECB_Default :scale_z: NECB_Default :shw_eff: NECB_Default :skylight_cond: NECB_Default :skylight_solar_trans: NECB_Default :srr_set: NECB_Default :template: NECB2011 | reference | reference | 0b2a05a4-afa0-4d65-a820-00e7b4be369e | NECB2011 | FullServiceRestaurant | NaturalGas | Natural Gas | CAN_YT_Whitehorse.Intl.AP.719640_CWEC2016.epw | parametric |  | NECB_Default | NECB_Default | NECB_Default | NECB_Default | NECB_Default | NECB_Default | NECB_Default | NECB_Default | NECB_Default | NECB_Default | NECB_Default | NECB_Default | NECB_Default | NECB_Default | NECB_Default | NECB_Default | NECB_Default | NECB_Default | NECB_Default | NECB_Default | NECB_Default | NECB_Default | NECB_Default | NECB_Default | NECB_Default | NECB_Default | NECB_Default | NECB_Default | NECB_Default | NECB_Default | NECB_Default | NECB_Default | NECB_Default | NECB_Default | NECB_Default | NECB_Default | NECB_Default | NECB_Default | NECB_Default | NECB_Default | NECB_Default | NECB_Default | NECB_Default | NECB_Default | NECB_Default | aws_batch | 834599497928 | btap_private_cli |  | TRUE | TRUE |  |  | 508.3391 | 18.2938 | 621.1484 | 976.1594 | 511.15 | 845.2233 | 22.8 | FullServiceRestaurant |  |  | 0 | FullServiceRestaurant | 1 |  | 1 | NECB2011 | 0.35452 | 2384.1067 | 186.325 | 75.2103 | 63.2393 | 17.6962 | 613.2089 | 270.7381 | WHITEHORSE | YUKON | 7.2244 | 164.6742 | 0 | 171.8986 | 16.5449 | 30.0157 | 0 | 46.5606 | 0 | 0.006456 | 0 | 0 | 0.46448 | 0.19781 | 0 | 3.0839 | 0.067162 | 0.19249 | 3.3093 | 0.00056735 | 3.7738 | 0.22545 | 39.8372 | 517.7035 | 22.8 | 0.757 | [5 empty] | 0.162 | 0.21 | 2.2 |  | 0 | Whitehorse Intl AP | CAN | 5 | 6491 | 60.709 | -135.069 | 7b | 6580 | YT | CAN_YT_Whitehorse.Intl.AP.719640_CWEC2016.epw | 3.7738 | 18.2938 | 508.3391 | 6.2469 | 14.0898 | TRUE | FALSE | FALSE | FALSE | 6.4624 | 21.6188 | 0 | 0 | 0 | 0 | 115.24 | 44.1525 | 1.0393 | 0.023539 | 379.87 | 0 | 3.7738 | 4.33 | 3.5 | 0 | 0 |  | https://s3.console.aws.amazon.com/s3/buckets/834599497928?region=ca-central-1&prefix=phylroy.lopez/reference/reference/output/0b2a05a4-afa0-4d65-a820-00e7b4be369e/ | 1.0.002
594 |  | TRUE | 52 | 0 | 0 | 132.4556 |  |  |  | 0.1 | 2021-09-22 20:09:21 +0000 | 438c2ebff | 0.2.14 | :adv_dx_units: NECB_Default :airloop_economizer_type: NECB_Default :algorithm_type: parametric :analysis_id: reference :analysis_name: reference :boiler_eff: NECB_Default :btap_batch_version: 1.0.002 :building_type: FullServiceRestaurant :chiller_type: NECB_Default :compute_environment: aws_batch :datapoint_id: 2c112080-c1a2-4628-955b-5453659f59ac :daylighting_type: NECB_Default :dcv_type: NECB_Default :door_construction_cond: NECB_Default :ecm_system_name: NECB_Default :electrical_loads_scale: NECB_Default :enable_costing: true :epw_file: CAN_AB_Calgary.Intl.AP.718770_CWEC2016.epw :erv_package: NECB_Default :ext_floor_cond: NECB_Default :ext_roof_cond: NECB_Default :ext_wall_cond: NECB_Default :fdwr_set: NECB_Default :fixed_wind_solar_trans: NECB_Default :fixed_window_cond: NECB_Default :furnace_eff: NECB_Default :glass_door_cond: NECB_Default :glass_door_solar_trans: NECB_Default :ground_floor_cond: NECB_Default :ground_roof_cond: NECB_Default :ground_wall_cond: NECB_Default :image_name: btap_private_cli :infiltration_scale: NECB_Default :lights_scale: NECB_Default :lights_type: NECB_Default :nv_delta_temp_in_out: NECB_Default :nv_opening_fraction: NECB_Default :nv_temp_out_min: NECB_Default :nv_type: NECB_Default :oa_scale: NECB_Default :occupancy_loads_scale: NECB_Default :output_meters: [] :output_variables: [] :overhead_door_cond: NECB_Default :primary_heating_fuel: Electricity :pv_ground_azimuth_angle: NECB_Default :pv_ground_module_description: NECB_Default :pv_ground_tilt_angle: NECB_Default :pv_ground_total_area_pv_panels_m2: NECB_Default :pv_ground_type: NECB_Default :rotation_degrees: NECB_Default :run_annual_simulation: true :s3_bucket: '834599497928' :scale_x: NECB_Default :scale_y: NECB_Default :scale_z: NECB_Default :shw_eff: NECB_Default :skylight_cond: NECB_Default :skylight_solar_trans: NECB_Default :srr_set: NECB_Default :template: NECB2011 | reference | reference | 2c112080-c1a2-4628-955b-5453659f59ac | NECB2011 | FullServiceRestaurant | Electricity | Electricity | CAN_AB_Calgary.Intl.AP.718770_CWEC2016.epw | parametric |  | NECB_Default | NECB_Default | NECB_Default | NECB_Default | NECB_Default | NECB_Default | NECB_Default | NECB_Default | NECB_Default | NECB_Default | NECB_Default | NECB_Default | NECB_Default | NECB_Default | NECB_Default | NECB_Default | NECB_Default | NECB_Default | NECB_Default | NECB_Default | NECB_Default | NECB_Default | NECB_Default | NECB_Default | NECB_Default | NECB_Default | NECB_Default | NECB_Default | NECB_Default | NECB_Default | NECB_Default | NECB_Default | NECB_Default | NECB_Default | NECB_Default | NECB_Default | NECB_Default | NECB_Default | NECB_Default | NECB_Default | NECB_Default | NECB_Default | NECB_Default | NECB_Default | NECB_Default | aws_batch | 834599497928 | btap_private_cli |  | TRUE | TRUE |  |  | 290.1875 | 28.1659 | 424.5492 | 533.6224 | 511.15 | 845.2233 | 33.3 | FullServiceRestaurant |  |  | 0 | FullServiceRestaurant | 1 |  | 1 | NECB2011 | 0.35452 | 2384.1067 | 246.2634 | 12.5016 | 68.0389 | 32.0694 | 715.3047 | 356.4315 | CALGARY | ALBERTA | 478.5734 | 0 | 0 | 478.5734 | 45.3588 | 0 | 0 | 45.3588 | 0 | 0.023379 | 0 | 0 | 2.1807 | 0.20632 | 0 | 1.5284 | 0.067162 | 0.19249 | 0 | 0 | 2.1807 | 0.16297 | 317.0435 | 0 | 33.3 | 0.757 | [5 empty] | 0.162 | 0.21 | 2.2 |  | 0 | Calgary Intl AP | CAN | 64 | 4781 | 51.114 | -114.02 | 7a | 5000 | AB | CAN_AB_Calgary.Intl.AP.718770_CWEC2016.epw | 2.1807 | 28.1659 | 290.1875 | 4.985 | 18.2919 | FALSE | FALSE | FALSE | FALSE | 11.4418 | 17.6327 | 0 | 0.22791 | 0.0051618 | 83.3 | 0 | 44.1525 | 1.0393 | 0.023539 | 379.87 | 0 | 2.1807 | 10 | 8.67 | 0 | 0 |  | https://s3.console.aws.amazon.com/s3/buckets/834599497928?region=ca-central-1&prefix=phylroy.lopez/reference/reference/output/2c112080-c1a2-4628-955b-5453659f59ac/ | 1.0.002
595 |  | TRUE | 96 | 0 | 0 | 199.6669 |  |  |  | 0.1 | 2021-09-22 20:09:05 +0000 | 438c2ebff | 0.2.14 | :adv_dx_units: NECB_Default :airloop_economizer_type: NECB_Default :algorithm_type: parametric :analysis_id: reference :analysis_name: reference :boiler_eff: NECB_Default :btap_batch_version: 1.0.002 :building_type: RetailStripmall :chiller_type: NECB_Default :compute_environment: aws_batch :datapoint_id: 5eba445e-d54e-4aa1-864b-fe98c84534fb :daylighting_type: NECB_Default :dcv_type: NECB_Default :door_construction_cond: NECB_Default :ecm_system_name: NECB_Default :electrical_loads_scale: NECB_Default :enable_costing: true :epw_file: CAN_BC_Vancouver.Intl.AP.718920_CWEC2016.epw :erv_package: NECB_Default :ext_floor_cond: NECB_Default :ext_roof_cond: NECB_Default :ext_wall_cond: NECB_Default :fdwr_set: NECB_Default :fixed_wind_solar_trans: NECB_Default :fixed_window_cond: NECB_Default :furnace_eff: NECB_Default :glass_door_cond: NECB_Default :glass_door_solar_trans: NECB_Default :ground_floor_cond: NECB_Default :ground_roof_cond: NECB_Default :ground_wall_cond: NECB_Default :image_name: btap_private_cli :infiltration_scale: NECB_Default :lights_scale: NECB_Default :lights_type: NECB_Default :nv_delta_temp_in_out: NECB_Default :nv_opening_fraction: NECB_Default :nv_temp_out_min: NECB_Default :nv_type: NECB_Default :oa_scale: NECB_Default :occupancy_loads_scale: NECB_Default :output_meters: [] :output_variables: [] :overhead_door_cond: NECB_Default :primary_heating_fuel: Electricity :pv_ground_azimuth_angle: NECB_Default :pv_ground_module_description: NECB_Default :pv_ground_tilt_angle: NECB_Default :pv_ground_total_area_pv_panels_m2: NECB_Default :pv_ground_type: NECB_Default :rotation_degrees: NECB_Default :run_annual_simulation: true :s3_bucket: '834599497928' :scale_x: NECB_Default :scale_y: NECB_Default :scale_z: NECB_Default :shw_eff: NECB_Default :skylight_cond: NECB_Default :skylight_solar_trans: NECB_Default :srr_set: NECB_Default :template: NECB2015 | reference | reference | 5eba445e-d54e-4aa1-864b-fe98c84534fb | NECB2015 | RetailStripmall | Electricity | Electricity | CAN_BC_Vancouver.Intl.AP.718920_CWEC2016.epw | parametric |  | NECB_Default | NECB_Default | NECB_Default | NECB_Default | NECB_Default | NECB_Default | NECB_Default | NECB_Default | NECB_Default | NECB_Default | NECB_Default | NECB_Default | NECB_Default | NECB_Default | NECB_Default | NECB_Default | NECB_Default | NECB_Default | NECB_Default | NECB_Default | NECB_Default | NECB_Default | NECB_Default | NECB_Default | NECB_Default | NECB_Default | NECB_Default | NECB_Default | NECB_Default | NECB_Default | NECB_Default | NECB_Default | NECB_Default | NECB_Default | NECB_Default | NECB_Default | NECB_Default | NECB_Default | NECB_Default | NECB_Default | NECB_Default | NECB_Default | NECB_Default | NECB_Default | NECB_Default | aws_batch | 834599497928 | btap_private_cli |  | TRUE | TRUE |  |  | 65.1128 | 27.5258 | 56.4733 | 117.0342 | 2090.32 | 3274.4664 | 40 | RetailStripmall |  |  | 5 | RetailStripmall | 1 |  | 1 | NECB2015 | 0.30241 | 10827.8493 | 223.2295 | 10.9417 | 111.1316 | 6.0503 | 621.3611 | 270.008 | VANCOUVER | BRITISH COLUMBIA | 1.9319 | 0 | 0 | 1.9319 | 19.2922 | 0 | 0 | 19.2922 | 0 | 0.038616 | 0 | 0 | 0.6817 | 0.16689 | 0 | 0.2033 | 0.036162 | 0.22421 | 0 | 0 | 0.6817 | 0.012515 | 91.3329 | 0 | 40 | 0.757 | [5 empty] | 0.227 | 0.315 | 2.4 | 2.4 | 5 | Vancouver Intl AP | CAN | 42 | 2797 | 49.195 | -123.184 | 4 | 2800 | BC | CAN_BC_Vancouver.Intl.AP.718920_CWEC2016.epw | 0.6817 | 27.5258 | 65.1128 | 5.1348 | 17.7576 | FALSE | FALSE | FALSE | FALSE | 7.5702 | 5.2432 | 0 | 0.071573 | 0.0001643 | 26.16 | 0 | 435.6285 | 0.35319 | 0.00081075 | 129.09 | 0 | 0.6817 | 17.17 | 16.83 | 2.17 | 2 |  | https://s3.console.aws.amazon.com/s3/buckets/834599497928?region=ca-central-1&prefix=phylroy.lopez/reference/reference/output/5eba445e-d54e-4aa1-864b-fe98c84534fb/ | 1.0.002
596 |  | TRUE | 96 | 0 | 0 | 192.6455 |  |  |  | 0.1 | 2021-09-22 20:09:18 +0000 | 438c2ebff | 0.2.14 | :adv_dx_units: NECB_Default :airloop_economizer_type: NECB_Default :algorithm_type: parametric :analysis_id: reference :analysis_name: reference :boiler_eff: NECB_Default :btap_batch_version: 1.0.002 :building_type: RetailStripmall :chiller_type: NECB_Default :compute_environment: aws_batch :datapoint_id: 9f6d0818-9e7d-41eb-b26d-6cbee8e3ed89 :daylighting_type: NECB_Default :dcv_type: NECB_Default :door_construction_cond: NECB_Default :ecm_system_name: NECB_Default :electrical_loads_scale: NECB_Default :enable_costing: true :epw_file: CAN_BC_Vancouver.Intl.AP.718920_CWEC2016.epw :erv_package: NECB_Default :ext_floor_cond: NECB_Default :ext_roof_cond: NECB_Default :ext_wall_cond: NECB_Default :fdwr_set: NECB_Default :fixed_wind_solar_trans: NECB_Default :fixed_window_cond: NECB_Default :furnace_eff: NECB_Default :glass_door_cond: NECB_Default :glass_door_solar_trans: NECB_Default :ground_floor_cond: NECB_Default :ground_roof_cond: NECB_Default :ground_wall_cond: NECB_Default :image_name: btap_private_cli :infiltration_scale: NECB_Default :lights_scale: NECB_Default :lights_type: NECB_Default :nv_delta_temp_in_out: NECB_Default :nv_opening_fraction: NECB_Default :nv_temp_out_min: NECB_Default :nv_type: NECB_Default :oa_scale: NECB_Default :occupancy_loads_scale: NECB_Default :output_meters: [] :output_variables: [] :overhead_door_cond: NECB_Default :primary_heating_fuel: NaturalGas :pv_ground_azimuth_angle: NECB_Default :pv_ground_module_description: NECB_Default :pv_ground_tilt_angle: NECB_Default :pv_ground_total_area_pv_panels_m2: NECB_Default :pv_ground_type: NECB_Default :rotation_degrees: NECB_Default :run_annual_simulation: true :s3_bucket: '834599497928' :scale_x: NECB_Default :scale_y: NECB_Default :scale_z: NECB_Default :shw_eff: NECB_Default :skylight_cond: NECB_Default :skylight_solar_trans: NECB_Default :srr_set: NECB_Default :template: NECB2017 | reference | reference | 9f6d0818-9e7d-41eb-b26d-6cbee8e3ed89 | NECB2017 | RetailStripmall | NaturalGas | Natural Gas | CAN_BC_Vancouver.Intl.AP.718920_CWEC2016.epw | parametric |  | NECB_Default | NECB_Default | NECB_Default | NECB_Default | NECB_Default | NECB_Default | NECB_Default | NECB_Default | NECB_Default | NECB_Default | NECB_Default | NECB_Default | NECB_Default | NECB_Default | NECB_Default | NECB_Default | NECB_Default | NECB_Default | NECB_Default | NECB_Default | NECB_Default | NECB_Default | NECB_Default | NECB_Default | NECB_Default | NECB_Default | NECB_Default | NECB_Default | NECB_Default | NECB_Default | NECB_Default | NECB_Default | NECB_Default | NECB_Default | NECB_Default | NECB_Default | NECB_Default | NECB_Default | NECB_Default | NECB_Default | NECB_Default | NECB_Default | NECB_Default | NECB_Default | NECB_Default | aws_batch | 834599497928 | btap_private_cli |  | TRUE | TRUE |  |  | 81.899 | 23.189 | 55.2308 | 128.2552 | 2090.32 | 3274.4664 | 40 | RetailStripmall |  |  | 2 | RetailStripmall | 1 |  | 1 | NECB2017 | 0.30241 | 10827.8493 | 222.8531 | 41.5674 | 111.1316 | 6.0602 | 589.6618 | 208.0496 | VANCOUVER | BRITISH COLUMBIA | 1.1255 | 14.6288 | 0 | 15.7543 | 11.2392 | 3.2818 | 0 | 14.521 | 0 | 0.032727 | 0 | 0 | 0.39714 | 0.13737 | 0 | 0.27519 | 0.036162 | 0.18943 | 0.29017 | 0.0014543 | 0.68731 | 0.014974 | 45.1363 | 82.4407 | 40 | 0.757 | [5 empty] | 0.193 | 0.315 | 2.1 | 2.1 | 2 | Vancouver Intl AP | CAN | 42 | 2797 | 49.195 | -123.184 | 4 | 2800 | BC | CAN_BC_Vancouver.Intl.AP.718920_CWEC2016.epw | 0.68731 | 23.189 | 81.899 | 5.1348 | 17.7576 | FALSE | FALSE | FALSE | FALSE | 7.5702 | 5.2432 | 0 | 0 | 0 | 0 | 31.3 | 435.6285 | 0.35319 | 0.00081075 | 129.09 | 0 | 0.68731 | 15.5 | 15 | 6.83 | 6.5 |  | https://s3.console.aws.amazon.com/s3/buckets/834599497928?region=ca-central-1&prefix=phylroy.lopez/reference/reference/output/9f6d0818-9e7d-41eb-b26d-6cbee8e3ed89/ | 1.0.002
597 |  | TRUE | 51 | 0 | 0 | 130.0256 |  |  |  | 0.1 | 2021-09-22 20:09:38 +0000 | 438c2ebff | 0.2.14 | :adv_dx_units: NECB_Default :airloop_economizer_type: NECB_Default :algorithm_type: parametric :analysis_id: reference :analysis_name: reference :boiler_eff: NECB_Default :btap_batch_version: 1.0.002 :building_type: FullServiceRestaurant :chiller_type: NECB_Default :compute_environment: aws_batch :datapoint_id: b02b7475-82a9-4ccd-b8e9-f7fd286d9a4a :daylighting_type: NECB_Default :dcv_type: NECB_Default :door_construction_cond: NECB_Default :ecm_system_name: NECB_Default :electrical_loads_scale: NECB_Default :enable_costing: true :epw_file: CAN_QC_Montreal-Trudeau.Intl.AP.716270_CWEC2016.epw :erv_package: NECB_Default :ext_floor_cond: NECB_Default :ext_roof_cond: NECB_Default :ext_wall_cond: NECB_Default :fdwr_set: NECB_Default :fixed_wind_solar_trans: NECB_Default :fixed_window_cond: NECB_Default :furnace_eff: NECB_Default :glass_door_cond: NECB_Default :glass_door_solar_trans: NECB_Default :ground_floor_cond: NECB_Default :ground_roof_cond: NECB_Default :ground_wall_cond: NECB_Default :image_name: btap_private_cli :infiltration_scale: NECB_Default :lights_scale: NECB_Default :lights_type: NECB_Default :nv_delta_temp_in_out: NECB_Default :nv_opening_fraction: NECB_Default :nv_temp_out_min: NECB_Default :nv_type: NECB_Default :oa_scale: NECB_Default :occupancy_loads_scale: NECB_Default :output_meters: [] :output_variables: [] :overhead_door_cond: NECB_Default :primary_heating_fuel: NaturalGas :pv_ground_azimuth_angle: NECB_Default :pv_ground_module_description: NECB_Default :pv_ground_tilt_angle: NECB_Default :pv_ground_total_area_pv_panels_m2: NECB_Default :pv_ground_type: NECB_Default :rotation_degrees: NECB_Default :run_annual_simulation: true :s3_bucket: '834599497928' :scale_x: NECB_Default :scale_y: NECB_Default :scale_z: NECB_Default :shw_eff: NECB_Default :skylight_cond: NECB_Default :skylight_solar_trans: NECB_Default :srr_set: NECB_Default :template: NECB2015 | reference | reference | b02b7475-82a9-4ccd-b8e9-f7fd286d9a4a | NECB2015 | FullServiceRestaurant | NaturalGas | Natural Gas | CAN_QC_Montreal-Trudeau.Intl.AP.716270_CWEC2016.epw | parametric |  | NECB_Default | NECB_Default | NECB_Default | NECB_Default | NECB_Default | NECB_Default | NECB_Default | NECB_Default | NECB_Default | NECB_Default | NECB_Default | NECB_Default | NECB_Default | NECB_Default | NECB_Default | NECB_Default | NECB_Default | NECB_Default | NECB_Default | NECB_Default | NECB_Default | NECB_Default | NECB_Default | NECB_Default | NECB_Default | NECB_Default | NECB_Default | NECB_Default | NECB_Default | NECB_Default | NECB_Default | NECB_Default | NECB_Default | NECB_Default | NECB_Default | NECB_Default | NECB_Default | NECB_Default | NECB_Default | NECB_Default | NECB_Default | NECB_Default | NECB_Default | NECB_Default | NECB_Default | aws_batch | 834599497928 | btap_private_cli |  | TRUE | TRUE |  |  | 429.6757 | 47.6883 | 441.1186 | 736.8461 | 511.15 | 845.2233 | 37.3 | FullServiceRestaurant |  |  | 0 | FullServiceRestaurant | 1 |  | 1 | NECB2015 | 0.35452 | 2384.1067 | 237.3637 | 90.5379 | 64.9441 | 18.3005 | 731.2543 | 320.1081 | MONTREAL | QUEBEC | 0.21386 | 117.3158 | 0 | 117.5296 | 13.6206 | 30.7299 | 0 | 44.3505 | 0 | 0.069725 | 0 | 0 | 0.55031 | 0.20751 | 0 | 2.1792 | 0.067182 | 0.20528 | 2.3748 | 0.00060648 | 2.9251 | 0.19564 | 70.1671 | 440.0171 | 37.3 | 0.757 | [5 empty] | 0.183 | 0.247 | 2.2 |  | 0 | Montreal-Trudeau Intl AP | CAN | 323 | 4090 | 45.471 | -73.741 | 6 | 4400 | QC | CAN_QC_Montreal-Trudeau.Intl.AP.716270_CWEC2016.epw | 2.9251 | 47.6883 | 429.6757 | 7.5507 | 18.0989 | FALSE | FALSE | FALSE | FALSE | 12.385 | 16.2696 | 0 | 0 | 0 | 0 | 100 | 44.149 | 1.0279 | 0.023283 | 375.71 | 0 | 2.9251 | 22.17 | 15.83 | 0 | 0 |  | https://s3.console.aws.amazon.com/s3/buckets/834599497928?region=ca-central-1&prefix=phylroy.lopez/reference/reference/output/b02b7475-82a9-4ccd-b8e9-f7fd286d9a4a/ | 1.0.002
598 |  | TRUE | 114 | 0 | 0 | 192.0417 |  |  |  | 0.1 | 2021-09-22 20:09:31 +0000 | 438c2ebff | 0.2.14 | :adv_dx_units: NECB_Default :airloop_economizer_type: NECB_Default :algorithm_type: parametric :analysis_id: reference :analysis_name: reference :boiler_eff: NECB_Default :btap_batch_version: 1.0.002 :building_type: RetailStripmall :chiller_type: NECB_Default :compute_environment: aws_batch :datapoint_id: f7024d61-a15b-4811-af49-724e55b46f12 :daylighting_type: NECB_Default :dcv_type: NECB_Default :door_construction_cond: NECB_Default :ecm_system_name: NECB_Default :electrical_loads_scale: NECB_Default :enable_costing: true :epw_file: CAN_ON_Toronto.Pearson.Intl.AP.716240_CWEC2016.epw :erv_package: NECB_Default :ext_floor_cond: NECB_Default :ext_roof_cond: NECB_Default :ext_wall_cond: NECB_Default :fdwr_set: NECB_Default :fixed_wind_solar_trans: NECB_Default :fixed_window_cond: NECB_Default :furnace_eff: NECB_Default :glass_door_cond: NECB_Default :glass_door_solar_trans: NECB_Default :ground_floor_cond: NECB_Default :ground_roof_cond: NECB_Default :ground_wall_cond: NECB_Default :image_name: btap_private_cli :infiltration_scale: NECB_Default :lights_scale: NECB_Default :lights_type: NECB_Default :nv_delta_temp_in_out: NECB_Default :nv_opening_fraction: NECB_Default :nv_temp_out_min: NECB_Default :nv_type: NECB_Default :oa_scale: NECB_Default :occupancy_loads_scale: NECB_Default :output_meters: [] :output_variables: [] :overhead_door_cond: NECB_Default :primary_heating_fuel: Electricity :pv_ground_azimuth_angle: NECB_Default :pv_ground_module_description: NECB_Default :pv_ground_tilt_angle: NECB_Default :pv_ground_total_area_pv_panels_m2: NECB_Default :pv_ground_type: NECB_Default :rotation_degrees: NECB_Default :run_annual_simulation: true :s3_bucket: '834599497928' :scale_x: NECB_Default :scale_y: NECB_Default :scale_z: NECB_Default :shw_eff: NECB_Default :skylight_cond: NECB_Default :skylight_solar_trans: NECB_Default :srr_set: NECB_Default :template: NECB2017 | reference | reference | f7024d61-a15b-4811-af49-724e55b46f12 | NECB2017 | RetailStripmall | Electricity | Electricity | CAN_ON_Toronto.Pearson.Intl.AP.716240_CWEC2016.epw | parametric |  | NECB_Default | NECB_Default | NECB_Default | NECB_Default | NECB_Default | NECB_Default | NECB_Default | NECB_Default | NECB_Default | NECB_Default | NECB_Default | NECB_Default | NECB_Default | NECB_Default | NECB_Default | NECB_Default | NECB_Default | NECB_Default | NECB_Default | NECB_Default | NECB_Default | NECB_Default | NECB_Default | NECB_Default | NECB_Default | NECB_Default | NECB_Default | NECB_Default | NECB_Default | NECB_Default | NECB_Default | NECB_Default | NECB_Default | NECB_Default | NECB_Default | NECB_Default | NECB_Default | NECB_Default | NECB_Default | NECB_Default | NECB_Default | NECB_Default | NECB_Default | NECB_Default | NECB_Default | aws_batch | 834599497928 | btap_private_cli |  | TRUE | TRUE |  |  | 73.614 | 33.4903 | 56.0587 | 116.3804 | 2090.32 | 3274.4664 | 40 | RetailStripmall |  |  | 2 | RetailStripmall | 1 |  | 1 | NECB2017 | 0.30241 | 10827.8493 | 256.3437 | 14.5301 | 128.3751 | 6.252 | 673.5307 | 268.0298 | TORONTO | ONTARIO | 3.6374 | 0 | 0 | 3.6374 | 29.1426 | 0 | 0 | 29.1426 | 0 | 0.071468 | 0 | 0 | 0.65489 | 0.13289 | 0.010329 | 0.20181 | 0.036162 | 0.18943 | 0 | 0 | 0.65489 | 0.012802 | 92.4149 | 0 | 40 | 0.757 | [5 empty] | 0.156 | 0.278 | 1.9 | 1.9 | 2 | Toronto Pearson Intl AP | CAN | 382 | 3615 | 43.677 | -79.631 | 5 | 3890 | ON | CAN_ON_Toronto.Pearson.Intl.AP.716240_CWEC2016.epw | 0.65489 | 33.4903 | 73.614 | 8.7466 | 14.8665 | FALSE | FALSE | FALSE | FALSE | 9.9217 | 6.1457 | 0 | 0.073215 | 0.00016807 | 26.76 | 0 | 435.6285 | 0.35319 | 0.00081075 | 129.09 | 0 | 0.65489 | 42.5 | 36.5 | 0.5 | 0.5 |  | https://s3.console.aws.amazon.com/s3/buckets/834599497928?region=ca-central-1&prefix=phylroy.lopez/reference/reference/output/f7024d61-a15b-4811-af49-724e55b46f12/ | 1.0.002
599 |  | TRUE | 114 | 0 | 0 | 192.8331 |  |  |  | 0.1 | 2021-09-22 20:09:12 +0000 | 438c2ebff | 0.2.14 | :adv_dx_units: NECB_Default :airloop_economizer_type: NECB_Default :algorithm_type: parametric :analysis_id: reference :analysis_name: reference :boiler_eff: NECB_Default :btap_batch_version: 1.0.002 :building_type: RetailStripmall :chiller_type: NECB_Default :compute_environment: aws_batch :datapoint_id: 903c4438-6803-4b2b-b9cf-491560681d9d :daylighting_type: NECB_Default :dcv_type: NECB_Default :door_construction_cond: NECB_Default :ecm_system_name: NECB_Default :electrical_loads_scale: NECB_Default :enable_costing: true :epw_file: CAN_AB_Calgary.Intl.AP.718770_CWEC2016.epw :erv_package: NECB_Default :ext_floor_cond: NECB_Default :ext_roof_cond: NECB_Default :ext_wall_cond: NECB_Default :fdwr_set: NECB_Default :fixed_wind_solar_trans: NECB_Default :fixed_window_cond: NECB_Default :furnace_eff: NECB_Default :glass_door_cond: NECB_Default :glass_door_solar_trans: NECB_Default :ground_floor_cond: NECB_Default :ground_roof_cond: NECB_Default :ground_wall_cond: NECB_Default :image_name: btap_private_cli :infiltration_scale: NECB_Default :lights_scale: NECB_Default :lights_type: NECB_Default :nv_delta_temp_in_out: NECB_Default :nv_opening_fraction: NECB_Default :nv_temp_out_min: NECB_Default :nv_type: NECB_Default :oa_scale: NECB_Default :occupancy_loads_scale: NECB_Default :output_meters: [] :output_variables: [] :overhead_door_cond: NECB_Default :primary_heating_fuel: Electricity :pv_ground_azimuth_angle: NECB_Default :pv_ground_module_description: NECB_Default :pv_ground_tilt_angle: NECB_Default :pv_ground_total_area_pv_panels_m2: NECB_Default :pv_ground_type: NECB_Default :rotation_degrees: NECB_Default :run_annual_simulation: true :s3_bucket: '834599497928' :scale_x: NECB_Default :scale_y: NECB_Default :scale_z: NECB_Default :shw_eff: NECB_Default :skylight_cond: NECB_Default :skylight_solar_trans: NECB_Default :srr_set: NECB_Default :template: NECB2017 | reference | reference | 903c4438-6803-4b2b-b9cf-491560681d9d | NECB2017 | RetailStripmall | Electricity | Electricity | CAN_AB_Calgary.Intl.AP.718770_CWEC2016.epw | parametric |  | NECB_Default | NECB_Default | NECB_Default | NECB_Default | NECB_Default | NECB_Default | NECB_Default | NECB_Default | NECB_Default | NECB_Default | NECB_Default | NECB_Default | NECB_Default | NECB_Default | NECB_Default | NECB_Default | NECB_Default | NECB_Default | NECB_Default | NECB_Default | NECB_Default | NECB_Default | NECB_Default | NECB_Default | NECB_Default | NECB_Default | NECB_Default | NECB_Default | NECB_Default | NECB_Default | NECB_Default | NECB_Default | NECB_Default | NECB_Default | NECB_Default | NECB_Default | NECB_Default | NECB_Default | NECB_Default | NECB_Default | NECB_Default | NECB_Default | NECB_Default | NECB_Default | NECB_Default | aws_batch | 834599497928 | btap_private_cli |  | TRUE | TRUE |  |  | 96.7745 | 25.1841 | 57.8659 | 111.1845 | 2090.32 | 3274.4664 | 33.3 | RetailStripmall |  |  | 2 | RetailStripmall | 1 |  | 1 | NECB2017 | 0.30241 | 10827.8493 | 245.2078 | 13.091 | 121.3775 | 6.1484 | 650.9368 | 265.1121 | CALGARY | ALBERTA | 139.0193 | 0 | 0 | 139.0193 | 13.1761 | 0 | 0 | 13.1761 | 0 | 0.033488 | 0 | 0 | 0.63347 | 0.14472 | 0.0076113 | 0.20832 | 0.036162 | 0.18943 | 0 | 0 | 0.63347 | 0.013735 | 120.4238 | 0 | 33.3 | 0.757 | [5 empty] | 0.138 | 0.21 | 1.9 | 1.9 | 2 | Calgary Intl AP | CAN | 64 | 4781 | 51.114 | -114.02 | 7a | 5000 | AB | CAN_AB_Calgary.Intl.AP.718770_CWEC2016.epw | 0.63347 | 25.1841 | 96.7745 | 5.4567 | 17.7715 | FALSE | FALSE | FALSE | FALSE | 9.2242 | 13.1195 | 0 | 0.07855 | 0.00018031 | 28.71 | 0 | 435.6285 | 0.35319 | 0.00081075 | 129.09 | 0 | 0.63347 | 15.33 | 14.67 | 0.67 | 0.67 |  | https://s3.console.aws.amazon.com/s3/buckets/834599497928?region=ca-central-1&prefix=phylroy.lopez/reference/reference/output/903c4438-6803-4b2b-b9cf-491560681d9d/ | 1.0.002
600 |  | TRUE | 109 | 0 | 0 | 192.1598 |  |  |  | 0.1 | 2021-09-22 20:09:32 +0000 | 438c2ebff | 0.2.14 | :adv_dx_units: NECB_Default :airloop_economizer_type: NECB_Default :algorithm_type: parametric :analysis_id: reference :analysis_name: reference :boiler_eff: NECB_Default :btap_batch_version: 1.0.002 :building_type: RetailStripmall :chiller_type: NECB_Default :compute_environment: aws_batch :datapoint_id: 574cb57a-990e-40e6-86af-ed8beeba9cbc :daylighting_type: NECB_Default :dcv_type: NECB_Default :door_construction_cond: NECB_Default :ecm_system_name: NECB_Default :electrical_loads_scale: NECB_Default :enable_costing: true :epw_file: CAN_YT_Whitehorse.Intl.AP.719640_CWEC2016.epw :erv_package: NECB_Default :ext_floor_cond: NECB_Default :ext_roof_cond: NECB_Default :ext_wall_cond: NECB_Default :fdwr_set: NECB_Default :fixed_wind_solar_trans: NECB_Default :fixed_window_cond: NECB_Default :furnace_eff: NECB_Default :glass_door_cond: NECB_Default :glass_door_solar_trans: NECB_Default :ground_floor_cond: NECB_Default :ground_roof_cond: NECB_Default :ground_wall_cond: NECB_Default :image_name: btap_private_cli :infiltration_scale: NECB_Default :lights_scale: NECB_Default :lights_type: NECB_Default :nv_delta_temp_in_out: NECB_Default :nv_opening_fraction: NECB_Default :nv_temp_out_min: NECB_Default :nv_type: NECB_Default :oa_scale: NECB_Default :occupancy_loads_scale: NECB_Default :output_meters: [] :output_variables: [] :overhead_door_cond: NECB_Default :primary_heating_fuel: Electricity :pv_ground_azimuth_angle: NECB_Default :pv_ground_module_description: NECB_Default :pv_ground_tilt_angle: NECB_Default :pv_ground_total_area_pv_panels_m2: NECB_Default :pv_ground_type: NECB_Default :rotation_degrees: NECB_Default :run_annual_simulation: true :s3_bucket: '834599497928' :scale_x: NECB_Default :scale_y: NECB_Default :scale_z: NECB_Default :shw_eff: NECB_Default :skylight_cond: NECB_Default :skylight_solar_trans: NECB_Default :srr_set: NECB_Default :template: NECB2017 | reference | reference | 574cb57a-990e-40e6-86af-ed8beeba9cbc | NECB2017 | RetailStripmall | Electricity | Electricity | CAN_YT_Whitehorse.Intl.AP.719640_CWEC2016.epw | parametric |  | NECB_Default | NECB_Default | NECB_Default | NECB_Default | NECB_Default | NECB_Default | NECB_Default | NECB_Default | NECB_Default | NECB_Default | NECB_Default | NECB_Default | NECB_Default | NECB_Default | NECB_Default | NECB_Default | NECB_Default | NECB_Default | NECB_Default | NECB_Default | NECB_Default | NECB_Default | NECB_Default | NECB_Default | NECB_Default | NECB_Default | NECB_Default | NECB_Default | NECB_Default | NECB_Default | NECB_Default | NECB_Default | NECB_Default | NECB_Default | NECB_Default | NECB_Default | NECB_Default | NECB_Default | NECB_Default | NECB_Default | NECB_Default | NECB_Default | NECB_Default | NECB_Default | NECB_Default | aws_batch | 834599497928 | btap_private_cli |  | TRUE | TRUE |  |  | 141.7973 | 17.7547 | 92.131 | 131.414 | 2090.32 | 3274.4664 | 22.8 | RetailStripmall |  |  | 2 | RetailStripmall | 1 |  | 1 | NECB2017 | 0.30241 | 10827.8493 | 195.7813 | 10.3065 | 106.5155 | 5.8711 | 534.1052 | 215.6308 | WHITEHORSE | YUKON | 11.0316 | 0 | 0 | 11.0316 | 25.2638 | 0 | 0 | 25.2638 | 0 | 0.01129 | 0 | 0 | 0.70926 | 0.11553 | 0.010573 | 0.33167 | 0.036162 | 0.18943 | 0 | 0 | 0.70926 | 0.014601 | 164.3278 | 0 | 22.8 | 0.757 | [5 empty] | 0.138 | 0.21 | 1.9 | 1.9 | 2 | Whitehorse Intl AP | CAN | 5 | 6491 | 60.709 | -135.069 | 7b | 6580 | YT | CAN_YT_Whitehorse.Intl.AP.719640_CWEC2016.epw | 0.70926 | 17.7547 | 141.7973 | 6.8688 | 13.4302 | TRUE | FALSE | FALSE | FALSE | 4.903 | 16.8534 | 0 | 0.083502 | 0.00019168 | 30.52 | 0 | 435.6285 | 0.35319 | 0.00081075 | 129.09 | 0 | 0.70926 | 24.67 | 16.5 | 6.5 | 6.5 |  | https://s3.console.aws.amazon.com/s3/buckets/834599497928?region=ca-central-1&prefix=phylroy.lopez/reference/reference/output/574cb57a-990e-40e6-86af-ed8beeba9cbc/ | 1.0.002
601 |  | TRUE | 112 | 0 | 0 | 193.2247 |  |  |  | 0.1 | 2021-09-22 20:09:37 +0000 | 438c2ebff | 0.2.14 | :adv_dx_units: NECB_Default :airloop_economizer_type: NECB_Default :algorithm_type: parametric :analysis_id: reference :analysis_name: reference :boiler_eff: NECB_Default :btap_batch_version: 1.0.002 :building_type: RetailStripmall :chiller_type: NECB_Default :compute_environment: aws_batch :datapoint_id: 03775ff2-433d-4bc2-bfca-2879856baf19 :daylighting_type: NECB_Default :dcv_type: NECB_Default :door_construction_cond: NECB_Default :ecm_system_name: NECB_Default :electrical_loads_scale: NECB_Default :enable_costing: true :epw_file: CAN_AB_Calgary.Intl.AP.718770_CWEC2016.epw :erv_package: NECB_Default :ext_floor_cond: NECB_Default :ext_roof_cond: NECB_Default :ext_wall_cond: NECB_Default :fdwr_set: NECB_Default :fixed_wind_solar_trans: NECB_Default :fixed_window_cond: NECB_Default :furnace_eff: NECB_Default :glass_door_cond: NECB_Default :glass_door_solar_trans: NECB_Default :ground_floor_cond: NECB_Default :ground_roof_cond: NECB_Default :ground_wall_cond: NECB_Default :image_name: btap_private_cli :infiltration_scale: NECB_Default :lights_scale: NECB_Default :lights_type: NECB_Default :nv_delta_temp_in_out: NECB_Default :nv_opening_fraction: NECB_Default :nv_temp_out_min: NECB_Default :nv_type: NECB_Default :oa_scale: NECB_Default :occupancy_loads_scale: NECB_Default :output_meters: [] :output_variables: [] :overhead_door_cond: NECB_Default :primary_heating_fuel: NaturalGas :pv_ground_azimuth_angle: NECB_Default :pv_ground_module_description: NECB_Default :pv_ground_tilt_angle: NECB_Default :pv_ground_total_area_pv_panels_m2: NECB_Default :pv_ground_type: NECB_Default :rotation_degrees: NECB_Default :run_annual_simulation: true :s3_bucket: '834599497928' :scale_x: NECB_Default :scale_y: NECB_Default :scale_z: NECB_Default :shw_eff: NECB_Default :skylight_cond: NECB_Default :skylight_solar_trans: NECB_Default :srr_set: NECB_Default :template: NECB2017 | reference | reference | 03775ff2-433d-4bc2-bfca-2879856baf19 | NECB2017 | RetailStripmall | NaturalGas | Natural Gas | CAN_AB_Calgary.Intl.AP.718770_CWEC2016.epw | parametric |  | NECB_Default | NECB_Default | NECB_Default | NECB_Default | NECB_Default | NECB_Default | NECB_Default | NECB_Default | NECB_Default | NECB_Default | NECB_Default | NECB_Default | NECB_Default | NECB_Default | NECB_Default | NECB_Default | NECB_Default | NECB_Default | NECB_Default | NECB_Default | NECB_Default | NECB_Default | NECB_Default | NECB_Default | NECB_Default | NECB_Default | NECB_Default | NECB_Default | NECB_Default | NECB_Default | NECB_Default | NECB_Default | NECB_Default | NECB_Default | NECB_Default | NECB_Default | NECB_Default | NECB_Default | NECB_Default | NECB_Default | NECB_Default | NECB_Default | NECB_Default | NECB_Default | NECB_Default | aws_batch | 834599497928 | btap_private_cli |  | TRUE | TRUE |  |  | 125.7205 | 25.693 | 57.5895 | 133.0923 | 2090.32 | 3274.4664 | 33.3 | RetailStripmall |  |  | 2 | RetailStripmall | 1 |  | 1 | NECB2017 | 0.30241 | 10827.8493 | 245.2078 | 47.5479 | 121.3775 | 6.1894 | 658.2954 | 237.9728 | CALGARY | ALBERTA | 91.1712 | 14.9822 | 0 | 106.1534 | 8.6411 | 1.0688 | 0 | 9.71 | 0 | 0.034167 | 0 | 0 | 0.41543 | 0.14575 | 0.0076113 | 0.28044 | 0.036162 | 0.18943 | 0.2969 | 0.0023107 | 0.71234 | 0.016466 | 49.3117 | 126.2852 | 33.3 | 0.757 | [5 empty] | 0.138 | 0.21 | 1.9 | 1.9 | 2 | Calgary Intl AP | CAN | 64 | 4781 | 51.114 | -114.02 | 7a | 5000 | AB | CAN_AB_Calgary.Intl.AP.718770_CWEC2016.epw | 0.71234 | 25.693 | 125.7205 | 5.4568 | 17.7714 | FALSE | FALSE | FALSE | FALSE | 9.2242 | 13.1194 | 0 | 0 | 0 | 0 | 34.42 | 435.6285 | 0.35319 | 0.00081075 | 129.09 | 0 | 0.71234 | 15.33 | 14.67 | 13 | 13 |  | https://s3.console.aws.amazon.com/s3/buckets/834599497928?region=ca-central-1&prefix=phylroy.lopez/reference/reference/output/03775ff2-433d-4bc2-bfca-2879856baf19/ | 1.0.002
602 |  | TRUE | 109 | 0 | 0 | 192.7193 |  |  |  | 0.1 | 2021-09-22 20:09:24 +0000 | 438c2ebff | 0.2.14 | :adv_dx_units: NECB_Default :airloop_economizer_type: NECB_Default :algorithm_type: parametric :analysis_id: reference :analysis_name: reference :boiler_eff: NECB_Default :btap_batch_version: 1.0.002 :building_type: RetailStripmall :chiller_type: NECB_Default :compute_environment: aws_batch :datapoint_id: 2e338e03-4e2d-4a25-9dcc-6f55f91cfa21 :daylighting_type: NECB_Default :dcv_type: NECB_Default :door_construction_cond: NECB_Default :ecm_system_name: NECB_Default :electrical_loads_scale: NECB_Default :enable_costing: true :epw_file: CAN_YT_Whitehorse.Intl.AP.719640_CWEC2016.epw :erv_package: NECB_Default :ext_floor_cond: NECB_Default :ext_roof_cond: NECB_Default :ext_wall_cond: NECB_Default :fdwr_set: NECB_Default :fixed_wind_solar_trans: NECB_Default :fixed_window_cond: NECB_Default :furnace_eff: NECB_Default :glass_door_cond: NECB_Default :glass_door_solar_trans: NECB_Default :ground_floor_cond: NECB_Default :ground_roof_cond: NECB_Default :ground_wall_cond: NECB_Default :image_name: btap_private_cli :infiltration_scale: NECB_Default :lights_scale: NECB_Default :lights_type: NECB_Default :nv_delta_temp_in_out: NECB_Default :nv_opening_fraction: NECB_Default :nv_temp_out_min: NECB_Default :nv_type: NECB_Default :oa_scale: NECB_Default :occupancy_loads_scale: NECB_Default :output_meters: [] :output_variables: [] :overhead_door_cond: NECB_Default :primary_heating_fuel: NaturalGas :pv_ground_azimuth_angle: NECB_Default :pv_ground_module_description: NECB_Default :pv_ground_tilt_angle: NECB_Default :pv_ground_total_area_pv_panels_m2: NECB_Default :pv_ground_type: NECB_Default :rotation_degrees: NECB_Default :run_annual_simulation: true :s3_bucket: '834599497928' :scale_x: NECB_Default :scale_y: NECB_Default :scale_z: NECB_Default :shw_eff: NECB_Default :skylight_cond: NECB_Default :skylight_solar_trans: NECB_Default :srr_set: NECB_Default :template: NECB2017 | reference | reference | 2e338e03-4e2d-4a25-9dcc-6f55f91cfa21 | NECB2017 | RetailStripmall | NaturalGas | Natural Gas | CAN_YT_Whitehorse.Intl.AP.719640_CWEC2016.epw | parametric |  | NECB_Default | NECB_Default | NECB_Default | NECB_Default | NECB_Default | NECB_Default | NECB_Default | NECB_Default | NECB_Default | NECB_Default | NECB_Default | NECB_Default | NECB_Default | NECB_Default | NECB_Default | NECB_Default | NECB_Default | NECB_Default | NECB_Default | NECB_Default | NECB_Default | NECB_Default | NECB_Default | NECB_Default | NECB_Default | NECB_Default | NECB_Default | NECB_Default | NECB_Default | NECB_Default | NECB_Default | NECB_Default | NECB_Default | NECB_Default | NECB_Default | NECB_Default | NECB_Default | NECB_Default | NECB_Default | NECB_Default | NECB_Default | NECB_Default | NECB_Default | NECB_Default | NECB_Default | aws_batch | 834599497928 | btap_private_cli |  | TRUE | TRUE |  |  | 179.8139 | 18.0908 | 91.9184 | 167.2923 | 2090.32 | 3274.4664 | 22.8 | RetailStripmall |  |  | 2 | RetailStripmall | 1 |  | 1 | NECB2017 | 0.30241 | 10827.8493 | 195.7813 | 42.2585 | 106.5155 | 5.7184 | 538.8172 | 188.5436 | WHITEHORSE | YUKON | 5.6922 | 23.5093 | 0 | 29.2015 | 13.0359 | 4.2851 | 0 | 17.3211 | 0 | 0.011467 | 0 | 0 | 0.36597 | 0.1163 | 0.010577 | 0.45491 | 0.036162 | 0.18943 | 0.47245 | 0.002038 | 0.83842 | 0.017538 | 40.0325 | 180.3681 | 22.8 | 0.757 | [5 empty] | 0.138 | 0.21 | 1.9 | 1.9 | 2 | Whitehorse Intl AP | CAN | 5 | 6491 | 60.709 | -135.069 | 7b | 6580 | YT | CAN_YT_Whitehorse.Intl.AP.719640_CWEC2016.epw | 0.83842 | 18.0908 | 179.8139 | 6.8688 | 13.4303 | TRUE | FALSE | FALSE | FALSE | 4.903 | 16.8534 | 0 | 0 | 0 | 0 | 36.66 | 435.6285 | 0.35319 | 0.00081075 | 129.09 | 0 | 0.83842 | 24.67 | 16.5 | 25.17 | 25.17 |  | https://s3.console.aws.amazon.com/s3/buckets/834599497928?region=ca-central-1&prefix=phylroy.lopez/reference/reference/output/2e338e03-4e2d-4a25-9dcc-6f55f91cfa21/ | 1.0.002
603 |  | TRUE | 112 | 0 | 0 | 193.102 |  |  |  | 0.1 | 2021-09-22 20:09:37 +0000 | 438c2ebff | 0.2.14 | :adv_dx_units: NECB_Default :airloop_economizer_type: NECB_Default :algorithm_type: parametric :analysis_id: reference :analysis_name: reference :boiler_eff: NECB_Default :btap_batch_version: 1.0.002 :building_type: RetailStripmall :chiller_type: NECB_Default :compute_environment: aws_batch :datapoint_id: 6f9b4099-07a6-4027-9c8d-6b452b99a136 :daylighting_type: NECB_Default :dcv_type: NECB_Default :door_construction_cond: NECB_Default :ecm_system_name: NECB_Default :electrical_loads_scale: NECB_Default :enable_costing: true :epw_file: CAN_ON_Toronto.Pearson.Intl.AP.716240_CWEC2016.epw :erv_package: NECB_Default :ext_floor_cond: NECB_Default :ext_roof_cond: NECB_Default :ext_wall_cond: NECB_Default :fdwr_set: NECB_Default :fixed_wind_solar_trans: NECB_Default :fixed_window_cond: NECB_Default :furnace_eff: NECB_Default :glass_door_cond: NECB_Default :glass_door_solar_trans: NECB_Default :ground_floor_cond: NECB_Default :ground_roof_cond: NECB_Default :ground_wall_cond: NECB_Default :image_name: btap_private_cli :infiltration_scale: NECB_Default :lights_scale: NECB_Default :lights_type: NECB_Default :nv_delta_temp_in_out: NECB_Default :nv_opening_fraction: NECB_Default :nv_temp_out_min: NECB_Default :nv_type: NECB_Default :oa_scale: NECB_Default :occupancy_loads_scale: NECB_Default :output_meters: [] :output_variables: [] :overhead_door_cond: NECB_Default :primary_heating_fuel: NaturalGas :pv_ground_azimuth_angle: NECB_Default :pv_ground_module_description: NECB_Default :pv_ground_tilt_angle: NECB_Default :pv_ground_total_area_pv_panels_m2: NECB_Default :pv_ground_type: NECB_Default :rotation_degrees: NECB_Default :run_annual_simulation: true :s3_bucket: '834599497928' :scale_x: NECB_Default :scale_y: NECB_Default :scale_z: NECB_Default :shw_eff: NECB_Default :skylight_cond: NECB_Default :skylight_solar_trans: NECB_Default :srr_set: NECB_Default :template: NECB2017 | reference | reference | 6f9b4099-07a6-4027-9c8d-6b452b99a136 | NECB2017 | RetailStripmall | NaturalGas | Natural Gas | CAN_ON_Toronto.Pearson.Intl.AP.716240_CWEC2016.epw | parametric |  | NECB_Default | NECB_Default | NECB_Default | NECB_Default | NECB_Default | NECB_Default | NECB_Default | NECB_Default | NECB_Default | NECB_Default | NECB_Default | NECB_Default | NECB_Default | NECB_Default | NECB_Default | NECB_Default | NECB_Default | NECB_Default | NECB_Default | NECB_Default | NECB_Default | NECB_Default | NECB_Default | NECB_Default | NECB_Default | NECB_Default | NECB_Default | NECB_Default | NECB_Default | NECB_Default | NECB_Default | NECB_Default | NECB_Default | NECB_Default | NECB_Default | NECB_Default | NECB_Default | NECB_Default | NECB_Default | NECB_Default | NECB_Default | NECB_Default | NECB_Default | NECB_Default | NECB_Default | aws_batch | 834599497928 | btap_private_cli |  | TRUE | TRUE |  |  | 103.3832 | 34.1696 | 55.8939 | 138.061 | 2090.32 | 3274.4664 | 40 | RetailStripmall |  |  | 2 | RetailStripmall | 1 |  | 1 | NECB2017 | 0.30241 | 10827.8493 | 256.3437 | 50.7933 | 128.3751 | 6.3945 | 684.7918 | 242.8853 | TORONTO | ONTARIO | 2.4683 | 14.2584 | 0 | 16.7268 | 19.7763 | 2.5159 | 0 | 22.2922 | 0 | 0.072912 | 0 | 0 | 0.44442 | 0.13355 | 0.010324 | 0.27319 | 0.036162 | 0.18943 | 0.28852 | 0.002038 | 0.73294 | 0.015333 | 57.1325 | 103.3896 | 40 | 0.757 | [5 empty] | 0.156 | 0.278 | 1.9 | 1.9 | 2 | Toronto Pearson Intl AP | CAN | 382 | 3615 | 43.677 | -79.631 | 5 | 3890 | ON | CAN_ON_Toronto.Pearson.Intl.AP.716240_CWEC2016.epw | 0.73293 | 34.1696 | 103.3832 | 8.7466 | 14.8666 | FALSE | FALSE | FALSE | FALSE | 9.9217 | 6.1457 | 0 | 0 | 0 | 0 | 32.05 | 435.6285 | 0.35319 | 0.00081075 | 129.09 | 0 | 0.73294 | 42.17 | 36.17 | 8.17 | 8.17 |  | https://s3.console.aws.amazon.com/s3/buckets/834599497928?region=ca-central-1&prefix=phylroy.lopez/reference/reference/output/6f9b4099-07a6-4027-9c8d-6b452b99a136/ | 1.0.002
604 |  | TRUE | 54 | 0 | 0 | 129.5127 |  |  |  | 0.1 | 2021-09-22 20:09:19 +0000 | 438c2ebff | 0.2.14 | :adv_dx_units: NECB_Default :airloop_economizer_type: NECB_Default :algorithm_type: parametric :analysis_id: reference :analysis_name: reference :boiler_eff: NECB_Default :btap_batch_version: 1.0.002 :building_type: FullServiceRestaurant :chiller_type: NECB_Default :compute_environment: aws_batch :datapoint_id: 9d69811d-0a79-45ba-a11c-8318b3d2844c :daylighting_type: NECB_Default :dcv_type: NECB_Default :door_construction_cond: NECB_Default :ecm_system_name: NECB_Default :electrical_loads_scale: NECB_Default :enable_costing: true :epw_file: CAN_NS_Halifax.Dockyard.713280_CWEC2016.epw :erv_package: NECB_Default :ext_floor_cond: NECB_Default :ext_roof_cond: NECB_Default :ext_wall_cond: NECB_Default :fdwr_set: NECB_Default :fixed_wind_solar_trans: NECB_Default :fixed_window_cond: NECB_Default :furnace_eff: NECB_Default :glass_door_cond: NECB_Default :glass_door_solar_trans: NECB_Default :ground_floor_cond: NECB_Default :ground_roof_cond: NECB_Default :ground_wall_cond: NECB_Default :image_name: btap_private_cli :infiltration_scale: NECB_Default :lights_scale: NECB_Default :lights_type: NECB_Default :nv_delta_temp_in_out: NECB_Default :nv_opening_fraction: NECB_Default :nv_temp_out_min: NECB_Default :nv_type: NECB_Default :oa_scale: NECB_Default :occupancy_loads_scale: NECB_Default :output_meters: [] :output_variables: [] :overhead_door_cond: NECB_Default :primary_heating_fuel: Electricity :pv_ground_azimuth_angle: NECB_Default :pv_ground_module_description: NECB_Default :pv_ground_tilt_angle: NECB_Default :pv_ground_total_area_pv_panels_m2: NECB_Default :pv_ground_type: NECB_Default :rotation_degrees: NECB_Default :run_annual_simulation: true :s3_bucket: '834599497928' :scale_x: NECB_Default :scale_y: NECB_Default :scale_z: NECB_Default :shw_eff: NECB_Default :skylight_cond: NECB_Default :skylight_solar_trans: NECB_Default :srr_set: NECB_Default :template: NECB2015 | reference | reference | 9d69811d-0a79-45ba-a11c-8318b3d2844c | NECB2015 | FullServiceRestaurant | Electricity | Electricity | CAN_NS_Halifax.Dockyard.713280_CWEC2016.epw | parametric |  | NECB_Default | NECB_Default | NECB_Default | NECB_Default | NECB_Default | NECB_Default | NECB_Default | NECB_Default | NECB_Default | NECB_Default | NECB_Default | NECB_Default | NECB_Default | NECB_Default | NECB_Default | NECB_Default | NECB_Default | NECB_Default | NECB_Default | NECB_Default | NECB_Default | NECB_Default | NECB_Default | NECB_Default | NECB_Default | NECB_Default | NECB_Default | NECB_Default | NECB_Default | NECB_Default | NECB_Default | NECB_Default | NECB_Default | NECB_Default | NECB_Default | NECB_Default | NECB_Default | NECB_Default | NECB_Default | NECB_Default | NECB_Default | NECB_Default | NECB_Default | NECB_Default | NECB_Default | aws_batch | 834599497928 | btap_private_cli |  | TRUE | TRUE |  |  | 254.5914 | 24.6654 | 394.4863 | 500.4076 | 511.15 | 845.2233 | 40 | FullServiceRestaurant |  |  | 0 | FullServiceRestaurant | 1 |  | 1 | NECB2015 | 0.35452 | 2384.1067 | 223.1884 | 11.1953 | 68.9804 | 31.8636 | 692.7461 | 357.5184 | HALIFAX | NOVA SCOTIA | 420.5631 | 0 | 0 | 420.5631 | 82.4802 | 0 | 0 | 82.4802 | 0 | 0.02602 | 0 | 0 | 2.0739 | 0.20413 | 0 | 1.4202 | 0.067182 | 0.20528 | 0 | 0 | 2.0739 | 0.15117 | 283.2582 | 0 | 40 | 0.757 | [5 empty] | 0.183 | 0.247 | 2.2 |  | 0 | Halifax Dockyard | CAN | 112 | 3647 | 44.655 | -63.577 | 6 | 4000 | NS | CAN_NS_Halifax.Dockyard.713280_CWEC2016.epw | 2.0739 | 24.6654 | 254.5914 | 6.1606 | 16.5718 | FALSE | FALSE | FALSE | FALSE | 6.9883 | 8.9631 | 0 | 0.21141 | 0.0047885 | 77.27 | 0 | 44.149 | 1.0279 | 0.023283 | 375.71 | 0 | 2.0739 | 11.5 | 8.83 | 0 | 0 |  | https://s3.console.aws.amazon.com/s3/buckets/834599497928?region=ca-central-1&prefix=phylroy.lopez/reference/reference/output/9d69811d-0a79-45ba-a11c-8318b3d2844c/ | 1.0.002
605 |  | TRUE | 51 | 0 | 0 | 127.8634 |  |  |  | 0.1 | 2021-09-22 20:09:42 +0000 | 438c2ebff | 0.2.14 | :adv_dx_units: NECB_Default :airloop_economizer_type: NECB_Default :algorithm_type: parametric :analysis_id: reference :analysis_name: reference :boiler_eff: NECB_Default :btap_batch_version: 1.0.002 :building_type: FullServiceRestaurant :chiller_type: NECB_Default :compute_environment: aws_batch :datapoint_id: 1801a2b7-1bb8-4324-a524-c430444f4f37 :daylighting_type: NECB_Default :dcv_type: NECB_Default :door_construction_cond: NECB_Default :ecm_system_name: NECB_Default :electrical_loads_scale: NECB_Default :enable_costing: true :epw_file: CAN_NS_Halifax.Dockyard.713280_CWEC2016.epw :erv_package: NECB_Default :ext_floor_cond: NECB_Default :ext_roof_cond: NECB_Default :ext_wall_cond: NECB_Default :fdwr_set: NECB_Default :fixed_wind_solar_trans: NECB_Default :fixed_window_cond: NECB_Default :furnace_eff: NECB_Default :glass_door_cond: NECB_Default :glass_door_solar_trans: NECB_Default :ground_floor_cond: NECB_Default :ground_roof_cond: NECB_Default :ground_wall_cond: NECB_Default :image_name: btap_private_cli :infiltration_scale: NECB_Default :lights_scale: NECB_Default :lights_type: NECB_Default :nv_delta_temp_in_out: NECB_Default :nv_opening_fraction: NECB_Default :nv_temp_out_min: NECB_Default :nv_type: NECB_Default :oa_scale: NECB_Default :occupancy_loads_scale: NECB_Default :output_meters: [] :output_variables: [] :overhead_door_cond: NECB_Default :primary_heating_fuel: NaturalGas :pv_ground_azimuth_angle: NECB_Default :pv_ground_module_description: NECB_Default :pv_ground_tilt_angle: NECB_Default :pv_ground_total_area_pv_panels_m2: NECB_Default :pv_ground_type: NECB_Default :rotation_degrees: NECB_Default :run_annual_simulation: true :s3_bucket: '834599497928' :scale_x: NECB_Default :scale_y: NECB_Default :scale_z: NECB_Default :shw_eff: NECB_Default :skylight_cond: NECB_Default :skylight_solar_trans: NECB_Default :srr_set: NECB_Default :template: NECB2015 | reference | reference | 1801a2b7-1bb8-4324-a524-c430444f4f37 | NECB2015 | FullServiceRestaurant | NaturalGas | Natural Gas | CAN_NS_Halifax.Dockyard.713280_CWEC2016.epw | parametric |  | NECB_Default | NECB_Default | NECB_Default | NECB_Default | NECB_Default | NECB_Default | NECB_Default | NECB_Default | NECB_Default | NECB_Default | NECB_Default | NECB_Default | NECB_Default | NECB_Default | NECB_Default | NECB_Default | NECB_Default | NECB_Default | NECB_Default | NECB_Default | NECB_Default | NECB_Default | NECB_Default | NECB_Default | NECB_Default | NECB_Default | NECB_Default | NECB_Default | NECB_Default | NECB_Default | NECB_Default | NECB_Default | NECB_Default | NECB_Default | NECB_Default | NECB_Default | NECB_Default | NECB_Default | NECB_Default | NECB_Default | NECB_Default | NECB_Default | NECB_Default | NECB_Default | NECB_Default | aws_batch | 834599497928 | btap_private_cli |  | TRUE | TRUE |  |  | 327.0217 | 25.0634 | 394.4646 | 665.7646 | 511.15 | 845.2233 | 40 | FullServiceRestaurant |  |  | 0 | FullServiceRestaurant | 1 |  | 1 | NECB2015 | 0.35452 | 2384.1067 | 223.1884 | 76.1091 | 68.9804 | 18.3914 | 698.0505 | 311.3812 | HALIFAX | NOVA SCOTIA | 102.089 | 107.7712 | 0 | 209.8602 | 20.0215 | 27.2025 | 0 | 47.224 | 0 | 0.026313 | 0 | 0 | 0.50341 | 0.20428 | 0 | 1.9726 | 0.067182 | 0.20528 | 2.1658 | 0.00035215 | 2.6692 | 0.19321 | 47.4612 | 337.004 | 40 | 0.757 | [5 empty] | 0.183 | 0.247 | 2.2 |  | 0 | Halifax Dockyard | CAN | 112 | 3647 | 44.655 | -63.577 | 6 | 4000 | NS | CAN_NS_Halifax.Dockyard.713280_CWEC2016.epw | 2.6692 | 25.0634 | 327.0217 | 6.1607 | 16.5716 | FALSE | FALSE | FALSE | FALSE | 6.9883 | 8.963 | 0 | 0 | 0 | 0 | 98.76 | 44.149 | 1.0279 | 0.023283 | 375.71 | 0 | 2.6692 | 11.5 | 8.83 | 0 | 0 |  | https://s3.console.aws.amazon.com/s3/buckets/834599497928?region=ca-central-1&prefix=phylroy.lopez/reference/reference/output/1801a2b7-1bb8-4324-a524-c430444f4f37/ | 1.0.002
606 |  | TRUE | 406 | 768 | 0 | 892.8012 |  |  |  | 0.1 | 2021-09-22 20:08:53 +0000 | 438c2ebff | 0.2.14 | :adv_dx_units: NECB_Default :airloop_economizer_type: NECB_Default :algorithm_type: parametric :analysis_id: reference :analysis_name: reference :boiler_eff: NECB_Default :btap_batch_version: 1.0.002 :building_type: SecondarySchool :chiller_type: NECB_Default :compute_environment: aws_batch :datapoint_id: 80f3ca8c-36c6-4413-a09d-045fab8a4cb4 :daylighting_type: NECB_Default :dcv_type: NECB_Default :door_construction_cond: NECB_Default :ecm_system_name: NECB_Default :electrical_loads_scale: NECB_Default :enable_costing: true :epw_file: CAN_QC_Montreal-Trudeau.Intl.AP.716270_CWEC2016.epw :erv_package: NECB_Default :ext_floor_cond: NECB_Default :ext_roof_cond: NECB_Default :ext_wall_cond: NECB_Default :fdwr_set: NECB_Default :fixed_wind_solar_trans: NECB_Default :fixed_window_cond: NECB_Default :furnace_eff: NECB_Default :glass_door_cond: NECB_Default :glass_door_solar_trans: NECB_Default :ground_floor_cond: NECB_Default :ground_roof_cond: NECB_Default :ground_wall_cond: NECB_Default :image_name: btap_private_cli :infiltration_scale: NECB_Default :lights_scale: NECB_Default :lights_type: NECB_Default :nv_delta_temp_in_out: NECB_Default :nv_opening_fraction: NECB_Default :nv_temp_out_min: NECB_Default :nv_type: NECB_Default :oa_scale: NECB_Default :occupancy_loads_scale: NECB_Default :output_meters: [] :output_variables: [] :overhead_door_cond: NECB_Default :primary_heating_fuel: NaturalGas :pv_ground_azimuth_angle: NECB_Default :pv_ground_module_description: NECB_Default :pv_ground_tilt_angle: NECB_Default :pv_ground_total_area_pv_panels_m2: NECB_Default :pv_ground_type: NECB_Default :rotation_degrees: NECB_Default :run_annual_simulation: true :s3_bucket: '834599497928' :scale_x: NECB_Default :scale_y: NECB_Default :scale_z: NECB_Default :shw_eff: NECB_Default :skylight_cond: NECB_Default :skylight_solar_trans: NECB_Default :srr_set: NECB_Default :template: NECB2011 | reference | reference | 80f3ca8c-36c6-4413-a09d-045fab8a4cb4 | NECB2011 | SecondarySchool | NaturalGas | Natural Gas | CAN_QC_Montreal-Trudeau.Intl.AP.716270_CWEC2016.epw | parametric |  | NECB_Default | NECB_Default | NECB_Default | NECB_Default | NECB_Default | NECB_Default | NECB_Default | NECB_Default | NECB_Default | NECB_Default | NECB_Default | NECB_Default | NECB_Default | NECB_Default | NECB_Default | NECB_Default | NECB_Default | NECB_Default | NECB_Default | NECB_Default | NECB_Default | NECB_Default | NECB_Default | NECB_Default | NECB_Default | NECB_Default | NECB_Default | NECB_Default | NECB_Default | NECB_Default | NECB_Default | NECB_Default | NECB_Default | NECB_Default | NECB_Default | NECB_Default | NECB_Default | NECB_Default | NECB_Default | NECB_Default | NECB_Default | NECB_Default | NECB_Default | NECB_Default | NECB_Default | aws_batch | 834599497928 | btap_private_cli |  | TRUE | TRUE |  |  | 245.1838 | 37.6348 | 166.3692 | 313.0386 | 19592 | 17870 | 37.3 | SecondarySchool |  |  | 5 | SecondarySchool | 2 |  | 2 | NECB2011 | 0.18768 | 95216 | 136.1742 | 22.7633 | 69.797 | 7.7007 | 423.2046 | 186.7693 | MONTREAL | QUEBEC | 0.13847 | 46.756 | 0 | 46.8945 | 8.8192 | 12.2474 | 0 | 21.0666 | 0 | 0.058808 | 0 | 0 | 0.35633 | 0.11845 | 0 | 0.83059 | 0.035323 | 0.14054 | 0.94647 | 0.0032069 | 1.3028 | 0.11589 | 57.4005 | 252.3166 | 37.3 | 0.757 | [5 empty] | 0.183 | 0.247 | 2.2 | 2.2 | 5 | Montreal-Trudeau Intl AP | CAN | 323 | 4090 | 45.471 | -73.741 | 6 | 4400 | QC | CAN_QC_Montreal-Trudeau.Intl.AP.716270_CWEC2016.epw | 1.3028 | 37.6348 | 245.1838 | 13.0892 | 18.5707 | FALSE | FALSE | FALSE | FALSE | 14.54 | 16.6482 | 0 | 0 | 0 | 0 | 2270.47 | 3977.9874 | 22.542 | 0.0056667 | 8239.09 | 0 | 1.3028 | 551.83 | 523.67 | 32.83 | 32.67 |  | https://s3.console.aws.amazon.com/s3/buckets/834599497928?region=ca-central-1&prefix=phylroy.lopez/reference/reference/output/80f3ca8c-36c6-4413-a09d-045fab8a4cb4/ | 1.0.002
607 |  | TRUE | 51 | 0 | 0 | 126.495 |  |  |  | 0.1 | 2021-09-22 20:09:41 +0000 | 438c2ebff | 0.2.14 | :adv_dx_units: NECB_Default :airloop_economizer_type: NECB_Default :algorithm_type: parametric :analysis_id: reference :analysis_name: reference :boiler_eff: NECB_Default :btap_batch_version: 1.0.002 :building_type: FullServiceRestaurant :chiller_type: NECB_Default :compute_environment: aws_batch :datapoint_id: 11d60334-5ba9-4766-90ff-6108d06c2b3d :daylighting_type: NECB_Default :dcv_type: NECB_Default :door_construction_cond: NECB_Default :ecm_system_name: NECB_Default :electrical_loads_scale: NECB_Default :enable_costing: true :epw_file: CAN_AB_Edmonton.Intl.AP.711230_CWEC2016.epw :erv_package: NECB_Default :ext_floor_cond: NECB_Default :ext_roof_cond: NECB_Default :ext_wall_cond: NECB_Default :fdwr_set: NECB_Default :fixed_wind_solar_trans: NECB_Default :fixed_window_cond: NECB_Default :furnace_eff: NECB_Default :glass_door_cond: NECB_Default :glass_door_solar_trans: NECB_Default :ground_floor_cond: NECB_Default :ground_roof_cond: NECB_Default :ground_wall_cond: NECB_Default :image_name: btap_private_cli :infiltration_scale: NECB_Default :lights_scale: NECB_Default :lights_type: NECB_Default :nv_delta_temp_in_out: NECB_Default :nv_opening_fraction: NECB_Default :nv_temp_out_min: NECB_Default :nv_type: NECB_Default :oa_scale: NECB_Default :occupancy_loads_scale: NECB_Default :output_meters: [] :output_variables: [] :overhead_door_cond: NECB_Default :primary_heating_fuel: Electricity :pv_ground_azimuth_angle: NECB_Default :pv_ground_module_description: NECB_Default :pv_ground_tilt_angle: NECB_Default :pv_ground_total_area_pv_panels_m2: NECB_Default :pv_ground_type: NECB_Default :rotation_degrees: NECB_Default :run_annual_simulation: true :s3_bucket: '834599497928' :scale_x: NECB_Default :scale_y: NECB_Default :scale_z: NECB_Default :shw_eff: NECB_Default :skylight_cond: NECB_Default :skylight_solar_trans: NECB_Default :srr_set: NECB_Default :template: NECB2015 | reference | reference | 11d60334-5ba9-4766-90ff-6108d06c2b3d | NECB2015 | FullServiceRestaurant | Electricity | Electricity | CAN_AB_Edmonton.Intl.AP.711230_CWEC2016.epw | parametric |  | NECB_Default | NECB_Default | NECB_Default | NECB_Default | NECB_Default | NECB_Default | NECB_Default | NECB_Default | NECB_Default | NECB_Default | NECB_Default | NECB_Default | NECB_Default | NECB_Default | NECB_Default | NECB_Default | NECB_Default | NECB_Default | NECB_Default | NECB_Default | NECB_Default | NECB_Default | NECB_Default | NECB_Default | NECB_Default | NECB_Default | NECB_Default | NECB_Default | NECB_Default | NECB_Default | NECB_Default | NECB_Default | NECB_Default | NECB_Default | NECB_Default | NECB_Default | NECB_Default | NECB_Default | NECB_Default | NECB_Default | NECB_Default | NECB_Default | NECB_Default | NECB_Default | NECB_Default | aws_batch | 834599497928 | btap_private_cli |  | TRUE | TRUE |  |  | 310.5957 | 26.0589 | 526.2263 | 635.7505 | 511.15 | 845.2233 | 32.5 | FullServiceRestaurant |  |  | 0 | FullServiceRestaurant | 1 |  | 1 | NECB2015 | 0.35452 | 2384.1067 | 241.1 | 12.696 | 70.6812 | 32.0501 | 733.8627 | 377.3354 | EDMONTON | ALBERTA | 562.0759 | 0 | 0 | 562.0759 | 53.2731 | 0 | 0 | 53.2731 | 0 | 0.020542 | 0 | 0 | 2.5612 | 0.20538 | 0 | 1.8944 | 0.067182 | 0.20528 | 0 | 0 | 2.5612 | 0.16837 | 340.2034 | 0 | 32.5 | 0.757 | [5 empty] | 0.162 | 0.21 | 2.2 |  | 0 | Edmonton Intl AP | CAN | 23 | 5588 | 53.31 | -113.579 | 7a | 5120 | AB | CAN_AB_Edmonton.Intl.AP.711230_CWEC2016.epw | 2.5612 | 26.0589 | 310.5957 | 5.0047 | 17.3258 | FALSE | FALSE | FALSE | FALSE | 10.2938 | 19.7694 | 0 | 0.23546 | 0.0053333 | 86.06 | 0 | 44.149 | 1.0279 | 0.023283 | 375.71 | 0 | 2.5612 | 8.17 | 8 | 0 | 0 |  | https://s3.console.aws.amazon.com/s3/buckets/834599497928?region=ca-central-1&prefix=phylroy.lopez/reference/reference/output/11d60334-5ba9-4766-90ff-6108d06c2b3d/ | 1.0.002
608 |  | TRUE | 379 | 720 | 0 | 895.6133 |  |  |  | 0.1 | 2021-09-22 20:08:24 +0000 | 438c2ebff | 0.2.14 | :adv_dx_units: NECB_Default :airloop_economizer_type: NECB_Default :algorithm_type: parametric :analysis_id: reference :analysis_name: reference :boiler_eff: NECB_Default :btap_batch_version: 1.0.002 :building_type: SecondarySchool :chiller_type: NECB_Default :compute_environment: aws_batch :datapoint_id: 2acff74b-ecae-4b08-b3b0-939cff5f5ac8 :daylighting_type: NECB_Default :dcv_type: NECB_Default :door_construction_cond: NECB_Default :ecm_system_name: NECB_Default :electrical_loads_scale: NECB_Default :enable_costing: true :epw_file: CAN_BC_Vancouver.Intl.AP.718920_CWEC2016.epw :erv_package: NECB_Default :ext_floor_cond: NECB_Default :ext_roof_cond: NECB_Default :ext_wall_cond: NECB_Default :fdwr_set: NECB_Default :fixed_wind_solar_trans: NECB_Default :fixed_window_cond: NECB_Default :furnace_eff: NECB_Default :glass_door_cond: NECB_Default :glass_door_solar_trans: NECB_Default :ground_floor_cond: NECB_Default :ground_roof_cond: NECB_Default :ground_wall_cond: NECB_Default :image_name: btap_private_cli :infiltration_scale: NECB_Default :lights_scale: NECB_Default :lights_type: NECB_Default :nv_delta_temp_in_out: NECB_Default :nv_opening_fraction: NECB_Default :nv_temp_out_min: NECB_Default :nv_type: NECB_Default :oa_scale: NECB_Default :occupancy_loads_scale: NECB_Default :output_meters: [] :output_variables: [] :overhead_door_cond: NECB_Default :primary_heating_fuel: Electricity :pv_ground_azimuth_angle: NECB_Default :pv_ground_module_description: NECB_Default :pv_ground_tilt_angle: NECB_Default :pv_ground_total_area_pv_panels_m2: NECB_Default :pv_ground_type: NECB_Default :rotation_degrees: NECB_Default :run_annual_simulation: true :s3_bucket: '834599497928' :scale_x: NECB_Default :scale_y: NECB_Default :scale_z: NECB_Default :shw_eff: NECB_Default :skylight_cond: NECB_Default :skylight_solar_trans: NECB_Default :srr_set: NECB_Default :template: BTAPPRE1980 | reference | reference | 2acff74b-ecae-4b08-b3b0-939cff5f5ac8 | BTAPPRE1980 | SecondarySchool | Electricity | Electricity | CAN_BC_Vancouver.Intl.AP.718920_CWEC2016.epw | parametric |  | NECB_Default | NECB_Default | NECB_Default | NECB_Default | NECB_Default | NECB_Default | NECB_Default | NECB_Default | NECB_Default | NECB_Default | NECB_Default | NECB_Default | NECB_Default | NECB_Default | NECB_Default | NECB_Default | NECB_Default | NECB_Default | NECB_Default | NECB_Default | NECB_Default | NECB_Default | NECB_Default | NECB_Default | NECB_Default | NECB_Default | NECB_Default | NECB_Default | NECB_Default | NECB_Default | NECB_Default | NECB_Default | NECB_Default | NECB_Default | NECB_Default | NECB_Default | NECB_Default | NECB_Default | NECB_Default | NECB_Default | NECB_Default | NECB_Default | NECB_Default | NECB_Default | NECB_Default | aws_batch | 834599497928 | btap_private_cli |  | TRUE | TRUE |  |  | 116.2538 | 18.9751 | 159.3271 | 222.2429 | 19592 | 17870 | 35 | SecondarySchool |  |  | 1.1 | SecondarySchool | 2 |  | 2 | BTAPPRE1980 | 0.18768 | 95216 | 0.97757 | 10.3006 | 67.9279 | 8.0948 | 279.7565 | 192.4556 | VANCOUVER | BRITISH COLUMBIA | 2.7658 | 0 | 0 | 2.7658 | 27.6191 | 0 | 0 | 27.6191 | 0 | 0.012532 | 0 | 0 | 0.97594 | 0.13355 | 0 | 0.57358 | 0.035323 | 0.14054 | 0 | 0.0031258 | 0.97594 | 0.077289 | 139.2276 | 0 | 35 | 0.678 | [5 empty] | 0.363 | 0.994 | 4.09 | 4.09 | 1.1 | Vancouver Intl AP | CAN | 42 | 2797 | 49.195 | -123.184 | 4 | 2800 | BC | CAN_BC_Vancouver.Intl.AP.718920_CWEC2016.epw | 0.97594 | 18.9751 | 116.2538 | 11.0483 | 19.8676 | TRUE | FALSE | FALSE | FALSE | 11.1163 | 10.9649 | 0 | 4.143 | 0.0010415 | 1514.25 | 0 | 3977.9874 | 22.542 | 0.0056667 | 8239.09 | 0 | 0.97594 | 990.5 | 987.17 | 7.67 | 7.67 |  | https://s3.console.aws.amazon.com/s3/buckets/834599497928?region=ca-central-1&prefix=phylroy.lopez/reference/reference/output/2acff74b-ecae-4b08-b3b0-939cff5f5ac8/ | 1.0.002
609 |  | TRUE | 406 | 720 | 0 | 896.7633 |  |  |  | 0.1 | 2021-09-22 20:09:09 +0000 | 438c2ebff | 0.2.14 | :adv_dx_units: NECB_Default :airloop_economizer_type: NECB_Default :algorithm_type: parametric :analysis_id: reference :analysis_name: reference :boiler_eff: NECB_Default :btap_batch_version: 1.0.002 :building_type: SecondarySchool :chiller_type: NECB_Default :compute_environment: aws_batch :datapoint_id: d2258491-615f-4b58-99b1-1c7158f69848 :daylighting_type: NECB_Default :dcv_type: NECB_Default :door_construction_cond: NECB_Default :ecm_system_name: NECB_Default :electrical_loads_scale: NECB_Default :enable_costing: true :epw_file: CAN_ON_Toronto.Pearson.Intl.AP.716240_CWEC2016.epw :erv_package: NECB_Default :ext_floor_cond: NECB_Default :ext_roof_cond: NECB_Default :ext_wall_cond: NECB_Default :fdwr_set: NECB_Default :fixed_wind_solar_trans: NECB_Default :fixed_window_cond: NECB_Default :furnace_eff: NECB_Default :glass_door_cond: NECB_Default :glass_door_solar_trans: NECB_Default :ground_floor_cond: NECB_Default :ground_roof_cond: NECB_Default :ground_wall_cond: NECB_Default :image_name: btap_private_cli :infiltration_scale: NECB_Default :lights_scale: NECB_Default :lights_type: NECB_Default :nv_delta_temp_in_out: NECB_Default :nv_opening_fraction: NECB_Default :nv_temp_out_min: NECB_Default :nv_type: NECB_Default :oa_scale: NECB_Default :occupancy_loads_scale: NECB_Default :output_meters: [] :output_variables: [] :overhead_door_cond: NECB_Default :primary_heating_fuel: NaturalGas :pv_ground_azimuth_angle: NECB_Default :pv_ground_module_description: NECB_Default :pv_ground_tilt_angle: NECB_Default :pv_ground_total_area_pv_panels_m2: NECB_Default :pv_ground_type: NECB_Default :rotation_degrees: NECB_Default :run_annual_simulation: true :s3_bucket: '834599497928' :scale_x: NECB_Default :scale_y: NECB_Default :scale_z: NECB_Default :shw_eff: NECB_Default :skylight_cond: NECB_Default :skylight_solar_trans: NECB_Default :srr_set: NECB_Default :template: BTAP1980TO2010 | reference | reference | d2258491-615f-4b58-99b1-1c7158f69848 | BTAP1980TO2010 | SecondarySchool | NaturalGas | Natural Gas | CAN_ON_Toronto.Pearson.Intl.AP.716240_CWEC2016.epw | parametric |  | NECB_Default | NECB_Default | NECB_Default | NECB_Default | NECB_Default | NECB_Default | NECB_Default | NECB_Default | NECB_Default | NECB_Default | NECB_Default | NECB_Default | NECB_Default | NECB_Default | NECB_Default | NECB_Default | NECB_Default | NECB_Default | NECB_Default | NECB_Default | NECB_Default | NECB_Default | NECB_Default | NECB_Default | NECB_Default | NECB_Default | NECB_Default | NECB_Default | NECB_Default | NECB_Default | NECB_Default | NECB_Default | NECB_Default | NECB_Default | NECB_Default | NECB_Default | NECB_Default | NECB_Default | NECB_Default | NECB_Default | NECB_Default | NECB_Default | NECB_Default | NECB_Default | NECB_Default | aws_batch | 834599497928 | btap_private_cli |  | TRUE | TRUE |  |  | 290.5692 | 38.6571 | 214.9199 | 385.9423 | 19592 | 17870 | 35 | SecondarySchool |  |  | 1.1 | SecondarySchool | 2 |  | 2 | BTAP1980TO2010 | 0.18768 | 95216 | 1.0665 | 38.6075 | 77.0975 | 8.0035 | 311.0616 | 186.2866 | TORONTO | ONTARIO | 2.0709 | 58.9277 | 0 | 60.9986 | 16.5919 | 10.3978 | 0 | 26.9897 | 0 | 0.055014 | 0 | 0 | 0.37285 | 0.13861 | 0 | 1.0794 | 0.035323 | 0.14054 | 1.1924 | 0.00336 | 1.5653 | 0.11303 | 59.811 | 296.9323 | 35 | 0.678 | [5 empty] | 0.296 | 0.682 | 3.35 | 3.35 | 1.1 | Toronto Pearson Intl AP | CAN | 382 | 3615 | 43.677 | -79.631 | 5 | 3890 | ON | CAN_ON_Toronto.Pearson.Intl.AP.716240_CWEC2016.epw | 1.5653 | 38.6571 | 290.5692 | 14.0097 | 16.7378 | FALSE | FALSE | FALSE | FALSE | 14.9755 | 11.2023 | 0 | 0 | 0 | 0 | 2214.57 | 3977.9874 | 22.542 | 0.0056667 | 8239.09 | 0 | 1.5653 | 1352 | 1330.33 | 25.83 | 25.83 |  | https://s3.console.aws.amazon.com/s3/buckets/834599497928?region=ca-central-1&prefix=phylroy.lopez/reference/reference/output/d2258491-615f-4b58-99b1-1c7158f69848/ | 1.0.002
610 |  | TRUE | 403 | 768 | 0 | 896.289 |  |  |  | 0.1 | 2021-09-22 20:09:36 +0000 | 438c2ebff | 0.2.14 | :adv_dx_units: NECB_Default :airloop_economizer_type: NECB_Default :algorithm_type: parametric :analysis_id: reference :analysis_name: reference :boiler_eff: NECB_Default :btap_batch_version: 1.0.002 :building_type: SecondarySchool :chiller_type: NECB_Default :compute_environment: aws_batch :datapoint_id: a6adaa95-3eb4-48fa-8299-b95f3aba4d0c :daylighting_type: NECB_Default :dcv_type: NECB_Default :door_construction_cond: NECB_Default :ecm_system_name: NECB_Default :electrical_loads_scale: NECB_Default :enable_costing: true :epw_file: CAN_AB_Calgary.Intl.AP.718770_CWEC2016.epw :erv_package: NECB_Default :ext_floor_cond: NECB_Default :ext_roof_cond: NECB_Default :ext_wall_cond: NECB_Default :fdwr_set: NECB_Default :fixed_wind_solar_trans: NECB_Default :fixed_window_cond: NECB_Default :furnace_eff: NECB_Default :glass_door_cond: NECB_Default :glass_door_solar_trans: NECB_Default :ground_floor_cond: NECB_Default :ground_roof_cond: NECB_Default :ground_wall_cond: NECB_Default :image_name: btap_private_cli :infiltration_scale: NECB_Default :lights_scale: NECB_Default :lights_type: NECB_Default :nv_delta_temp_in_out: NECB_Default :nv_opening_fraction: NECB_Default :nv_temp_out_min: NECB_Default :nv_type: NECB_Default :oa_scale: NECB_Default :occupancy_loads_scale: NECB_Default :output_meters: [] :output_variables: [] :overhead_door_cond: NECB_Default :primary_heating_fuel: Electricity :pv_ground_azimuth_angle: NECB_Default :pv_ground_module_description: NECB_Default :pv_ground_tilt_angle: NECB_Default :pv_ground_total_area_pv_panels_m2: NECB_Default :pv_ground_type: NECB_Default :rotation_degrees: NECB_Default :run_annual_simulation: true :s3_bucket: '834599497928' :scale_x: NECB_Default :scale_y: NECB_Default :scale_z: NECB_Default :shw_eff: NECB_Default :skylight_cond: NECB_Default :skylight_solar_trans: NECB_Default :srr_set: NECB_Default :template: NECB2011 | reference | reference | a6adaa95-3eb4-48fa-8299-b95f3aba4d0c | NECB2011 | SecondarySchool | Electricity | Electricity | CAN_AB_Calgary.Intl.AP.718770_CWEC2016.epw | parametric |  | NECB_Default | NECB_Default | NECB_Default | NECB_Default | NECB_Default | NECB_Default | NECB_Default | NECB_Default | NECB_Default | NECB_Default | NECB_Default | NECB_Default | NECB_Default | NECB_Default | NECB_Default | NECB_Default | NECB_Default | NECB_Default | NECB_Default | NECB_Default | NECB_Default | NECB_Default | NECB_Default | NECB_Default | NECB_Default | NECB_Default | NECB_Default | NECB_Default | NECB_Default | NECB_Default | NECB_Default | NECB_Default | NECB_Default | NECB_Default | NECB_Default | NECB_Default | NECB_Default | NECB_Default | NECB_Default | NECB_Default | NECB_Default | NECB_Default | NECB_Default | NECB_Default | NECB_Default | aws_batch | 834599497928 | btap_private_cli |  | TRUE | TRUE |  |  | 152.008 | 25.5525 | 152.2426 | 217.6847 | 19592 | 17870 | 33.3 | SecondarySchool |  |  | 5 | SecondarySchool | 2 |  | 2 | NECB2011 | 0.18768 | 95216 | 141.4768 | 9.1719 | 73.342 | 8.1152 | 457.1639 | 225.0581 | CALGARY | ALBERTA | 210.5763 | 0 | 0 | 210.5763 | 19.9582 | 0 | 0 | 19.9582 | 0 | 0.024648 | 0 | 0 | 0.95953 | 0.12101 | 0 | 0.54807 | 0.035323 | 0.14054 | 0 | 0.0031258 | 0.95953 | 0.086803 | 177.9021 | 0 | 33.3 | 0.757 | [5 empty] | 0.162 | 0.21 | 2.2 | 2.2 | 5 | Calgary Intl AP | CAN | 64 | 4781 | 51.114 | -114.02 | 7a | 5000 | AB | CAN_AB_Calgary.Intl.AP.718770_CWEC2016.epw | 0.95953 | 25.5525 | 152.008 | 11.0464 | 17.9632 | TRUE | FALSE | FALSE | FALSE | 13.6635 | 17.5893 | 0 | 4.6529 | 0.0011697 | 1700.65 | 0 | 3977.9874 | 22.542 | 0.0056667 | 8239.09 | 0 | 0.95953 | 578.83 | 563 | 11.33 | 11.33 |  | https://s3.console.aws.amazon.com/s3/buckets/834599497928?region=ca-central-1&prefix=phylroy.lopez/reference/reference/output/a6adaa95-3eb4-48fa-8299-b95f3aba4d0c/ | 1.0.002
611 |  | TRUE | 48 | 0 | 0 | 126.2808 |  |  |  | 0.1 | 2021-09-22 20:10:03 +0000 | 438c2ebff | 0.2.14 | :adv_dx_units: NECB_Default :airloop_economizer_type: NECB_Default :algorithm_type: parametric :analysis_id: reference :analysis_name: reference :boiler_eff: NECB_Default :btap_batch_version: 1.0.002 :building_type: FullServiceRestaurant :chiller_type: NECB_Default :compute_environment: aws_batch :datapoint_id: ef56eb23-5782-4996-b103-e7a92d6effeb :daylighting_type: NECB_Default :dcv_type: NECB_Default :door_construction_cond: NECB_Default :ecm_system_name: NECB_Default :electrical_loads_scale: NECB_Default :enable_costing: true :epw_file: CAN_AB_Edmonton.Intl.AP.711230_CWEC2016.epw :erv_package: NECB_Default :ext_floor_cond: NECB_Default :ext_roof_cond: NECB_Default :ext_wall_cond: NECB_Default :fdwr_set: NECB_Default :fixed_wind_solar_trans: NECB_Default :fixed_window_cond: NECB_Default :furnace_eff: NECB_Default :glass_door_cond: NECB_Default :glass_door_solar_trans: NECB_Default :ground_floor_cond: NECB_Default :ground_roof_cond: NECB_Default :ground_wall_cond: NECB_Default :image_name: btap_private_cli :infiltration_scale: NECB_Default :lights_scale: NECB_Default :lights_type: NECB_Default :nv_delta_temp_in_out: NECB_Default :nv_opening_fraction: NECB_Default :nv_temp_out_min: NECB_Default :nv_type: NECB_Default :oa_scale: NECB_Default :occupancy_loads_scale: NECB_Default :output_meters: [] :output_variables: [] :overhead_door_cond: NECB_Default :primary_heating_fuel: NaturalGas :pv_ground_azimuth_angle: NECB_Default :pv_ground_module_description: NECB_Default :pv_ground_tilt_angle: NECB_Default :pv_ground_total_area_pv_panels_m2: NECB_Default :pv_ground_type: NECB_Default :rotation_degrees: NECB_Default :run_annual_simulation: true :s3_bucket: '834599497928' :scale_x: NECB_Default :scale_y: NECB_Default :scale_z: NECB_Default :shw_eff: NECB_Default :skylight_cond: NECB_Default :skylight_solar_trans: NECB_Default :srr_set: NECB_Default :template: NECB2015 | reference | reference | ef56eb23-5782-4996-b103-e7a92d6effeb | NECB2015 | FullServiceRestaurant | NaturalGas | Natural Gas | CAN_AB_Edmonton.Intl.AP.711230_CWEC2016.epw | parametric |  | NECB_Default | NECB_Default | NECB_Default | NECB_Default | NECB_Default | NECB_Default | NECB_Default | NECB_Default | NECB_Default | NECB_Default | NECB_Default | NECB_Default | NECB_Default | NECB_Default | NECB_Default | NECB_Default | NECB_Default | NECB_Default | NECB_Default | NECB_Default | NECB_Default | NECB_Default | NECB_Default | NECB_Default | NECB_Default | NECB_Default | NECB_Default | NECB_Default | NECB_Default | NECB_Default | NECB_Default | NECB_Default | NECB_Default | NECB_Default | NECB_Default | NECB_Default | NECB_Default | NECB_Default | NECB_Default | NECB_Default | NECB_Default | NECB_Default | NECB_Default | NECB_Default | NECB_Default | aws_batch | 834599497928 | btap_private_cli |  | TRUE | TRUE |  |  | 399.8172 | 26.4845 | 526.2806 | 848.7941 | 511.15 | 845.2233 | 32.5 | FullServiceRestaurant |  |  | 0 | FullServiceRestaurant | 1 |  | 1 | NECB2015 | 0.35452 | 2384.1067 | 241.1 | 94.3967 | 70.6812 | 18.7373 | 732.4306 | 307.5153 | EDMONTON | ALBERTA | 109.5807 | 142.7462 | 0 | 252.3268 | 10.386 | 10.1837 | 0 | 20.5696 | 0 | 0.020796 | 0 | 0 | 0.49933 | 0.20538 | 0 | 2.6149 | 0.067182 | 0.20528 | 2.8288 | 0.00068473 | 3.3281 | 0.21391 | 48.9233 | 405.6942 | 32.5 | 0.757 | [5 empty] | 0.162 | 0.21 | 2.2 |  | 0 | Edmonton Intl AP | CAN | 23 | 5588 | 53.31 | -113.579 | 7a | 5120 | AB | CAN_AB_Edmonton.Intl.AP.711230_CWEC2016.epw | 3.3281 | 26.4845 | 399.8172 | 5.0047 | 17.3258 | FALSE | FALSE | FALSE | FALSE | 10.2938 | 19.7694 | 0 | 0 | 0 | 0 | 109.34 | 44.149 | 1.0279 | 0.023283 | 375.71 | 0 | 3.3281 | 8.17 | 8 | 0 | 0 |  | https://s3.console.aws.amazon.com/s3/buckets/834599497928?region=ca-central-1&prefix=phylroy.lopez/reference/reference/output/ef56eb23-5782-4996-b103-e7a92d6effeb/ | 1.0.002
612 |  | TRUE | 48 | 0 | 0 | 125.8785 |  |  |  | 0.1 | 2021-09-22 20:09:47 +0000 | 438c2ebff | 0.2.14 | :adv_dx_units: NECB_Default :airloop_economizer_type: NECB_Default :algorithm_type: parametric :analysis_id: reference :analysis_name: reference :boiler_eff: NECB_Default :btap_batch_version: 1.0.002 :building_type: FullServiceRestaurant :chiller_type: NECB_Default :compute_environment: aws_batch :datapoint_id: eed15b21-aa62-40d9-9a22-a00f84cf252a :daylighting_type: NECB_Default :dcv_type: NECB_Default :door_construction_cond: NECB_Default :ecm_system_name: NECB_Default :electrical_loads_scale: NECB_Default :enable_costing: true :epw_file: CAN_BC_Vancouver.Intl.AP.718920_CWEC2016.epw :erv_package: NECB_Default :ext_floor_cond: NECB_Default :ext_roof_cond: NECB_Default :ext_wall_cond: NECB_Default :fdwr_set: NECB_Default :fixed_wind_solar_trans: NECB_Default :fixed_window_cond: NECB_Default :furnace_eff: NECB_Default :glass_door_cond: NECB_Default :glass_door_solar_trans: NECB_Default :ground_floor_cond: NECB_Default :ground_roof_cond: NECB_Default :ground_wall_cond: NECB_Default :image_name: btap_private_cli :infiltration_scale: NECB_Default :lights_scale: NECB_Default :lights_type: NECB_Default :nv_delta_temp_in_out: NECB_Default :nv_opening_fraction: NECB_Default :nv_temp_out_min: NECB_Default :nv_type: NECB_Default :oa_scale: NECB_Default :occupancy_loads_scale: NECB_Default :output_meters: [] :output_variables: [] :overhead_door_cond: NECB_Default :primary_heating_fuel: Electricity :pv_ground_azimuth_angle: NECB_Default :pv_ground_module_description: NECB_Default :pv_ground_tilt_angle: NECB_Default :pv_ground_total_area_pv_panels_m2: NECB_Default :pv_ground_type: NECB_Default :rotation_degrees: NECB_Default :run_annual_simulation: true :s3_bucket: '834599497928' :scale_x: NECB_Default :scale_y: NECB_Default :scale_z: NECB_Default :shw_eff: NECB_Default :skylight_cond: NECB_Default :skylight_solar_trans: NECB_Default :srr_set: NECB_Default :template: NECB2015 | reference | reference | eed15b21-aa62-40d9-9a22-a00f84cf252a | NECB2015 | FullServiceRestaurant | Electricity | Electricity | CAN_BC_Vancouver.Intl.AP.718920_CWEC2016.epw | parametric |  | NECB_Default | NECB_Default | NECB_Default | NECB_Default | NECB_Default | NECB_Default | NECB_Default | NECB_Default | NECB_Default | NECB_Default | NECB_Default | NECB_Default | NECB_Default | NECB_Default | NECB_Default | NECB_Default | NECB_Default | NECB_Default | NECB_Default | NECB_Default | NECB_Default | NECB_Default | NECB_Default | NECB_Default | NECB_Default | NECB_Default | NECB_Default | NECB_Default | NECB_Default | NECB_Default | NECB_Default | NECB_Default | NECB_Default | NECB_Default | NECB_Default | NECB_Default | NECB_Default | NECB_Default | NECB_Default | NECB_Default | NECB_Default | NECB_Default | NECB_Default | NECB_Default | NECB_Default | aws_batch | 834599497928 | btap_private_cli |  | TRUE | TRUE |  |  | 165.786 | 23.8715 | 304.3736 | 406.5723 | 511.15 | 845.2233 | 40 | FullServiceRestaurant |  |  | 0 | FullServiceRestaurant | 1 |  | 1 | NECB2015 | 0.35452 | 2384.1067 | 228.6219 | 9.6935 | 63.3246 | 31.926 | 681.2531 | 347.6871 | VANCOUVER | BRITISH COLUMBIA | 4.9202 | 0 | 0 | 4.9202 | 49.1329 | 0 | 0 | 49.1329 | 0 | 0.018116 | 0 | 0 | 1.7361 | 0.20526 | 0 | 1.0957 | 0.067182 | 0.20528 | 0 | 0 | 1.7361 | 0.14454 | 194.5995 | 0 | 40 | 0.757 | [5 empty] | 0.227 | 0.315 | 2.4 |  | 0 | Vancouver Intl AP | CAN | 42 | 2797 | 49.195 | -123.184 | 4 | 2800 | BC | CAN_BC_Vancouver.Intl.AP.718920_CWEC2016.epw | 1.7361 | 23.8715 | 165.786 | 4.6246 | 18.0228 | FALSE | FALSE | FALSE | FALSE | 9.0004 | 9.2536 | 0 | 0.20213 | 0.0045785 | 73.88 | 0 | 44.149 | 1.0279 | 0.023283 | 375.71 | 0 | 1.7361 | 11.5 | 9 | 0 | 0 |  | https://s3.console.aws.amazon.com/s3/buckets/834599497928?region=ca-central-1&prefix=phylroy.lopez/reference/reference/output/eed15b21-aa62-40d9-9a22-a00f84cf252a/ | 1.0.002
613 |  | TRUE | 45 | 0 | 0 | 126.1276 |  |  |  | 0.1 | 2021-09-22 20:09:51 +0000 | 438c2ebff | 0.2.14 | :adv_dx_units: NECB_Default :airloop_economizer_type: NECB_Default :algorithm_type: parametric :analysis_id: reference :analysis_name: reference :boiler_eff: NECB_Default :btap_batch_version: 1.0.002 :building_type: FullServiceRestaurant :chiller_type: NECB_Default :compute_environment: aws_batch :datapoint_id: 1555ba3d-c19a-43ea-a92b-4fee489c8f3f :daylighting_type: NECB_Default :dcv_type: NECB_Default :door_construction_cond: NECB_Default :ecm_system_name: NECB_Default :electrical_loads_scale: NECB_Default :enable_costing: true :epw_file: CAN_BC_Vancouver.Intl.AP.718920_CWEC2016.epw :erv_package: NECB_Default :ext_floor_cond: NECB_Default :ext_roof_cond: NECB_Default :ext_wall_cond: NECB_Default :fdwr_set: NECB_Default :fixed_wind_solar_trans: NECB_Default :fixed_window_cond: NECB_Default :furnace_eff: NECB_Default :glass_door_cond: NECB_Default :glass_door_solar_trans: NECB_Default :ground_floor_cond: NECB_Default :ground_roof_cond: NECB_Default :ground_wall_cond: NECB_Default :image_name: btap_private_cli :infiltration_scale: NECB_Default :lights_scale: NECB_Default :lights_type: NECB_Default :nv_delta_temp_in_out: NECB_Default :nv_opening_fraction: NECB_Default :nv_temp_out_min: NECB_Default :nv_type: NECB_Default :oa_scale: NECB_Default :occupancy_loads_scale: NECB_Default :output_meters: [] :output_variables: [] :overhead_door_cond: NECB_Default :primary_heating_fuel: NaturalGas :pv_ground_azimuth_angle: NECB_Default :pv_ground_module_description: NECB_Default :pv_ground_tilt_angle: NECB_Default :pv_ground_total_area_pv_panels_m2: NECB_Default :pv_ground_type: NECB_Default :rotation_degrees: NECB_Default :run_annual_simulation: true :s3_bucket: '834599497928' :scale_x: NECB_Default :scale_y: NECB_Default :scale_z: NECB_Default :shw_eff: NECB_Default :skylight_cond: NECB_Default :skylight_solar_trans: NECB_Default :srr_set: NECB_Default :template: NECB2015 | reference | reference | 1555ba3d-c19a-43ea-a92b-4fee489c8f3f | NECB2015 | FullServiceRestaurant | NaturalGas | Natural Gas | CAN_BC_Vancouver.Intl.AP.718920_CWEC2016.epw | parametric |  | NECB_Default | NECB_Default | NECB_Default | NECB_Default | NECB_Default | NECB_Default | NECB_Default | NECB_Default | NECB_Default | NECB_Default | NECB_Default | NECB_Default | NECB_Default | NECB_Default | NECB_Default | NECB_Default | NECB_Default | NECB_Default | NECB_Default | NECB_Default | NECB_Default | NECB_Default | NECB_Default | NECB_Default | NECB_Default | NECB_Default | NECB_Default | NECB_Default | NECB_Default | NECB_Default | NECB_Default | NECB_Default | NECB_Default | NECB_Default | NECB_Default | NECB_Default | NECB_Default | NECB_Default | NECB_Default | NECB_Default | NECB_Default | NECB_Default | NECB_Default | NECB_Default | NECB_Default | aws_batch | 834599497928 | btap_private_cli |  | TRUE | TRUE |  |  | 217.5661 | 24.2584 | 304.0747 | 543.5402 | 511.15 | 845.2233 | 40 | FullServiceRestaurant |  |  | 0 | FullServiceRestaurant | 1 |  | 1 | NECB2015 | 0.35452 | 2384.1067 | 228.6219 | 73.6497 | 63.3246 | 18.511 | 687.9948 | 303.8876 | VANCOUVER | BRITISH COLUMBIA | 1.4105 | 87.2919 | 0 | 88.7024 | 14.0849 | 19.5831 | 0 | 33.6681 | 0 | 0.018273 | 0 | 0 | 0.4977 | 0.20675 | 0 | 1.5463 | 0.067182 | 0.20528 | 1.7315 | 0.0002152 | 2.2292 | 0.18525 | 46.6906 | 227.2725 | 40 | 0.757 | [5 empty] | 0.227 | 0.315 | 2.4 |  | 0 | Vancouver Intl AP | CAN | 42 | 2797 | 49.195 | -123.184 | 4 | 2800 | BC | CAN_BC_Vancouver.Intl.AP.718920_CWEC2016.epw | 2.2292 | 24.2584 | 217.5661 | 4.6246 | 18.0229 | FALSE | FALSE | FALSE | FALSE | 9.0004 | 9.2536 | 0 | 0 | 0 | 0 | 94.69 | 44.149 | 1.0279 | 0.023283 | 375.71 | 0 | 2.2292 | 11.5 | 9 | 0.17 | 0.17 |  | https://s3.console.aws.amazon.com/s3/buckets/834599497928?region=ca-central-1&prefix=phylroy.lopez/reference/reference/output/1555ba3d-c19a-43ea-a92b-4fee489c8f3f/ | 1.0.002
614 |  | TRUE | 51 | 0 | 0 | 125.3364 |  |  |  | 0.1 | 2021-09-22 20:10:03 +0000 | 438c2ebff | 0.2.14 | :adv_dx_units: NECB_Default :airloop_economizer_type: NECB_Default :algorithm_type: parametric :analysis_id: reference :analysis_name: reference :boiler_eff: NECB_Default :btap_batch_version: 1.0.002 :building_type: FullServiceRestaurant :chiller_type: NECB_Default :compute_environment: aws_batch :datapoint_id: 57217518-ad56-498f-bcbe-af48189b5521 :daylighting_type: NECB_Default :dcv_type: NECB_Default :door_construction_cond: NECB_Default :ecm_system_name: NECB_Default :electrical_loads_scale: NECB_Default :enable_costing: true :epw_file: CAN_YT_Whitehorse.Intl.AP.719640_CWEC2016.epw :erv_package: NECB_Default :ext_floor_cond: NECB_Default :ext_roof_cond: NECB_Default :ext_wall_cond: NECB_Default :fdwr_set: NECB_Default :fixed_wind_solar_trans: NECB_Default :fixed_window_cond: NECB_Default :furnace_eff: NECB_Default :glass_door_cond: NECB_Default :glass_door_solar_trans: NECB_Default :ground_floor_cond: NECB_Default :ground_roof_cond: NECB_Default :ground_wall_cond: NECB_Default :image_name: btap_private_cli :infiltration_scale: NECB_Default :lights_scale: NECB_Default :lights_type: NECB_Default :nv_delta_temp_in_out: NECB_Default :nv_opening_fraction: NECB_Default :nv_temp_out_min: NECB_Default :nv_type: NECB_Default :oa_scale: NECB_Default :occupancy_loads_scale: NECB_Default :output_meters: [] :output_variables: [] :overhead_door_cond: NECB_Default :primary_heating_fuel: Electricity :pv_ground_azimuth_angle: NECB_Default :pv_ground_module_description: NECB_Default :pv_ground_tilt_angle: NECB_Default :pv_ground_total_area_pv_panels_m2: NECB_Default :pv_ground_type: NECB_Default :rotation_degrees: NECB_Default :run_annual_simulation: true :s3_bucket: '834599497928' :scale_x: NECB_Default :scale_y: NECB_Default :scale_z: NECB_Default :shw_eff: NECB_Default :skylight_cond: NECB_Default :skylight_solar_trans: NECB_Default :srr_set: NECB_Default :template: NECB2015 | reference | reference | 57217518-ad56-498f-bcbe-af48189b5521 | NECB2015 | FullServiceRestaurant | Electricity | Electricity | CAN_YT_Whitehorse.Intl.AP.719640_CWEC2016.epw | parametric |  | NECB_Default | NECB_Default | NECB_Default | NECB_Default | NECB_Default | NECB_Default | NECB_Default | NECB_Default | NECB_Default | NECB_Default | NECB_Default | NECB_Default | NECB_Default | NECB_Default | NECB_Default | NECB_Default | NECB_Default | NECB_Default | NECB_Default | NECB_Default | NECB_Default | NECB_Default | NECB_Default | NECB_Default | NECB_Default | NECB_Default | NECB_Default | NECB_Default | NECB_Default | NECB_Default | NECB_Default | NECB_Default | NECB_Default | NECB_Default | NECB_Default | NECB_Default | NECB_Default | NECB_Default | NECB_Default | NECB_Default | NECB_Default | NECB_Default | NECB_Default | NECB_Default | NECB_Default | aws_batch | 834599497928 | btap_private_cli |  | TRUE | TRUE |  |  | 403.7662 | 19.1399 | 618.8062 | 724.8796 | 511.15 | 845.2233 | 22.8 | FullServiceRestaurant |  |  | 0 | FullServiceRestaurant | 1 |  | 1 | NECB2015 | 0.35452 | 2384.1067 | 186.325 | 10.4525 | 63.2393 | 31.2927 | 637.6722 | 346.3627 | WHITEHORSE | YUKON | 44.8265 | 0 | 0 | 44.8265 | 102.6586 | 0 | 0 | 102.6586 | 0 | 0.0070821 | 0 | 0 | 2.882 | 0.19896 | 0 | 2.2277 | 0.067182 | 0.20528 | 0 | 0 | 2.882 | 0.17584 | 429.1991 | 0 | 22.8 | 0.757 | [5 empty] | 0.162 | 0.21 | 2.2 |  | 0 | Whitehorse Intl AP | CAN | 5 | 6491 | 60.709 | -135.069 | 7b | 6580 | YT | CAN_YT_Whitehorse.Intl.AP.719640_CWEC2016.epw | 2.882 | 19.1399 | 403.7662 | 6.2469 | 14.0897 | TRUE | FALSE | FALSE | FALSE | 6.463 | 21.6201 | 0 | 0.24591 | 0.00557 | 89.88 | 0 | 44.149 | 1.0279 | 0.023283 | 375.71 | 0 | 2.882 | 5.17 | 4.5 | 0 | 0 |  | https://s3.console.aws.amazon.com/s3/buckets/834599497928?region=ca-central-1&prefix=phylroy.lopez/reference/reference/output/57217518-ad56-498f-bcbe-af48189b5521/ | 1.0.002
615 |  | TRUE | 55 | 0 | 0 | 126.5555 |  |  |  | 0.1 | 2021-09-22 20:09:53 +0000 | 438c2ebff | 0.2.14 | :adv_dx_units: NECB_Default :airloop_economizer_type: NECB_Default :algorithm_type: parametric :analysis_id: reference :analysis_name: reference :boiler_eff: NECB_Default :btap_batch_version: 1.0.002 :building_type: FullServiceRestaurant :chiller_type: NECB_Default :compute_environment: aws_batch :datapoint_id: 729703a9-d0bf-4e2a-b481-c3bd822f14c3 :daylighting_type: NECB_Default :dcv_type: NECB_Default :door_construction_cond: NECB_Default :ecm_system_name: NECB_Default :electrical_loads_scale: NECB_Default :enable_costing: true :epw_file: CAN_AB_Calgary.Intl.AP.718770_CWEC2016.epw :erv_package: NECB_Default :ext_floor_cond: NECB_Default :ext_roof_cond: NECB_Default :ext_wall_cond: NECB_Default :fdwr_set: NECB_Default :fixed_wind_solar_trans: NECB_Default :fixed_window_cond: NECB_Default :furnace_eff: NECB_Default :glass_door_cond: NECB_Default :glass_door_solar_trans: NECB_Default :ground_floor_cond: NECB_Default :ground_roof_cond: NECB_Default :ground_wall_cond: NECB_Default :image_name: btap_private_cli :infiltration_scale: NECB_Default :lights_scale: NECB_Default :lights_type: NECB_Default :nv_delta_temp_in_out: NECB_Default :nv_opening_fraction: NECB_Default :nv_temp_out_min: NECB_Default :nv_type: NECB_Default :oa_scale: NECB_Default :occupancy_loads_scale: NECB_Default :output_meters: [] :output_variables: [] :overhead_door_cond: NECB_Default :primary_heating_fuel: Electricity :pv_ground_azimuth_angle: NECB_Default :pv_ground_module_description: NECB_Default :pv_ground_tilt_angle: NECB_Default :pv_ground_total_area_pv_panels_m2: NECB_Default :pv_ground_type: NECB_Default :rotation_degrees: NECB_Default :run_annual_simulation: true :s3_bucket: '834599497928' :scale_x: NECB_Default :scale_y: NECB_Default :scale_z: NECB_Default :shw_eff: NECB_Default :skylight_cond: NECB_Default :skylight_solar_trans: NECB_Default :srr_set: NECB_Default :template: NECB2015 | reference | reference | 729703a9-d0bf-4e2a-b481-c3bd822f14c3 | NECB2015 | FullServiceRestaurant | Electricity | Electricity | CAN_AB_Calgary.Intl.AP.718770_CWEC2016.epw | parametric |  | NECB_Default | NECB_Default | NECB_Default | NECB_Default | NECB_Default | NECB_Default | NECB_Default | NECB_Default | NECB_Default | NECB_Default | NECB_Default | NECB_Default | NECB_Default | NECB_Default | NECB_Default | NECB_Default | NECB_Default | NECB_Default | NECB_Default | NECB_Default | NECB_Default | NECB_Default | NECB_Default | NECB_Default | NECB_Default | NECB_Default | NECB_Default | NECB_Default | NECB_Default | NECB_Default | NECB_Default | NECB_Default | NECB_Default | NECB_Default | NECB_Default | NECB_Default | NECB_Default | NECB_Default | NECB_Default | NECB_Default | NECB_Default | NECB_Default | NECB_Default | NECB_Default | NECB_Default | aws_batch | 834599497928 | btap_private_cli |  | TRUE | TRUE |  |  | 288.9495 | 29.4192 | 422.5874 | 531.9378 | 511.15 | 845.2233 | 33.3 | FullServiceRestaurant |  |  | 0 | FullServiceRestaurant | 1 |  | 1 | NECB2015 | 0.35452 | 2384.1067 | 246.2634 | 12.5016 | 68.0389 | 32.0694 | 716.478 | 357.6048 | CALGARY | ALBERTA | 480.0503 | 0 | 0 | 480.0503 | 45.4988 | 0 | 0 | 45.4988 | 0 | 0.024865 | 0 | 0 | 2.1874 | 0.20757 | 0 | 1.5213 | 0.067182 | 0.20528 | 0 | 0 | 2.1874 | 0.16122 | 316.8263 | 0 | 33.3 | 0.757 | [5 empty] | 0.162 | 0.21 | 2.2 |  | 0 | Calgary Intl AP | CAN | 64 | 4781 | 51.114 | -114.02 | 7a | 5000 | AB | CAN_AB_Calgary.Intl.AP.718770_CWEC2016.epw | 2.1874 | 29.4192 | 288.9495 | 4.985 | 18.292 | FALSE | FALSE | FALSE | FALSE | 11.4426 | 17.6341 | 0 | 0.22547 | 0.0051071 | 82.41 | 0 | 44.149 | 1.0279 | 0.023283 | 375.71 | 0 | 2.1874 | 11.17 | 9.67 | 0 | 0 |  | https://s3.console.aws.amazon.com/s3/buckets/834599497928?region=ca-central-1&prefix=phylroy.lopez/reference/reference/output/729703a9-d0bf-4e2a-b481-c3bd822f14c3/ | 1.0.002
616 |  | TRUE | 54 | 0 | 0 | 126.5301 |  |  |  | 0.1 | 2021-09-22 20:09:58 +0000 | 438c2ebff | 0.2.14 | :adv_dx_units: NECB_Default :airloop_economizer_type: NECB_Default :algorithm_type: parametric :analysis_id: reference :analysis_name: reference :boiler_eff: NECB_Default :btap_batch_version: 1.0.002 :building_type: FullServiceRestaurant :chiller_type: NECB_Default :compute_environment: aws_batch :datapoint_id: 88a7309b-c96a-4ab1-8e5f-59fa3b44d4dc :daylighting_type: NECB_Default :dcv_type: NECB_Default :door_construction_cond: NECB_Default :ecm_system_name: NECB_Default :electrical_loads_scale: NECB_Default :enable_costing: true :epw_file: CAN_ON_Toronto.Pearson.Intl.AP.716240_CWEC2016.epw :erv_package: NECB_Default :ext_floor_cond: NECB_Default :ext_roof_cond: NECB_Default :ext_wall_cond: NECB_Default :fdwr_set: NECB_Default :fixed_wind_solar_trans: NECB_Default :fixed_window_cond: NECB_Default :furnace_eff: NECB_Default :glass_door_cond: NECB_Default :glass_door_solar_trans: NECB_Default :ground_floor_cond: NECB_Default :ground_roof_cond: NECB_Default :ground_wall_cond: NECB_Default :image_name: btap_private_cli :infiltration_scale: NECB_Default :lights_scale: NECB_Default :lights_type: NECB_Default :nv_delta_temp_in_out: NECB_Default :nv_opening_fraction: NECB_Default :nv_temp_out_min: NECB_Default :nv_type: NECB_Default :oa_scale: NECB_Default :occupancy_loads_scale: NECB_Default :output_meters: [] :output_variables: [] :overhead_door_cond: NECB_Default :primary_heating_fuel: Electricity :pv_ground_azimuth_angle: NECB_Default :pv_ground_module_description: NECB_Default :pv_ground_tilt_angle: NECB_Default :pv_ground_total_area_pv_panels_m2: NECB_Default :pv_ground_type: NECB_Default :rotation_degrees: NECB_Default :run_annual_simulation: true :s3_bucket: '834599497928' :scale_x: NECB_Default :scale_y: NECB_Default :scale_z: NECB_Default :shw_eff: NECB_Default :skylight_cond: NECB_Default :skylight_solar_trans: NECB_Default :srr_set: NECB_Default :template: NECB2015 | reference | reference | 88a7309b-c96a-4ab1-8e5f-59fa3b44d4dc | NECB2015 | FullServiceRestaurant | Electricity | Electricity | CAN_ON_Toronto.Pearson.Intl.AP.716240_CWEC2016.epw | parametric |  | NECB_Default | NECB_Default | NECB_Default | NECB_Default | NECB_Default | NECB_Default | NECB_Default | NECB_Default | NECB_Default | NECB_Default | NECB_Default | NECB_Default | NECB_Default | NECB_Default | NECB_Default | NECB_Default | NECB_Default | NECB_Default | NECB_Default | NECB_Default | NECB_Default | NECB_Default | NECB_Default | NECB_Default | NECB_Default | NECB_Default | NECB_Default | NECB_Default | NECB_Default | NECB_Default | NECB_Default | NECB_Default | NECB_Default | NECB_Default | NECB_Default | NECB_Default | NECB_Default | NECB_Default | NECB_Default | NECB_Default | NECB_Default | NECB_Default | NECB_Default | NECB_Default | NECB_Default | aws_batch | 834599497928 | btap_private_cli |  | TRUE | TRUE |  |  | 307.0257 | 48.0283 | 380.27 | 501.4999 | 511.15 | 845.2233 | 40 | FullServiceRestaurant |  |  | 0 | FullServiceRestaurant | 1 |  | 1 | NECB2015 | 0.35452 | 2384.1067 | 262.029 | 13.3189 | 71.3353 | 32.326 | 769.2059 | 390.1968 | TORONTO | ONTARIO | 11.5411 | 0 | 0 | 11.5411 | 92.4667 | 0 | 0 | 92.4667 | 0 | 0.077668 | 0 | 0 | 2.0779 | 0.21009 | 0 | 1.369 | 0.067182 | 0.20528 | 0 | 0 | 2.0779 | 0.14868 | 334.6237 | 0 | 40 | 0.757 | [5 empty] | 0.183 | 0.278 | 2.2 |  | 0 | Toronto Pearson Intl AP | CAN | 382 | 3615 | 43.677 | -79.631 | 5 | 3890 | ON | CAN_ON_Toronto.Pearson.Intl.AP.716240_CWEC2016.epw | 2.0779 | 48.0283 | 307.0257 | 8.6715 | 15.1634 | FALSE | FALSE | FALSE | FALSE | 12.8053 | 10.4239 | 0 | 0.20793 | 0.0047098 | 76 | 0 | 44.149 | 1.0279 | 0.023283 | 375.71 | 0 | 2.0779 | 31.67 | 24.83 | 0 | 0 |  | https://s3.console.aws.amazon.com/s3/buckets/834599497928?region=ca-central-1&prefix=phylroy.lopez/reference/reference/output/88a7309b-c96a-4ab1-8e5f-59fa3b44d4dc/ | 1.0.002
617 |  | TRUE | 52 | 0 | 0 | 126.6712 |  |  |  | 0.1 | 2021-09-22 20:10:03 +0000 | 438c2ebff | 0.2.14 | :adv_dx_units: NECB_Default :airloop_economizer_type: NECB_Default :algorithm_type: parametric :analysis_id: reference :analysis_name: reference :boiler_eff: NECB_Default :btap_batch_version: 1.0.002 :building_type: FullServiceRestaurant :chiller_type: NECB_Default :compute_environment: aws_batch :datapoint_id: 0dbaebed-ceeb-4771-8b8c-508fd6975490 :daylighting_type: NECB_Default :dcv_type: NECB_Default :door_construction_cond: NECB_Default :ecm_system_name: NECB_Default :electrical_loads_scale: NECB_Default :enable_costing: true :epw_file: CAN_AB_Calgary.Intl.AP.718770_CWEC2016.epw :erv_package: NECB_Default :ext_floor_cond: NECB_Default :ext_roof_cond: NECB_Default :ext_wall_cond: NECB_Default :fdwr_set: NECB_Default :fixed_wind_solar_trans: NECB_Default :fixed_window_cond: NECB_Default :furnace_eff: NECB_Default :glass_door_cond: NECB_Default :glass_door_solar_trans: NECB_Default :ground_floor_cond: NECB_Default :ground_roof_cond: NECB_Default :ground_wall_cond: NECB_Default :image_name: btap_private_cli :infiltration_scale: NECB_Default :lights_scale: NECB_Default :lights_type: NECB_Default :nv_delta_temp_in_out: NECB_Default :nv_opening_fraction: NECB_Default :nv_temp_out_min: NECB_Default :nv_type: NECB_Default :oa_scale: NECB_Default :occupancy_loads_scale: NECB_Default :output_meters: [] :output_variables: [] :overhead_door_cond: NECB_Default :primary_heating_fuel: NaturalGas :pv_ground_azimuth_angle: NECB_Default :pv_ground_module_description: NECB_Default :pv_ground_tilt_angle: NECB_Default :pv_ground_total_area_pv_panels_m2: NECB_Default :pv_ground_type: NECB_Default :rotation_degrees: NECB_Default :run_annual_simulation: true :s3_bucket: '834599497928' :scale_x: NECB_Default :scale_y: NECB_Default :scale_z: NECB_Default :shw_eff: NECB_Default :skylight_cond: NECB_Default :skylight_solar_trans: NECB_Default :srr_set: NECB_Default :template: NECB2015 | reference | reference | 0dbaebed-ceeb-4771-8b8c-508fd6975490 | NECB2015 | FullServiceRestaurant | NaturalGas | Natural Gas | CAN_AB_Calgary.Intl.AP.718770_CWEC2016.epw | parametric |  | NECB_Default | NECB_Default | NECB_Default | NECB_Default | NECB_Default | NECB_Default | NECB_Default | NECB_Default | NECB_Default | NECB_Default | NECB_Default | NECB_Default | NECB_Default | NECB_Default | NECB_Default | NECB_Default | NECB_Default | NECB_Default | NECB_Default | NECB_Default | NECB_Default | NECB_Default | NECB_Default | NECB_Default | NECB_Default | NECB_Default | NECB_Default | NECB_Default | NECB_Default | NECB_Default | NECB_Default | NECB_Default | NECB_Default | NECB_Default | NECB_Default | NECB_Default | NECB_Default | NECB_Default | NECB_Default | NECB_Default | NECB_Default | NECB_Default | NECB_Default | NECB_Default | NECB_Default | aws_batch | 834599497928 | btap_private_cli |  | TRUE | TRUE |  |  | 368.0082 | 29.9037 | 422.6037 | 710.2829 | 511.15 | 845.2233 | 33.3 | FullServiceRestaurant |  |  | 0 | FullServiceRestaurant | 1 |  | 1 | NECB2015 | 0.35452 | 2384.1067 | 246.2634 | 92.9447 | 68.0389 | 18.7239 | 728.3092 | 302.3383 | CALGARY | ALBERTA | 110.9846 | 117.2621 | 0 | 228.2467 | 10.519 | 8.3656 | 0 | 18.8846 | 0 | 0.025159 | 0 | 0 | 0.5057 | 0.20761 | 0 | 2.1185 | 0.067182 | 0.20528 | 2.3238 | 0.00046953 | 2.8295 | 0.20528 | 52.4605 | 376.3616 | 33.3 | 0.757 | [5 empty] | 0.162 | 0.21 | 2.2 |  | 0 | Calgary Intl AP | CAN | 64 | 4781 | 51.114 | -114.02 | 7a | 5000 | AB | CAN_AB_Calgary.Intl.AP.718770_CWEC2016.epw | 2.8295 | 29.9037 | 368.0082 | 4.985 | 18.2918 | FALSE | FALSE | FALSE | FALSE | 11.4426 | 17.634 | 0 | 0 | 0 | 0 | 104.93 | 44.149 | 1.0279 | 0.023283 | 375.71 | 0 | 2.8295 | 11.17 | 9.67 | 0 | 0 |  | https://s3.console.aws.amazon.com/s3/buckets/834599497928?region=ca-central-1&prefix=phylroy.lopez/reference/reference/output/0dbaebed-ceeb-4771-8b8c-508fd6975490/ | 1.0.002
618 |  | TRUE | 51 | 0 | 0 | 126.5431 |  |  |  | 0.1 | 2021-09-22 20:10:08 +0000 | 438c2ebff | 0.2.14 | :adv_dx_units: NECB_Default :airloop_economizer_type: NECB_Default :algorithm_type: parametric :analysis_id: reference :analysis_name: reference :boiler_eff: NECB_Default :btap_batch_version: 1.0.002 :building_type: FullServiceRestaurant :chiller_type: NECB_Default :compute_environment: aws_batch :datapoint_id: dac430b7-18a1-4834-b666-b4f67e8da50a :daylighting_type: NECB_Default :dcv_type: NECB_Default :door_construction_cond: NECB_Default :ecm_system_name: NECB_Default :electrical_loads_scale: NECB_Default :enable_costing: true :epw_file: CAN_ON_Toronto.Pearson.Intl.AP.716240_CWEC2016.epw :erv_package: NECB_Default :ext_floor_cond: NECB_Default :ext_roof_cond: NECB_Default :ext_wall_cond: NECB_Default :fdwr_set: NECB_Default :fixed_wind_solar_trans: NECB_Default :fixed_window_cond: NECB_Default :furnace_eff: NECB_Default :glass_door_cond: NECB_Default :glass_door_solar_trans: NECB_Default :ground_floor_cond: NECB_Default :ground_roof_cond: NECB_Default :ground_wall_cond: NECB_Default :image_name: btap_private_cli :infiltration_scale: NECB_Default :lights_scale: NECB_Default :lights_type: NECB_Default :nv_delta_temp_in_out: NECB_Default :nv_opening_fraction: NECB_Default :nv_temp_out_min: NECB_Default :nv_type: NECB_Default :oa_scale: NECB_Default :occupancy_loads_scale: NECB_Default :output_meters: [] :output_variables: [] :overhead_door_cond: NECB_Default :primary_heating_fuel: NaturalGas :pv_ground_azimuth_angle: NECB_Default :pv_ground_module_description: NECB_Default :pv_ground_tilt_angle: NECB_Default :pv_ground_total_area_pv_panels_m2: NECB_Default :pv_ground_type: NECB_Default :rotation_degrees: NECB_Default :run_annual_simulation: true :s3_bucket: '834599497928' :scale_x: NECB_Default :scale_y: NECB_Default :scale_z: NECB_Default :shw_eff: NECB_Default :skylight_cond: NECB_Default :skylight_solar_trans: NECB_Default :srr_set: NECB_Default :template: NECB2015 | reference | reference | dac430b7-18a1-4834-b666-b4f67e8da50a | NECB2015 | FullServiceRestaurant | NaturalGas | Natural Gas | CAN_ON_Toronto.Pearson.Intl.AP.716240_CWEC2016.epw | parametric |  | NECB_Default | NECB_Default | NECB_Default | NECB_Default | NECB_Default | NECB_Default | NECB_Default | NECB_Default | NECB_Default | NECB_Default | NECB_Default | NECB_Default | NECB_Default | NECB_Default | NECB_Default | NECB_Default | NECB_Default | NECB_Default | NECB_Default | NECB_Default | NECB_Default | NECB_Default | NECB_Default | NECB_Default | NECB_Default | NECB_Default | NECB_Default | NECB_Default | NECB_Default | NECB_Default | NECB_Default | NECB_Default | NECB_Default | NECB_Default | NECB_Default | NECB_Default | NECB_Default | NECB_Default | NECB_Default | NECB_Default | NECB_Default | NECB_Default | NECB_Default | NECB_Default | NECB_Default | aws_batch | 834599497928 | btap_private_cli |  | TRUE | TRUE |  |  | 389.4375 | 48.8262 | 380.3352 | 658.4282 | 511.15 | 845.2233 | 40 | FullServiceRestaurant |  |  | 0 | FullServiceRestaurant | 1 |  | 1 | NECB2015 | 0.35452 | 2384.1067 | 262.029 | 95.8461 | 71.3353 | 19.1656 | 792.2632 | 343.8873 | TORONTO | ONTARIO | 3.1212 | 102.8352 | 0 | 105.9564 | 25.0067 | 18.1452 | 0 | 43.152 | 0 | 0.078783 | 0 | 0 | 0.56193 | 0.21015 | 0 | 1.8907 | 0.067182 | 0.20528 | 2.0809 | 0.00052822 | 2.6428 | 0.1902 | 71.4195 | 399.6155 | 40 | 0.757 | [5 empty] | 0.183 | 0.278 | 2.2 |  | 0 | Toronto Pearson Intl AP | CAN | 382 | 3615 | 43.677 | -79.631 | 5 | 3890 | ON | CAN_ON_Toronto.Pearson.Intl.AP.716240_CWEC2016.epw | 2.6428 | 48.8262 | 389.4375 | 8.6715 | 15.1633 | FALSE | FALSE | FALSE | FALSE | 12.8053 | 10.4239 | 0 | 0 | 0 | 0 | 97.22 | 44.149 | 1.0279 | 0.023283 | 375.71 | 0 | 2.6428 | 31.67 | 24.83 | 0 | 0 |  | https://s3.console.aws.amazon.com/s3/buckets/834599497928?region=ca-central-1&prefix=phylroy.lopez/reference/reference/output/dac430b7-18a1-4834-b666-b4f67e8da50a/ | 1.0.002
619 |  | TRUE | 48 | 0 | 0 | 126.2918 |  |  |  | 0.1 | 2021-09-22 20:10:07 +0000 | 438c2ebff | 0.2.14 | :adv_dx_units: NECB_Default :airloop_economizer_type: NECB_Default :algorithm_type: parametric :analysis_id: reference :analysis_name: reference :boiler_eff: NECB_Default :btap_batch_version: 1.0.002 :building_type: FullServiceRestaurant :chiller_type: NECB_Default :compute_environment: aws_batch :datapoint_id: 287ea3cb-3bd5-4634-95b2-023f8b4a8fdd :daylighting_type: NECB_Default :dcv_type: NECB_Default :door_construction_cond: NECB_Default :ecm_system_name: NECB_Default :electrical_loads_scale: NECB_Default :enable_costing: true :epw_file: CAN_YT_Whitehorse.Intl.AP.719640_CWEC2016.epw :erv_package: NECB_Default :ext_floor_cond: NECB_Default :ext_roof_cond: NECB_Default :ext_wall_cond: NECB_Default :fdwr_set: NECB_Default :fixed_wind_solar_trans: NECB_Default :fixed_window_cond: NECB_Default :furnace_eff: NECB_Default :glass_door_cond: NECB_Default :glass_door_solar_trans: NECB_Default :ground_floor_cond: NECB_Default :ground_roof_cond: NECB_Default :ground_wall_cond: NECB_Default :image_name: btap_private_cli :infiltration_scale: NECB_Default :lights_scale: NECB_Default :lights_type: NECB_Default :nv_delta_temp_in_out: NECB_Default :nv_opening_fraction: NECB_Default :nv_temp_out_min: NECB_Default :nv_type: NECB_Default :oa_scale: NECB_Default :occupancy_loads_scale: NECB_Default :output_meters: [] :output_variables: [] :overhead_door_cond: NECB_Default :primary_heating_fuel: NaturalGas :pv_ground_azimuth_angle: NECB_Default :pv_ground_module_description: NECB_Default :pv_ground_tilt_angle: NECB_Default :pv_ground_total_area_pv_panels_m2: NECB_Default :pv_ground_type: NECB_Default :rotation_degrees: NECB_Default :run_annual_simulation: true :s3_bucket: '834599497928' :scale_x: NECB_Default :scale_y: NECB_Default :scale_z: NECB_Default :shw_eff: NECB_Default :skylight_cond: NECB_Default :skylight_solar_trans: NECB_Default :srr_set: NECB_Default :template: NECB2015 | reference | reference | 287ea3cb-3bd5-4634-95b2-023f8b4a8fdd | NECB2015 | FullServiceRestaurant | NaturalGas | Natural Gas | CAN_YT_Whitehorse.Intl.AP.719640_CWEC2016.epw | parametric |  | NECB_Default | NECB_Default | NECB_Default | NECB_Default | NECB_Default | NECB_Default | NECB_Default | NECB_Default | NECB_Default | NECB_Default | NECB_Default | NECB_Default | NECB_Default | NECB_Default | NECB_Default | NECB_Default | NECB_Default | NECB_Default | NECB_Default | NECB_Default | NECB_Default | NECB_Default | NECB_Default | NECB_Default | NECB_Default | NECB_Default | NECB_Default | NECB_Default | NECB_Default | NECB_Default | NECB_Default | NECB_Default | NECB_Default | NECB_Default | NECB_Default | NECB_Default | NECB_Default | NECB_Default | NECB_Default | NECB_Default | NECB_Default | NECB_Default | NECB_Default | NECB_Default | NECB_Default | aws_batch | 834599497928 | btap_private_cli |  | TRUE | TRUE |  |  | 508.3556 | 19.4494 | 618.8171 | 973.2792 | 511.15 | 845.2233 | 22.8 | FullServiceRestaurant |  |  | 0 | FullServiceRestaurant | 1 |  | 1 | NECB2015 | 0.35452 | 2384.1067 | 186.325 | 88.1856 | 63.2393 | 17.6962 | 627.3581 | 271.912 | WHITEHORSE | YUKON | 7.4554 | 164.0579 | 0 | 171.5133 | 17.0738 | 29.9034 | 0 | 46.9772 | 0 | 0.0071408 | 0 | 0 | 0.47931 | 0.1991 | 0 | 3.074 | 0.067182 | 0.20528 | 3.297 | 0.00060648 | 3.7763 | 0.22293 | 41.6484 | 519.1012 | 22.8 | 0.757 | [5 empty] | 0.162 | 0.21 | 2.2 |  | 0 | Whitehorse Intl AP | CAN | 5 | 6491 | 60.709 | -135.069 | 7b | 6580 | YT | CAN_YT_Whitehorse.Intl.AP.719640_CWEC2016.epw | 3.7763 | 19.4494 | 508.3556 | 6.2469 | 14.0894 | TRUE | FALSE | FALSE | FALSE | 6.463 | 21.6199 | 0 | 0 | 0 | 0 | 113.95 | 44.149 | 1.0279 | 0.023283 | 375.71 | 0 | 3.7763 | 5.17 | 4.5 | 0 | 0 |  | https://s3.console.aws.amazon.com/s3/buckets/834599497928?region=ca-central-1&prefix=phylroy.lopez/reference/reference/output/287ea3cb-3bd5-4634-95b2-023f8b4a8fdd/ | 1.0.002
620 |  | TRUE | 56 | 0 | 0 | 126.8188 |  |  |  | 0.1 | 2021-09-22 20:09:54 +0000 | 438c2ebff | 0.2.14 | :adv_dx_units: NECB_Default :airloop_economizer_type: NECB_Default :algorithm_type: parametric :analysis_id: reference :analysis_name: reference :boiler_eff: NECB_Default :btap_batch_version: 1.0.002 :building_type: FullServiceRestaurant :chiller_type: NECB_Default :compute_environment: aws_batch :datapoint_id: 3696d8f9-5382-4e0a-80ca-8b13dbcab481 :daylighting_type: NECB_Default :dcv_type: NECB_Default :door_construction_cond: NECB_Default :ecm_system_name: NECB_Default :electrical_loads_scale: NECB_Default :enable_costing: true :epw_file: CAN_QC_Montreal-Trudeau.Intl.AP.716270_CWEC2016.epw :erv_package: NECB_Default :ext_floor_cond: NECB_Default :ext_roof_cond: NECB_Default :ext_wall_cond: NECB_Default :fdwr_set: NECB_Default :fixed_wind_solar_trans: NECB_Default :fixed_window_cond: NECB_Default :furnace_eff: NECB_Default :glass_door_cond: NECB_Default :glass_door_solar_trans: NECB_Default :ground_floor_cond: NECB_Default :ground_roof_cond: NECB_Default :ground_wall_cond: NECB_Default :image_name: btap_private_cli :infiltration_scale: NECB_Default :lights_scale: NECB_Default :lights_type: NECB_Default :nv_delta_temp_in_out: NECB_Default :nv_opening_fraction: NECB_Default :nv_temp_out_min: NECB_Default :nv_type: NECB_Default :oa_scale: NECB_Default :occupancy_loads_scale: NECB_Default :output_meters: [] :output_variables: [] :overhead_door_cond: NECB_Default :primary_heating_fuel: Electricity :pv_ground_azimuth_angle: NECB_Default :pv_ground_module_description: NECB_Default :pv_ground_tilt_angle: NECB_Default :pv_ground_total_area_pv_panels_m2: NECB_Default :pv_ground_type: NECB_Default :rotation_degrees: NECB_Default :run_annual_simulation: true :s3_bucket: '834599497928' :scale_x: NECB_Default :scale_y: NECB_Default :scale_z: NECB_Default :shw_eff: NECB_Default :skylight_cond: NECB_Default :skylight_solar_trans: NECB_Default :srr_set: NECB_Default :template: NECB2017 | reference | reference | 3696d8f9-5382-4e0a-80ca-8b13dbcab481 | NECB2017 | FullServiceRestaurant | Electricity | Electricity | CAN_QC_Montreal-Trudeau.Intl.AP.716270_CWEC2016.epw | parametric |  | NECB_Default | NECB_Default | NECB_Default | NECB_Default | NECB_Default | NECB_Default | NECB_Default | NECB_Default | NECB_Default | NECB_Default | NECB_Default | NECB_Default | NECB_Default | NECB_Default | NECB_Default | NECB_Default | NECB_Default | NECB_Default | NECB_Default | NECB_Default | NECB_Default | NECB_Default | NECB_Default | NECB_Default | NECB_Default | NECB_Default | NECB_Default | NECB_Default | NECB_Default | NECB_Default | NECB_Default | NECB_Default | NECB_Default | NECB_Default | NECB_Default | NECB_Default | NECB_Default | NECB_Default | NECB_Default | NECB_Default | NECB_Default | NECB_Default | NECB_Default | NECB_Default | NECB_Default | aws_batch | 834599497928 | btap_private_cli |  | TRUE | TRUE |  |  | 336.967 | 39.6645 | 200.8543 | 316.9324 | 511.15 | 845.2233 | 37.3 | FullServiceRestaurant |  |  | 0 | FullServiceRestaurant | 1 |  | 1 | NECB2017 | 0.35452 | 2384.1067 | 242.0252 | 11.7183 | 64.9441 | 31.8231 | 769.5983 | 419.0876 | MONTREAL | QUEBEC | 0.56663 | 0 | 0 | 0.56663 | 36.0886 | 0 | 0 | 36.0886 | 0 | 0.058535 | 0 | 0 | 1.4581 | 0.20616 | 0.08207 | 0.72308 | 0.067182 | 0.16792 | 0 | 0 | 1.4581 | 0.15318 | 366.1608 | 0 | 37.3 | 0.757 | [5 empty] | 0.156 | 0.247 | 1.9 |  | 0 | Montreal-Trudeau Intl AP | CAN | 323 | 4090 | 45.471 | -73.741 | 6 | 4400 | QC | CAN_QC_Montreal-Trudeau.Intl.AP.716270_CWEC2016.epw | 1.4581 | 39.6645 | 336.967 | 7.5507 | 18.099 | FALSE | FALSE | FALSE | FALSE | 12.385 | 16.2697 | 0 | 0.21423 | 0.0048524 | 78.3 | 0 | 44.149 | 1.0279 | 0.023283 | 375.71 | 0 | 1.4581 | 21.17 | 14 | 0 | 0 |  | https://s3.console.aws.amazon.com/s3/buckets/834599497928?region=ca-central-1&prefix=phylroy.lopez/reference/reference/output/3696d8f9-5382-4e0a-80ca-8b13dbcab481/ | 1.0.002
621 |  | TRUE | 56 | 0 | 0 | 127.3722 |  |  |  | 0.1 | 2021-09-22 20:09:56 +0000 | 438c2ebff | 0.2.14 | :adv_dx_units: NECB_Default :airloop_economizer_type: NECB_Default :algorithm_type: parametric :analysis_id: reference :analysis_name: reference :boiler_eff: NECB_Default :btap_batch_version: 1.0.002 :building_type: FullServiceRestaurant :chiller_type: NECB_Default :compute_environment: aws_batch :datapoint_id: 7c9bd15e-7eed-4ae5-8183-824edc93094d :daylighting_type: NECB_Default :dcv_type: NECB_Default :door_construction_cond: NECB_Default :ecm_system_name: NECB_Default :electrical_loads_scale: NECB_Default :enable_costing: true :epw_file: CAN_NS_Halifax.Dockyard.713280_CWEC2016.epw :erv_package: NECB_Default :ext_floor_cond: NECB_Default :ext_roof_cond: NECB_Default :ext_wall_cond: NECB_Default :fdwr_set: NECB_Default :fixed_wind_solar_trans: NECB_Default :fixed_window_cond: NECB_Default :furnace_eff: NECB_Default :glass_door_cond: NECB_Default :glass_door_solar_trans: NECB_Default :ground_floor_cond: NECB_Default :ground_roof_cond: NECB_Default :ground_wall_cond: NECB_Default :image_name: btap_private_cli :infiltration_scale: NECB_Default :lights_scale: NECB_Default :lights_type: NECB_Default :nv_delta_temp_in_out: NECB_Default :nv_opening_fraction: NECB_Default :nv_temp_out_min: NECB_Default :nv_type: NECB_Default :oa_scale: NECB_Default :occupancy_loads_scale: NECB_Default :output_meters: [] :output_variables: [] :overhead_door_cond: NECB_Default :primary_heating_fuel: Electricity :pv_ground_azimuth_angle: NECB_Default :pv_ground_module_description: NECB_Default :pv_ground_tilt_angle: NECB_Default :pv_ground_total_area_pv_panels_m2: NECB_Default :pv_ground_type: NECB_Default :rotation_degrees: NECB_Default :run_annual_simulation: true :s3_bucket: '834599497928' :scale_x: NECB_Default :scale_y: NECB_Default :scale_z: NECB_Default :shw_eff: NECB_Default :skylight_cond: NECB_Default :skylight_solar_trans: NECB_Default :srr_set: NECB_Default :template: NECB2017 | reference | reference | 7c9bd15e-7eed-4ae5-8183-824edc93094d | NECB2017 | FullServiceRestaurant | Electricity | Electricity | CAN_NS_Halifax.Dockyard.713280_CWEC2016.epw | parametric |  | NECB_Default | NECB_Default | NECB_Default | NECB_Default | NECB_Default | NECB_Default | NECB_Default | NECB_Default | NECB_Default | NECB_Default | NECB_Default | NECB_Default | NECB_Default | NECB_Default | NECB_Default | NECB_Default | NECB_Default | NECB_Default | NECB_Default | NECB_Default | NECB_Default | NECB_Default | NECB_Default | NECB_Default | NECB_Default | NECB_Default | NECB_Default | NECB_Default | NECB_Default | NECB_Default | NECB_Default | NECB_Default | NECB_Default | NECB_Default | NECB_Default | NECB_Default | NECB_Default | NECB_Default | NECB_Default | NECB_Default | NECB_Default | NECB_Default | NECB_Default | NECB_Default | NECB_Default | aws_batch | 834599497928 | btap_private_cli |  | TRUE | TRUE |  |  | 179.8173 | 19.9763 | 167.0199 | 272.05 | 511.15 | 845.2233 | 40 | FullServiceRestaurant |  |  | 0 | FullServiceRestaurant | 1 |  | 1 | NECB2017 | 0.35452 | 2384.1067 | 228.3261 | 10.8932 | 68.9804 | 31.8636 | 738.362 | 398.2987 | HALIFAX | NOVA SCOTIA | 262.9209 | 0 | 0 | 262.9209 | 51.5637 | 0 | 0 | 51.5637 | 0 | 0.024083 | 0 | 0 | 1.2965 | 0.20286 | 0.08207 | 0.60127 | 0.067182 | 0.16792 | 0 | 0 | 1.2965 | 0.15117 | 206.253 | 0 | 40 | 0.757 | [5 empty] | 0.156 | 0.247 | 1.9 |  | 0 | Halifax Dockyard | CAN | 112 | 3647 | 44.655 | -63.577 | 6 | 4000 | NS | CAN_NS_Halifax.Dockyard.713280_CWEC2016.epw | 1.2966 | 19.9763 | 179.8173 | 6.1606 | 16.5718 | FALSE | FALSE | FALSE | FALSE | 6.9883 | 8.9631 | 0 | 0.21141 | 0.0047885 | 77.27 | 0 | 44.149 | 1.0279 | 0.023283 | 375.71 | 0 | 1.2965 | 12.83 | 9 | 0 | 0 |  | https://s3.console.aws.amazon.com/s3/buckets/834599497928?region=ca-central-1&prefix=phylroy.lopez/reference/reference/output/7c9bd15e-7eed-4ae5-8183-824edc93094d/ | 1.0.002
622 |  | TRUE | 53 | 0 | 0 | 128.7237 |  |  |  | 0.1 | 2021-09-22 20:10:02 +0000 | 438c2ebff | 0.2.14 | :adv_dx_units: NECB_Default :airloop_economizer_type: NECB_Default :algorithm_type: parametric :analysis_id: reference :analysis_name: reference :boiler_eff: NECB_Default :btap_batch_version: 1.0.002 :building_type: FullServiceRestaurant :chiller_type: NECB_Default :compute_environment: aws_batch :datapoint_id: 1dc800f8-957a-44ae-92d7-15555f7d2f64 :daylighting_type: NECB_Default :dcv_type: NECB_Default :door_construction_cond: NECB_Default :ecm_system_name: NECB_Default :electrical_loads_scale: NECB_Default :enable_costing: true :epw_file: CAN_QC_Montreal-Trudeau.Intl.AP.716270_CWEC2016.epw :erv_package: NECB_Default :ext_floor_cond: NECB_Default :ext_roof_cond: NECB_Default :ext_wall_cond: NECB_Default :fdwr_set: NECB_Default :fixed_wind_solar_trans: NECB_Default :fixed_window_cond: NECB_Default :furnace_eff: NECB_Default :glass_door_cond: NECB_Default :glass_door_solar_trans: NECB_Default :ground_floor_cond: NECB_Default :ground_roof_cond: NECB_Default :ground_wall_cond: NECB_Default :image_name: btap_private_cli :infiltration_scale: NECB_Default :lights_scale: NECB_Default :lights_type: NECB_Default :nv_delta_temp_in_out: NECB_Default :nv_opening_fraction: NECB_Default :nv_temp_out_min: NECB_Default :nv_type: NECB_Default :oa_scale: NECB_Default :occupancy_loads_scale: NECB_Default :output_meters: [] :output_variables: [] :overhead_door_cond: NECB_Default :primary_heating_fuel: NaturalGas :pv_ground_azimuth_angle: NECB_Default :pv_ground_module_description: NECB_Default :pv_ground_tilt_angle: NECB_Default :pv_ground_total_area_pv_panels_m2: NECB_Default :pv_ground_type: NECB_Default :rotation_degrees: NECB_Default :run_annual_simulation: true :s3_bucket: '834599497928' :scale_x: NECB_Default :scale_y: NECB_Default :scale_z: NECB_Default :shw_eff: NECB_Default :skylight_cond: NECB_Default :skylight_solar_trans: NECB_Default :srr_set: NECB_Default :template: NECB2017 | reference | reference | 1dc800f8-957a-44ae-92d7-15555f7d2f64 | NECB2017 | FullServiceRestaurant | NaturalGas | Natural Gas | CAN_QC_Montreal-Trudeau.Intl.AP.716270_CWEC2016.epw | parametric |  | NECB_Default | NECB_Default | NECB_Default | NECB_Default | NECB_Default | NECB_Default | NECB_Default | NECB_Default | NECB_Default | NECB_Default | NECB_Default | NECB_Default | NECB_Default | NECB_Default | NECB_Default | NECB_Default | NECB_Default | NECB_Default | NECB_Default | NECB_Default | NECB_Default | NECB_Default | NECB_Default | NECB_Default | NECB_Default | NECB_Default | NECB_Default | NECB_Default | NECB_Default | NECB_Default | NECB_Default | NECB_Default | NECB_Default | NECB_Default | NECB_Default | NECB_Default | NECB_Default | NECB_Default | NECB_Default | NECB_Default | NECB_Default | NECB_Default | NECB_Default | NECB_Default | NECB_Default | aws_batch | 834599497928 | btap_private_cli |  | TRUE | TRUE |  |  | 427.4957 | 40.3172 | 200.8815 | 423.0928 | 511.15 | 845.2233 | 37.3 | FullServiceRestaurant |  |  | 0 | FullServiceRestaurant | 1 |  | 1 | NECB2017 | 0.35452 | 2384.1067 | 242.0252 | 90.2274 | 64.9441 | 18.3005 | 779.4138 | 363.9166 | MONTREAL | QUEBEC | 0.22665 | 62.1004 | 0 | 62.327 | 14.435 | 16.2667 | 0 | 30.7017 | 0 | 0.059317 | 0 | 0 | 0.58321 | 0.20622 | 0.08207 | 1.0614 | 0.067182 | 0.16792 | 1.2571 | 0.00050866 | 1.8403 | 0.19564 | 65.2105 | 437.8494 | 37.3 | 0.757 | [5 empty] | 0.156 | 0.247 | 1.9 |  | 0 | Montreal-Trudeau Intl AP | CAN | 323 | 4090 | 45.471 | -73.741 | 6 | 4400 | QC | CAN_QC_Montreal-Trudeau.Intl.AP.716270_CWEC2016.epw | 1.8403 | 40.3172 | 427.4957 | 7.5507 | 18.0989 | FALSE | FALSE | FALSE | FALSE | 12.385 | 16.2696 | 0 | 0 | 0 | 0 | 100 | 44.149 | 1.0279 | 0.023283 | 375.71 | 0 | 1.8403 | 21.17 | 14 | 0 | 0 |  | https://s3.console.aws.amazon.com/s3/buckets/834599497928?region=ca-central-1&prefix=phylroy.lopez/reference/reference/output/1dc800f8-957a-44ae-92d7-15555f7d2f64/ | 1.0.002
623 |  | TRUE | 53 | 0 | 0 | 127.9795 |  |  |  | 0.1 | 2021-09-22 20:10:08 +0000 | 438c2ebff | 0.2.14 | :adv_dx_units: NECB_Default :airloop_economizer_type: NECB_Default :algorithm_type: parametric :analysis_id: reference :analysis_name: reference :boiler_eff: NECB_Default :btap_batch_version: 1.0.002 :building_type: FullServiceRestaurant :chiller_type: NECB_Default :compute_environment: aws_batch :datapoint_id: 03640d2f-4ff4-4590-8d29-fa3772ecf1a3 :daylighting_type: NECB_Default :dcv_type: NECB_Default :door_construction_cond: NECB_Default :ecm_system_name: NECB_Default :electrical_loads_scale: NECB_Default :enable_costing: true :epw_file: CAN_AB_Edmonton.Intl.AP.711230_CWEC2016.epw :erv_package: NECB_Default :ext_floor_cond: NECB_Default :ext_roof_cond: NECB_Default :ext_wall_cond: NECB_Default :fdwr_set: NECB_Default :fixed_wind_solar_trans: NECB_Default :fixed_window_cond: NECB_Default :furnace_eff: NECB_Default :glass_door_cond: NECB_Default :glass_door_solar_trans: NECB_Default :ground_floor_cond: NECB_Default :ground_roof_cond: NECB_Default :ground_wall_cond: NECB_Default :image_name: btap_private_cli :infiltration_scale: NECB_Default :lights_scale: NECB_Default :lights_type: NECB_Default :nv_delta_temp_in_out: NECB_Default :nv_opening_fraction: NECB_Default :nv_temp_out_min: NECB_Default :nv_type: NECB_Default :oa_scale: NECB_Default :occupancy_loads_scale: NECB_Default :output_meters: [] :output_variables: [] :overhead_door_cond: NECB_Default :primary_heating_fuel: Electricity :pv_ground_azimuth_angle: NECB_Default :pv_ground_module_description: NECB_Default :pv_ground_tilt_angle: NECB_Default :pv_ground_total_area_pv_panels_m2: NECB_Default :pv_ground_type: NECB_Default :rotation_degrees: NECB_Default :run_annual_simulation: true :s3_bucket: '834599497928' :scale_x: NECB_Default :scale_y: NECB_Default :scale_z: NECB_Default :shw_eff: NECB_Default :skylight_cond: NECB_Default :skylight_solar_trans: NECB_Default :srr_set: NECB_Default :template: NECB2017 | reference | reference | 03640d2f-4ff4-4590-8d29-fa3772ecf1a3 | NECB2017 | FullServiceRestaurant | Electricity | Electricity | CAN_AB_Edmonton.Intl.AP.711230_CWEC2016.epw | parametric |  | NECB_Default | NECB_Default | NECB_Default | NECB_Default | NECB_Default | NECB_Default | NECB_Default | NECB_Default | NECB_Default | NECB_Default | NECB_Default | NECB_Default | NECB_Default | NECB_Default | NECB_Default | NECB_Default | NECB_Default | NECB_Default | NECB_Default | NECB_Default | NECB_Default | NECB_Default | NECB_Default | NECB_Default | NECB_Default | NECB_Default | NECB_Default | NECB_Default | NECB_Default | NECB_Default | NECB_Default | NECB_Default | NECB_Default | NECB_Default | NECB_Default | NECB_Default | NECB_Default | NECB_Default | NECB_Default | NECB_Default | NECB_Default | NECB_Default | NECB_Default | NECB_Default | NECB_Default | aws_batch | 834599497928 | btap_private_cli |  | TRUE | TRUE |  |  | 310.0609 | 20.6164 | 241.3077 | 350.1092 | 511.15 | 845.2233 | 32.5 | FullServiceRestaurant |  |  | 0 | FullServiceRestaurant | 1 |  | 1 | NECB2017 | 0.35452 | 2384.1067 | 244.77 | 12.3458 | 70.6812 | 32.0501 | 776.4467 | 416.5996 | EDMONTON | ALBERTA | 346.2033 | 0 | 0 | 346.2033 | 32.8128 | 0 | 0 | 32.8128 | 0 | 0.019133 | 0 | 0 | 1.5776 | 0.20417 | 0.08207 | 0.86873 | 0.067182 | 0.16792 | 0 | 0 | 1.5776 | 0.16837 | 342.0875 | 0 | 32.5 | 0.757 | [5 empty] | 0.138 | 0.21 | 1.9 |  | 0 | Edmonton Intl AP | CAN | 23 | 5588 | 53.31 | -113.579 | 7a | 5120 | AB | CAN_AB_Edmonton.Intl.AP.711230_CWEC2016.epw | 1.5775 | 20.6164 | 310.0609 | 5.0047 | 17.3259 | FALSE | FALSE | FALSE | FALSE | 10.2938 | 19.7695 | 0 | 0.23546 | 0.0053333 | 86.06 | 0 | 44.149 | 1.0279 | 0.023283 | 375.71 | 0 | 1.5776 | 8.5 | 8 | 0 | 0 |  | https://s3.console.aws.amazon.com/s3/buckets/834599497928?region=ca-central-1&prefix=phylroy.lopez/reference/reference/output/03640d2f-4ff4-4590-8d29-fa3772ecf1a3/ | 1.0.002
624 |  | TRUE | 54 | 0 | 0 | 126.3288 |  |  |  | 0.1 | 2021-09-22 20:10:04 +0000 | 438c2ebff | 0.2.14 | :adv_dx_units: NECB_Default :airloop_economizer_type: NECB_Default :algorithm_type: parametric :analysis_id: reference :analysis_name: reference :boiler_eff: NECB_Default :btap_batch_version: 1.0.002 :building_type: FullServiceRestaurant :chiller_type: NECB_Default :compute_environment: aws_batch :datapoint_id: 28db688f-5279-4f60-a259-26d60bd2fb6a :daylighting_type: NECB_Default :dcv_type: NECB_Default :door_construction_cond: NECB_Default :ecm_system_name: NECB_Default :electrical_loads_scale: NECB_Default :enable_costing: true :epw_file: CAN_AB_Calgary.Intl.AP.718770_CWEC2016.epw :erv_package: NECB_Default :ext_floor_cond: NECB_Default :ext_roof_cond: NECB_Default :ext_wall_cond: NECB_Default :fdwr_set: NECB_Default :fixed_wind_solar_trans: NECB_Default :fixed_window_cond: NECB_Default :furnace_eff: NECB_Default :glass_door_cond: NECB_Default :glass_door_solar_trans: NECB_Default :ground_floor_cond: NECB_Default :ground_roof_cond: NECB_Default :ground_wall_cond: NECB_Default :image_name: btap_private_cli :infiltration_scale: NECB_Default :lights_scale: NECB_Default :lights_type: NECB_Default :nv_delta_temp_in_out: NECB_Default :nv_opening_fraction: NECB_Default :nv_temp_out_min: NECB_Default :nv_type: NECB_Default :oa_scale: NECB_Default :occupancy_loads_scale: NECB_Default :output_meters: [] :output_variables: [] :overhead_door_cond: NECB_Default :primary_heating_fuel: NaturalGas :pv_ground_azimuth_angle: NECB_Default :pv_ground_module_description: NECB_Default :pv_ground_tilt_angle: NECB_Default :pv_ground_total_area_pv_panels_m2: NECB_Default :pv_ground_type: NECB_Default :rotation_degrees: NECB_Default :run_annual_simulation: true :s3_bucket: '834599497928' :scale_x: NECB_Default :scale_y: NECB_Default :scale_z: NECB_Default :shw_eff: NECB_Default :skylight_cond: NECB_Default :skylight_solar_trans: NECB_Default :srr_set: NECB_Default :template: NECB2017 | reference | reference | 28db688f-5279-4f60-a259-26d60bd2fb6a | NECB2017 | FullServiceRestaurant | NaturalGas | Natural Gas | CAN_AB_Calgary.Intl.AP.718770_CWEC2016.epw | parametric |  | NECB_Default | NECB_Default | NECB_Default | NECB_Default | NECB_Default | NECB_Default | NECB_Default | NECB_Default | NECB_Default | NECB_Default | NECB_Default | NECB_Default | NECB_Default | NECB_Default | NECB_Default | NECB_Default | NECB_Default | NECB_Default | NECB_Default | NECB_Default | NECB_Default | NECB_Default | NECB_Default | NECB_Default | NECB_Default | NECB_Default | NECB_Default | NECB_Default | NECB_Default | NECB_Default | NECB_Default | NECB_Default | NECB_Default | NECB_Default | NECB_Default | NECB_Default | NECB_Default | NECB_Default | NECB_Default | NECB_Default | NECB_Default | NECB_Default | NECB_Default | NECB_Default | NECB_Default | aws_batch | 834599497928 | btap_private_cli |  | TRUE | TRUE |  |  | 362.4985 | 22.911 | 182.9698 | 392.9484 | 511.15 | 845.2233 | 33.3 | FullServiceRestaurant |  |  | 0 | FullServiceRestaurant | 1 |  | 1 | NECB2017 | 0.35452 | 2384.1067 | 249.7934 | 91.6758 | 68.0389 | 18.7239 | 775.6997 | 347.4676 | CALGARY | ALBERTA | 120.0136 | 59.794 | 0 | 179.8076 | 11.3748 | 4.2658 | 0 | 15.6406 | 0 | 0.022929 | 0 | 0 | 0.54685 | 0.20636 | 0.08207 | 0.97963 | 0.067182 | 0.16792 | 1.1849 | 0.00039127 | 1.7318 | 0.2053 | 47.8833 | 371.3708 | 33.3 | 0.757 | [5 empty] | 0.138 | 0.21 | 1.9 |  | 0 | Calgary Intl AP | CAN | 64 | 4781 | 51.114 | -114.02 | 7a | 5000 | AB | CAN_AB_Calgary.Intl.AP.718770_CWEC2016.epw | 1.7318 | 22.911 | 362.4985 | 4.985 | 18.2918 | FALSE | FALSE | FALSE | FALSE | 11.4426 | 17.634 | 0 | 0 | 0 | 0 | 104.94 | 44.149 | 1.0279 | 0.023283 | 375.71 | 0 | 1.7318 | 12.67 | 10 | 0 | 0 |  | https://s3.console.aws.amazon.com/s3/buckets/834599497928?region=ca-central-1&prefix=phylroy.lopez/reference/reference/output/28db688f-5279-4f60-a259-26d60bd2fb6a/ | 1.0.002
625 |  | TRUE | 53 | 0 | 0 | 128.0791 |  |  |  | 0.1 | 2021-09-22 20:10:14 +0000 | 438c2ebff | 0.2.14 | :adv_dx_units: NECB_Default :airloop_economizer_type: NECB_Default :algorithm_type: parametric :analysis_id: reference :analysis_name: reference :boiler_eff: NECB_Default :btap_batch_version: 1.0.002 :building_type: FullServiceRestaurant :chiller_type: NECB_Default :compute_environment: aws_batch :datapoint_id: 6bb017a9-9b44-4eae-a70c-f60027a11e8e :daylighting_type: NECB_Default :dcv_type: NECB_Default :door_construction_cond: NECB_Default :ecm_system_name: NECB_Default :electrical_loads_scale: NECB_Default :enable_costing: true :epw_file: CAN_NS_Halifax.Dockyard.713280_CWEC2016.epw :erv_package: NECB_Default :ext_floor_cond: NECB_Default :ext_roof_cond: NECB_Default :ext_wall_cond: NECB_Default :fdwr_set: NECB_Default :fixed_wind_solar_trans: NECB_Default :fixed_window_cond: NECB_Default :furnace_eff: NECB_Default :glass_door_cond: NECB_Default :glass_door_solar_trans: NECB_Default :ground_floor_cond: NECB_Default :ground_roof_cond: NECB_Default :ground_wall_cond: NECB_Default :image_name: btap_private_cli :infiltration_scale: NECB_Default :lights_scale: NECB_Default :lights_type: NECB_Default :nv_delta_temp_in_out: NECB_Default :nv_opening_fraction: NECB_Default :nv_temp_out_min: NECB_Default :nv_type: NECB_Default :oa_scale: NECB_Default :occupancy_loads_scale: NECB_Default :output_meters: [] :output_variables: [] :overhead_door_cond: NECB_Default :primary_heating_fuel: NaturalGas :pv_ground_azimuth_angle: NECB_Default :pv_ground_module_description: NECB_Default :pv_ground_tilt_angle: NECB_Default :pv_ground_total_area_pv_panels_m2: NECB_Default :pv_ground_type: NECB_Default :rotation_degrees: NECB_Default :run_annual_simulation: true :s3_bucket: '834599497928' :scale_x: NECB_Default :scale_y: NECB_Default :scale_z: NECB_Default :shw_eff: NECB_Default :skylight_cond: NECB_Default :skylight_solar_trans: NECB_Default :srr_set: NECB_Default :template: NECB2017 | reference | reference | 6bb017a9-9b44-4eae-a70c-f60027a11e8e | NECB2017 | FullServiceRestaurant | NaturalGas | Natural Gas | CAN_NS_Halifax.Dockyard.713280_CWEC2016.epw | parametric |  | NECB_Default | NECB_Default | NECB_Default | NECB_Default | NECB_Default | NECB_Default | NECB_Default | NECB_Default | NECB_Default | NECB_Default | NECB_Default | NECB_Default | NECB_Default | NECB_Default | NECB_Default | NECB_Default | NECB_Default | NECB_Default | NECB_Default | NECB_Default | NECB_Default | NECB_Default | NECB_Default | NECB_Default | NECB_Default | NECB_Default | NECB_Default | NECB_Default | NECB_Default | NECB_Default | NECB_Default | NECB_Default | NECB_Default | NECB_Default | NECB_Default | NECB_Default | NECB_Default | NECB_Default | NECB_Default | NECB_Default | NECB_Default | NECB_Default | NECB_Default | NECB_Default | NECB_Default | aws_batch | 834599497928 | btap_private_cli |  | TRUE | TRUE |  |  | 239.4069 | 20.2861 | 167.009 | 366.3689 | 511.15 | 845.2233 | 40 | FullServiceRestaurant |  |  | 0 | FullServiceRestaurant | 1 |  | 1 | NECB2017 | 0.35452 | 2384.1067 | 228.3261 | 75.9015 | 68.9804 | 18.3914 | 743.7118 | 352.1123 | HALIFAX | NOVA SCOTIA | 110.4995 | 54.2979 | 0 | 164.7974 | 21.671 | 13.7053 | 0 | 35.3763 | 0 | 0.024357 | 0 | 0 | 0.54491 | 0.20311 | 0.08207 | 0.89798 | 0.067182 | 0.16792 | 1.0912 | 0.00027389 | 1.6361 | 0.19321 | 45.108 | 245.7345 | 40 | 0.757 | [5 empty] | 0.156 | 0.247 | 1.9 |  | 0 | Halifax Dockyard | CAN | 112 | 3647 | 44.655 | -63.577 | 6 | 4000 | NS | CAN_NS_Halifax.Dockyard.713280_CWEC2016.epw | 1.6361 | 20.2861 | 239.4069 | 6.1606 | 16.5718 | FALSE | FALSE | FALSE | FALSE | 6.9883 | 8.9631 | 0 | 0 | 0 | 0 | 98.76 | 44.149 | 1.0279 | 0.023283 | 375.71 | 0 | 1.6361 | 12.83 | 9 | 0 | 0 |  | https://s3.console.aws.amazon.com/s3/buckets/834599497928?region=ca-central-1&prefix=phylroy.lopez/reference/reference/output/6bb017a9-9b44-4eae-a70c-f60027a11e8e/ | 1.0.002
626 |  | TRUE | 50 | 0 | 0 | 126.27 |  |  |  | 0.1 | 2021-09-22 20:10:09 +0000 | 438c2ebff | 0.2.14 | :adv_dx_units: NECB_Default :airloop_economizer_type: NECB_Default :algorithm_type: parametric :analysis_id: reference :analysis_name: reference :boiler_eff: NECB_Default :btap_batch_version: 1.0.002 :building_type: FullServiceRestaurant :chiller_type: NECB_Default :compute_environment: aws_batch :datapoint_id: 87b7705c-ab5e-4dbb-a187-3e26752e29a2 :daylighting_type: NECB_Default :dcv_type: NECB_Default :door_construction_cond: NECB_Default :ecm_system_name: NECB_Default :electrical_loads_scale: NECB_Default :enable_costing: true :epw_file: CAN_YT_Whitehorse.Intl.AP.719640_CWEC2016.epw :erv_package: NECB_Default :ext_floor_cond: NECB_Default :ext_roof_cond: NECB_Default :ext_wall_cond: NECB_Default :fdwr_set: NECB_Default :fixed_wind_solar_trans: NECB_Default :fixed_window_cond: NECB_Default :furnace_eff: NECB_Default :glass_door_cond: NECB_Default :glass_door_solar_trans: NECB_Default :ground_floor_cond: NECB_Default :ground_roof_cond: NECB_Default :ground_wall_cond: NECB_Default :image_name: btap_private_cli :infiltration_scale: NECB_Default :lights_scale: NECB_Default :lights_type: NECB_Default :nv_delta_temp_in_out: NECB_Default :nv_opening_fraction: NECB_Default :nv_temp_out_min: NECB_Default :nv_type: NECB_Default :oa_scale: NECB_Default :occupancy_loads_scale: NECB_Default :output_meters: [] :output_variables: [] :overhead_door_cond: NECB_Default :primary_heating_fuel: NaturalGas :pv_ground_azimuth_angle: NECB_Default :pv_ground_module_description: NECB_Default :pv_ground_tilt_angle: NECB_Default :pv_ground_total_area_pv_panels_m2: NECB_Default :pv_ground_type: NECB_Default :rotation_degrees: NECB_Default :run_annual_simulation: true :s3_bucket: '834599497928' :scale_x: NECB_Default :scale_y: NECB_Default :scale_z: NECB_Default :shw_eff: NECB_Default :skylight_cond: NECB_Default :skylight_solar_trans: NECB_Default :srr_set: NECB_Default :template: NECB2017 | reference | reference | 87b7705c-ab5e-4dbb-a187-3e26752e29a2 | NECB2017 | FullServiceRestaurant | NaturalGas | Natural Gas | CAN_YT_Whitehorse.Intl.AP.719640_CWEC2016.epw | parametric |  | NECB_Default | NECB_Default | NECB_Default | NECB_Default | NECB_Default | NECB_Default | NECB_Default | NECB_Default | NECB_Default | NECB_Default | NECB_Default | NECB_Default | NECB_Default | NECB_Default | NECB_Default | NECB_Default | NECB_Default | NECB_Default | NECB_Default | NECB_Default | NECB_Default | NECB_Default | NECB_Default | NECB_Default | NECB_Default | NECB_Default | NECB_Default | NECB_Default | NECB_Default | NECB_Default | NECB_Default | NECB_Default | NECB_Default | NECB_Default | NECB_Default | NECB_Default | NECB_Default | NECB_Default | NECB_Default | NECB_Default | NECB_Default | NECB_Default | NECB_Default | NECB_Default | NECB_Default | aws_batch | 834599497928 | btap_private_cli |  | TRUE | TRUE |  |  | 506.1176 | 14.8837 | 312.9381 | 571.9782 | 511.15 | 845.2233 | 22.8 | FullServiceRestaurant |  |  | 0 | FullServiceRestaurant | 1 |  | 1 | NECB2017 | 0.35452 | 2384.1067 | 189.8234 | 74.0601 | 63.2393 | 17.6962 | 660.7475 | 315.9285 | WHITEHORSE | YUKON | 8.1239 | 92.2556 | 0 | 100.3795 | 18.6048 | 16.8157 | 0 | 35.4205 | 0 | 0.0066321 | 0 | 0 | 0.52231 | 0.19798 | 0.08207 | 1.631 | 0.067182 | 0.16792 | 1.854 | 0.00052822 | 2.3763 | 0.22293 | 39.5029 | 516.8991 | 22.8 | 0.757 | [5 empty] | 0.138 | 0.21 | 1.9 |  | 0 | Whitehorse Intl AP | CAN | 5 | 6491 | 60.709 | -135.069 | 7b | 6580 | YT | CAN_YT_Whitehorse.Intl.AP.719640_CWEC2016.epw | 2.3763 | 14.8837 | 506.1176 | 6.2469 | 14.0898 | TRUE | FALSE | FALSE | FALSE | 6.463 | 21.6201 | 0 | 0 | 0 | 0 | 113.95 | 44.149 | 1.0279 | 0.023283 | 375.71 | 0 | 2.3763 | 6.83 | 5 | 0 | 0 |  | https://s3.console.aws.amazon.com/s3/buckets/834599497928?region=ca-central-1&prefix=phylroy.lopez/reference/reference/output/87b7705c-ab5e-4dbb-a187-3e26752e29a2/ | 1.0.002 |  |  | 0 | 0 |  | 0 | 0 | tier_1 | 0
627 |  | TRUE | 56 | 0 | 0 | 126.842 |  |  |  | 0.1 | 2021-09-22 20:10:06 +0000 | 438c2ebff | 0.2.14 | :adv_dx_units: NECB_Default :airloop_economizer_type: NECB_Default :algorithm_type: parametric :analysis_id: reference :analysis_name: reference :boiler_eff: NECB_Default :btap_batch_version: 1.0.002 :building_type: FullServiceRestaurant :chiller_type: NECB_Default :compute_environment: aws_batch :datapoint_id: d53ee92a-d151-48d2-8a14-b80569f49e4e :daylighting_type: NECB_Default :dcv_type: NECB_Default :door_construction_cond: NECB_Default :ecm_system_name: NECB_Default :electrical_loads_scale: NECB_Default :enable_costing: true :epw_file: CAN_ON_Toronto.Pearson.Intl.AP.716240_CWEC2016.epw :erv_package: NECB_Default :ext_floor_cond: NECB_Default :ext_roof_cond: NECB_Default :ext_wall_cond: NECB_Default :fdwr_set: NECB_Default :fixed_wind_solar_trans: NECB_Default :fixed_window_cond: NECB_Default :furnace_eff: NECB_Default :glass_door_cond: NECB_Default :glass_door_solar_trans: NECB_Default :ground_floor_cond: NECB_Default :ground_roof_cond: NECB_Default :ground_wall_cond: NECB_Default :image_name: btap_private_cli :infiltration_scale: NECB_Default :lights_scale: NECB_Default :lights_type: NECB_Default :nv_delta_temp_in_out: NECB_Default :nv_opening_fraction: NECB_Default :nv_temp_out_min: NECB_Default :nv_type: NECB_Default :oa_scale: NECB_Default :occupancy_loads_scale: NECB_Default :output_meters: [] :output_variables: [] :overhead_door_cond: NECB_Default :primary_heating_fuel: Electricity :pv_ground_azimuth_angle: NECB_Default :pv_ground_module_description: NECB_Default :pv_ground_tilt_angle: NECB_Default :pv_ground_total_area_pv_panels_m2: NECB_Default :pv_ground_type: NECB_Default :rotation_degrees: NECB_Default :run_annual_simulation: true :s3_bucket: '834599497928' :scale_x: NECB_Default :scale_y: NECB_Default :scale_z: NECB_Default :shw_eff: NECB_Default :skylight_cond: NECB_Default :skylight_solar_trans: NECB_Default :srr_set: NECB_Default :template: NECB2017 | reference | reference | d53ee92a-d151-48d2-8a14-b80569f49e4e | NECB2017 | FullServiceRestaurant | Electricity | Electricity | CAN_ON_Toronto.Pearson.Intl.AP.716240_CWEC2016.epw | parametric |  | NECB_Default | NECB_Default | NECB_Default | NECB_Default | NECB_Default | NECB_Default | NECB_Default | NECB_Default | NECB_Default | NECB_Default | NECB_Default | NECB_Default | NECB_Default | NECB_Default | NECB_Default | NECB_Default | NECB_Default | NECB_Default | NECB_Default | NECB_Default | NECB_Default | NECB_Default | NECB_Default | NECB_Default | NECB_Default | NECB_Default | NECB_Default | NECB_Default | NECB_Default | NECB_Default | NECB_Default | NECB_Default | NECB_Default | NECB_Default | NECB_Default | NECB_Default | NECB_Default | NECB_Default | NECB_Default | NECB_Default | NECB_Default | NECB_Default | NECB_Default | NECB_Default | NECB_Default | aws_batch | 834599497928 | btap_private_cli |  | TRUE | TRUE |  |  | 167.3101 | 42.1752 | 167.1177 | 284.7229 | 511.15 | 845.2233 | 40 | FullServiceRestaurant |  |  | 0 | FullServiceRestaurant | 1 |  | 1 | NECB2017 | 0.35452 | 2384.1067 | 266.9821 | 12.9802 | 71.3353 | 32.326 | 818.7537 | 435.1301 | TORONTO | ONTARIO | 7.4548 | 0 | 0 | 7.4548 | 59.7274 | 0 | 0 | 59.7274 | 0 | 0.06593 | 0 | 0 | 1.3422 | 0.20876 | 0.08207 | 0.60162 | 0.067182 | 0.16792 | 0 | 0 | 1.3422 | 0.14868 | 199.2449 | 0 | 40 | 0.757 | [5 empty] | 0.156 | 0.278 | 1.9 |  | 0 | Toronto Pearson Intl AP | CAN | 382 | 3615 | 43.677 | -79.631 | 5 | 3890 | ON | CAN_ON_Toronto.Pearson.Intl.AP.716240_CWEC2016.epw | 1.3422 | 42.1752 | 167.3101 | 8.6715 | 15.1634 | FALSE | FALSE | FALSE | FALSE | 12.8053 | 10.4239 | 0 | 0.20793 | 0.0047098 | 76 | 0 | 44.149 | 1.0279 | 0.023283 | 375.71 | 0 | 1.3422 | 23.67 | 16.5 | 0 | 0 |  | https://s3.console.aws.amazon.com/s3/buckets/834599497928?region=ca-central-1&prefix=phylroy.lopez/reference/reference/output/d53ee92a-d151-48d2-8a14-b80569f49e4e/ | 1.0.002
628 |  | TRUE | 57 | 0 | 0 | 127.3343 |  |  |  | 0.1 | 2021-09-22 20:09:54 +0000 | 438c2ebff | 0.2.14 | :adv_dx_units: NECB_Default :airloop_economizer_type: NECB_Default :algorithm_type: parametric :analysis_id: reference :analysis_name: reference :boiler_eff: NECB_Default :btap_batch_version: 1.0.002 :building_type: FullServiceRestaurant :chiller_type: NECB_Default :compute_environment: aws_batch :datapoint_id: a5618d61-74b2-4aa3-b0e5-ad41a54e76f9 :daylighting_type: NECB_Default :dcv_type: NECB_Default :door_construction_cond: NECB_Default :ecm_system_name: NECB_Default :electrical_loads_scale: NECB_Default :enable_costing: true :epw_file: CAN_AB_Calgary.Intl.AP.718770_CWEC2016.epw :erv_package: NECB_Default :ext_floor_cond: NECB_Default :ext_roof_cond: NECB_Default :ext_wall_cond: NECB_Default :fdwr_set: NECB_Default :fixed_wind_solar_trans: NECB_Default :fixed_window_cond: NECB_Default :furnace_eff: NECB_Default :glass_door_cond: NECB_Default :glass_door_solar_trans: NECB_Default :ground_floor_cond: NECB_Default :ground_roof_cond: NECB_Default :ground_wall_cond: NECB_Default :image_name: btap_private_cli :infiltration_scale: NECB_Default :lights_scale: NECB_Default :lights_type: NECB_Default :nv_delta_temp_in_out: NECB_Default :nv_opening_fraction: NECB_Default :nv_temp_out_min: NECB_Default :nv_type: NECB_Default :oa_scale: NECB_Default :occupancy_loads_scale: NECB_Default :output_meters: [] :output_variables: [] :overhead_door_cond: NECB_Default :primary_heating_fuel: Electricity :pv_ground_azimuth_angle: NECB_Default :pv_ground_module_description: NECB_Default :pv_ground_tilt_angle: NECB_Default :pv_ground_total_area_pv_panels_m2: NECB_Default :pv_ground_type: NECB_Default :rotation_degrees: NECB_Default :run_annual_simulation: true :s3_bucket: '834599497928' :scale_x: NECB_Default :scale_y: NECB_Default :scale_z: NECB_Default :shw_eff: NECB_Default :skylight_cond: NECB_Default :skylight_solar_trans: NECB_Default :srr_set: NECB_Default :template: NECB2017 | reference | reference | a5618d61-74b2-4aa3-b0e5-ad41a54e76f9 | NECB2017 | FullServiceRestaurant | Electricity | Electricity | CAN_AB_Calgary.Intl.AP.718770_CWEC2016.epw | parametric |  | NECB_Default | NECB_Default | NECB_Default | NECB_Default | NECB_Default | NECB_Default | NECB_Default | NECB_Default | NECB_Default | NECB_Default | NECB_Default | NECB_Default | NECB_Default | NECB_Default | NECB_Default | NECB_Default | NECB_Default | NECB_Default | NECB_Default | NECB_Default | NECB_Default | NECB_Default | NECB_Default | NECB_Default | NECB_Default | NECB_Default | NECB_Default | NECB_Default | NECB_Default | NECB_Default | NECB_Default | NECB_Default | NECB_Default | NECB_Default | NECB_Default | NECB_Default | NECB_Default | NECB_Default | NECB_Default | NECB_Default | NECB_Default | NECB_Default | NECB_Default | NECB_Default | NECB_Default | aws_batch | 834599497928 | btap_private_cli |  | TRUE | TRUE |  |  | 286.6488 | 22.5534 | 182.9698 | 291.3583 | 511.15 | 845.2233 | 33.3 | FullServiceRestaurant |  |  | 0 | FullServiceRestaurant | 1 |  | 1 | NECB2017 | 0.35452 | 2384.1067 | 249.7934 | 12.1836 | 68.0389 | 32.0694 | 764.8771 | 402.7918 | CALGARY | ALBERTA | 299.7915 | 0 | 0 | 299.7915 | 28.414 | 0 | 0 | 28.414 | 0 | 0.022674 | 0 | 0 | 1.3661 | 0.2063 | 0.08207 | 0.65869 | 0.067182 | 0.16792 | 0 | 0 | 1.3661 | 0.16122 | 314.9722 | 0 | 33.3 | 0.757 | [5 empty] | 0.138 | 0.21 | 1.9 |  | 0 | Calgary Intl AP | CAN | 64 | 4781 | 51.114 | -114.02 | 7a | 5000 | AB | CAN_AB_Calgary.Intl.AP.718770_CWEC2016.epw | 1.3661 | 22.5534 | 286.6488 | 4.985 | 18.292 | FALSE | FALSE | FALSE | FALSE | 11.4426 | 17.6341 | 0 | 0.22547 | 0.0051071 | 82.41 | 0 | 44.149 | 1.0279 | 0.023283 | 375.71 | 0 | 1.3661 | 12.67 | 10 | 0 | 0 |  | https://s3.console.aws.amazon.com/s3/buckets/834599497928?region=ca-central-1&prefix=phylroy.lopez/reference/reference/output/a5618d61-74b2-4aa3-b0e5-ad41a54e76f9/ | 1.0.002
629 |  | TRUE | 47 | 0 | 0 | 127.3745 |  |  |  | 0.1 | 2021-09-22 20:09:46 +0000 | 438c2ebff | 0.2.14 | :adv_dx_units: NECB_Default :airloop_economizer_type: NECB_Default :algorithm_type: parametric :analysis_id: reference :analysis_name: reference :boiler_eff: NECB_Default :btap_batch_version: 1.0.002 :building_type: FullServiceRestaurant :chiller_type: NECB_Default :compute_environment: aws_batch :datapoint_id: fcb25229-e575-47e1-bf97-54c575a092fc :daylighting_type: NECB_Default :dcv_type: NECB_Default :door_construction_cond: NECB_Default :ecm_system_name: NECB_Default :electrical_loads_scale: NECB_Default :enable_costing: true :epw_file: CAN_BC_Vancouver.Intl.AP.718920_CWEC2016.epw :erv_package: NECB_Default :ext_floor_cond: NECB_Default :ext_roof_cond: NECB_Default :ext_wall_cond: NECB_Default :fdwr_set: NECB_Default :fixed_wind_solar_trans: NECB_Default :fixed_window_cond: NECB_Default :furnace_eff: NECB_Default :glass_door_cond: NECB_Default :glass_door_solar_trans: NECB_Default :ground_floor_cond: NECB_Default :ground_roof_cond: NECB_Default :ground_wall_cond: NECB_Default :image_name: btap_private_cli :infiltration_scale: NECB_Default :lights_scale: NECB_Default :lights_type: NECB_Default :nv_delta_temp_in_out: NECB_Default :nv_opening_fraction: NECB_Default :nv_temp_out_min: NECB_Default :nv_type: NECB_Default :oa_scale: NECB_Default :occupancy_loads_scale: NECB_Default :output_meters: [] :output_variables: [] :overhead_door_cond: NECB_Default :primary_heating_fuel: NaturalGas :pv_ground_azimuth_angle: NECB_Default :pv_ground_module_description: NECB_Default :pv_ground_tilt_angle: NECB_Default :pv_ground_total_area_pv_panels_m2: NECB_Default :pv_ground_type: NECB_Default :rotation_degrees: NECB_Default :run_annual_simulation: true :s3_bucket: '834599497928' :scale_x: NECB_Default :scale_y: NECB_Default :scale_z: NECB_Default :shw_eff: NECB_Default :skylight_cond: NECB_Default :skylight_solar_trans: NECB_Default :srr_set: NECB_Default :template: NECB2017 | reference | reference | fcb25229-e575-47e1-bf97-54c575a092fc | NECB2017 | FullServiceRestaurant | NaturalGas | Natural Gas | CAN_BC_Vancouver.Intl.AP.718920_CWEC2016.epw | parametric |  | NECB_Default | NECB_Default | NECB_Default | NECB_Default | NECB_Default | NECB_Default | NECB_Default | NECB_Default | NECB_Default | NECB_Default | NECB_Default | NECB_Default | NECB_Default | NECB_Default | NECB_Default | NECB_Default | NECB_Default | NECB_Default | NECB_Default | NECB_Default | NECB_Default | NECB_Default | NECB_Default | NECB_Default | NECB_Default | NECB_Default | NECB_Default | NECB_Default | NECB_Default | NECB_Default | NECB_Default | NECB_Default | NECB_Default | NECB_Default | NECB_Default | NECB_Default | NECB_Default | NECB_Default | NECB_Default | NECB_Default | NECB_Default | NECB_Default | NECB_Default | NECB_Default | NECB_Default | aws_batch | 834599497928 | btap_private_cli |  | TRUE | TRUE |  |  | 200.0157 | 19.7401 | 132.191 | 311.7589 | 511.15 | 845.2233 | 40 | FullServiceRestaurant |  |  | 0 | FullServiceRestaurant | 1 |  | 1 | NECB2017 | 0.35452 | 2384.1067 | 226.824 | 73.4376 | 63.3246 | 18.511 | 713.8464 | 331.7492 | VANCOUVER | BRITISH COLUMBIA | 1.5102 | 45.3172 | 0 | 46.8274 | 15.0804 | 10.1665 | 0 | 25.2469 | 0 | 0.017392 | 0 | 0 | 0.53288 | 0.20587 | 0.074342 | 0.71365 | 0.067182 | 0.16792 | 0.89889 | 0.00017607 | 1.4318 | 0.18525 | 44.2025 | 210.6932 | 40 | 0.757 | [5 empty] | 0.193 | 0.315 | 2.1 |  | 0 | Vancouver Intl AP | CAN | 42 | 2797 | 49.195 | -123.184 | 4 | 2800 | BC | CAN_BC_Vancouver.Intl.AP.718920_CWEC2016.epw | 1.4318 | 19.7401 | 200.0157 | 4.6246 | 18.0229 | FALSE | FALSE | FALSE | FALSE | 9.0004 | 9.2536 | 0 | 0 | 0 | 0 | 94.69 | 44.149 | 1.0279 | 0.023283 | 375.71 | 0 | 1.4318 | 11.67 | 8.67 | 0.17 | 0.17 |  | https://s3.console.aws.amazon.com/s3/buckets/834599497928?region=ca-central-1&prefix=phylroy.lopez/reference/reference/output/fcb25229-e575-47e1-bf97-54c575a092fc/ | 1.0.002
630 |  | TRUE | 50 | 0 | 0 | 127.6822 |  |  |  | 0.1 | 2021-09-22 20:09:43 +0000 | 438c2ebff | 0.2.14 | :adv_dx_units: NECB_Default :airloop_economizer_type: NECB_Default :algorithm_type: parametric :analysis_id: reference :analysis_name: reference :boiler_eff: NECB_Default :btap_batch_version: 1.0.002 :building_type: FullServiceRestaurant :chiller_type: NECB_Default :compute_environment: aws_batch :datapoint_id: eff14ddc-1d44-4c76-b88b-b994e9202def :daylighting_type: NECB_Default :dcv_type: NECB_Default :door_construction_cond: NECB_Default :ecm_system_name: NECB_Default :electrical_loads_scale: NECB_Default :enable_costing: true :epw_file: CAN_BC_Vancouver.Intl.AP.718920_CWEC2016.epw :erv_package: NECB_Default :ext_floor_cond: NECB_Default :ext_roof_cond: NECB_Default :ext_wall_cond: NECB_Default :fdwr_set: NECB_Default :fixed_wind_solar_trans: NECB_Default :fixed_window_cond: NECB_Default :furnace_eff: NECB_Default :glass_door_cond: NECB_Default :glass_door_solar_trans: NECB_Default :ground_floor_cond: NECB_Default :ground_roof_cond: NECB_Default :ground_wall_cond: NECB_Default :image_name: btap_private_cli :infiltration_scale: NECB_Default :lights_scale: NECB_Default :lights_type: NECB_Default :nv_delta_temp_in_out: NECB_Default :nv_opening_fraction: NECB_Default :nv_temp_out_min: NECB_Default :nv_type: NECB_Default :oa_scale: NECB_Default :occupancy_loads_scale: NECB_Default :output_meters: [] :output_variables: [] :overhead_door_cond: NECB_Default :primary_heating_fuel: Electricity :pv_ground_azimuth_angle: NECB_Default :pv_ground_module_description: NECB_Default :pv_ground_tilt_angle: NECB_Default :pv_ground_total_area_pv_panels_m2: NECB_Default :pv_ground_type: NECB_Default :rotation_degrees: NECB_Default :run_annual_simulation: true :s3_bucket: '834599497928' :scale_x: NECB_Default :scale_y: NECB_Default :scale_z: NECB_Default :shw_eff: NECB_Default :skylight_cond: NECB_Default :skylight_solar_trans: NECB_Default :srr_set: NECB_Default :template: NECB2017 | reference | reference | eff14ddc-1d44-4c76-b88b-b994e9202def | NECB2017 | FullServiceRestaurant | Electricity | Electricity | CAN_BC_Vancouver.Intl.AP.718920_CWEC2016.epw | parametric |  | NECB_Default | NECB_Default | NECB_Default | NECB_Default | NECB_Default | NECB_Default | NECB_Default | NECB_Default | NECB_Default | NECB_Default | NECB_Default | NECB_Default | NECB_Default | NECB_Default | NECB_Default | NECB_Default | NECB_Default | NECB_Default | NECB_Default | NECB_Default | NECB_Default | NECB_Default | NECB_Default | NECB_Default | NECB_Default | NECB_Default | NECB_Default | NECB_Default | NECB_Default | NECB_Default | NECB_Default | NECB_Default | NECB_Default | NECB_Default | NECB_Default | NECB_Default | NECB_Default | NECB_Default | NECB_Default | NECB_Default | NECB_Default | NECB_Default | NECB_Default | NECB_Default | NECB_Default | aws_batch | 834599497928 | btap_private_cli |  | TRUE | TRUE |  |  | 111.3855 | 19.4355 | 132.0932 | 233.7866 | 511.15 | 845.2233 | 40 | FullServiceRestaurant |  |  | 0 | FullServiceRestaurant | 1 |  | 1 | NECB2017 | 0.35452 | 2384.1067 | 226.824 | 9.405 | 63.3246 | 31.926 | 707.0758 | 375.5962 | VANCOUVER | BRITISH COLUMBIA | 3.2621 | 0 | 0 | 3.2621 | 32.5753 | 0 | 0 | 32.5753 | 0 | 0.017255 | 0 | 0 | 1.1511 | 0.2043 | 0.074342 | 0.47554 | 0.067182 | 0.16792 | 0 | 0 | 1.1511 | 0.14454 | 139.6096 | 0 | 40 | 0.757 | [5 empty] | 0.193 | 0.315 | 2.1 |  | 0 | Vancouver Intl AP | CAN | 42 | 2797 | 49.195 | -123.184 | 4 | 2800 | BC | CAN_BC_Vancouver.Intl.AP.718920_CWEC2016.epw | 1.1511 | 19.4355 | 111.3855 | 4.6246 | 18.0229 | FALSE | FALSE | FALSE | FALSE | 9.0004 | 9.2536 | 0 | 0.20213 | 0.0045785 | 73.88 | 0 | 44.149 | 1.0279 | 0.023283 | 375.71 | 0 | 1.1511 | 11.67 | 8.67 | 0 | 0 |  | https://s3.console.aws.amazon.com/s3/buckets/834599497928?region=ca-central-1&prefix=phylroy.lopez/reference/reference/output/eff14ddc-1d44-4c76-b88b-b994e9202def/ | 1.0.002
631 |  | TRUE | 50 | 0 | 0 | 128.1338 |  |  |  | 0.1 | 2021-09-22 20:10:09 +0000 | 438c2ebff | 0.2.14 | :adv_dx_units: NECB_Default :airloop_economizer_type: NECB_Default :algorithm_type: parametric :analysis_id: reference :analysis_name: reference :boiler_eff: NECB_Default :btap_batch_version: 1.0.002 :building_type: FullServiceRestaurant :chiller_type: NECB_Default :compute_environment: aws_batch :datapoint_id: d2078c69-85fd-45f2-b919-1618eb0ea5b5 :daylighting_type: NECB_Default :dcv_type: NECB_Default :door_construction_cond: NECB_Default :ecm_system_name: NECB_Default :electrical_loads_scale: NECB_Default :enable_costing: true :epw_file: CAN_AB_Edmonton.Intl.AP.711230_CWEC2016.epw :erv_package: NECB_Default :ext_floor_cond: NECB_Default :ext_roof_cond: NECB_Default :ext_wall_cond: NECB_Default :fdwr_set: NECB_Default :fixed_wind_solar_trans: NECB_Default :fixed_window_cond: NECB_Default :furnace_eff: NECB_Default :glass_door_cond: NECB_Default :glass_door_solar_trans: NECB_Default :ground_floor_cond: NECB_Default :ground_roof_cond: NECB_Default :ground_wall_cond: NECB_Default :image_name: btap_private_cli :infiltration_scale: NECB_Default :lights_scale: NECB_Default :lights_type: NECB_Default :nv_delta_temp_in_out: NECB_Default :nv_opening_fraction: NECB_Default :nv_temp_out_min: NECB_Default :nv_type: NECB_Default :oa_scale: NECB_Default :occupancy_loads_scale: NECB_Default :output_meters: [] :output_variables: [] :overhead_door_cond: NECB_Default :primary_heating_fuel: NaturalGas :pv_ground_azimuth_angle: NECB_Default :pv_ground_module_description: NECB_Default :pv_ground_tilt_angle: NECB_Default :pv_ground_total_area_pv_panels_m2: NECB_Default :pv_ground_type: NECB_Default :rotation_degrees: NECB_Default :run_annual_simulation: true :s3_bucket: '834599497928' :scale_x: NECB_Default :scale_y: NECB_Default :scale_z: NECB_Default :shw_eff: NECB_Default :skylight_cond: NECB_Default :skylight_solar_trans: NECB_Default :srr_set: NECB_Default :template: NECB2017 | reference | reference | d2078c69-85fd-45f2-b919-1618eb0ea5b5 | NECB2017 | FullServiceRestaurant | NaturalGas | Natural Gas | CAN_AB_Edmonton.Intl.AP.711230_CWEC2016.epw | parametric |  | NECB_Default | NECB_Default | NECB_Default | NECB_Default | NECB_Default | NECB_Default | NECB_Default | NECB_Default | NECB_Default | NECB_Default | NECB_Default | NECB_Default | NECB_Default | NECB_Default | NECB_Default | NECB_Default | NECB_Default | NECB_Default | NECB_Default | NECB_Default | NECB_Default | NECB_Default | NECB_Default | NECB_Default | NECB_Default | NECB_Default | NECB_Default | NECB_Default | NECB_Default | NECB_Default | NECB_Default | NECB_Default | NECB_Default | NECB_Default | NECB_Default | NECB_Default | NECB_Default | NECB_Default | NECB_Default | NECB_Default | NECB_Default | NECB_Default | NECB_Default | NECB_Default | NECB_Default | aws_batch | 834599497928 | btap_private_cli |  | TRUE | TRUE |  |  | 399.0322 | 20.945 | 241.3512 | 476.7137 | 511.15 | 845.2233 | 32.5 | FullServiceRestaurant |  |  | 0 | FullServiceRestaurant | 1 |  | 1 | NECB2017 | 0.35452 | 2384.1067 | 244.77 | 93.021 | 70.6812 | 18.7373 | 779.3924 | 352.1829 | EDMONTON | ALBERTA | 118.7729 | 75.2963 | 0 | 194.0692 | 11.2572 | 5.3717 | 0 | 16.6289 | 0 | 0.019329 | 0 | 0 | 0.54119 | 0.20413 | 0.08207 | 1.2782 | 0.067182 | 0.16792 | 1.4921 | 0.00056735 | 2.0333 | 0.21393 | 45.8027 | 404.4719 | 32.5 | 0.757 | [5 empty] | 0.138 | 0.21 | 1.9 |  | 0 | Edmonton Intl AP | CAN | 23 | 5588 | 53.31 | -113.579 | 7a | 5120 | AB | CAN_AB_Edmonton.Intl.AP.711230_CWEC2016.epw | 2.0333 | 20.945 | 399.0322 | 5.0047 | 17.3257 | FALSE | FALSE | FALSE | FALSE | 10.2938 | 19.7694 | 0 | 0 | 0 | 0 | 109.35 | 44.149 | 1.0279 | 0.023283 | 375.71 | 0 | 2.0333 | 8.67 | 8.17 | 0 | 0 |  | https://s3.console.aws.amazon.com/s3/buckets/834599497928?region=ca-central-1&prefix=phylroy.lopez/reference/reference/output/d2078c69-85fd-45f2-b919-1618eb0ea5b5/ | 1.0.002
632 |  | TRUE | 53 | 0 | 0 | 126.9113 |  |  |  | 0.1 | 2021-09-22 20:10:01 +0000 | 438c2ebff | 0.2.14 | :adv_dx_units: NECB_Default :airloop_economizer_type: NECB_Default :algorithm_type: parametric :analysis_id: reference :analysis_name: reference :boiler_eff: NECB_Default :btap_batch_version: 1.0.002 :building_type: FullServiceRestaurant :chiller_type: NECB_Default :compute_environment: aws_batch :datapoint_id: bc428c14-61cb-430d-bfac-99579b320025 :daylighting_type: NECB_Default :dcv_type: NECB_Default :door_construction_cond: NECB_Default :ecm_system_name: NECB_Default :electrical_loads_scale: NECB_Default :enable_costing: true :epw_file: CAN_ON_Toronto.Pearson.Intl.AP.716240_CWEC2016.epw :erv_package: NECB_Default :ext_floor_cond: NECB_Default :ext_roof_cond: NECB_Default :ext_wall_cond: NECB_Default :fdwr_set: NECB_Default :fixed_wind_solar_trans: NECB_Default :fixed_window_cond: NECB_Default :furnace_eff: NECB_Default :glass_door_cond: NECB_Default :glass_door_solar_trans: NECB_Default :ground_floor_cond: NECB_Default :ground_roof_cond: NECB_Default :ground_wall_cond: NECB_Default :image_name: btap_private_cli :infiltration_scale: NECB_Default :lights_scale: NECB_Default :lights_type: NECB_Default :nv_delta_temp_in_out: NECB_Default :nv_opening_fraction: NECB_Default :nv_temp_out_min: NECB_Default :nv_type: NECB_Default :oa_scale: NECB_Default :occupancy_loads_scale: NECB_Default :output_meters: [] :output_variables: [] :overhead_door_cond: NECB_Default :primary_heating_fuel: NaturalGas :pv_ground_azimuth_angle: NECB_Default :pv_ground_module_description: NECB_Default :pv_ground_tilt_angle: NECB_Default :pv_ground_total_area_pv_panels_m2: NECB_Default :pv_ground_type: NECB_Default :rotation_degrees: NECB_Default :run_annual_simulation: true :s3_bucket: '834599497928' :scale_x: NECB_Default :scale_y: NECB_Default :scale_z: NECB_Default :shw_eff: NECB_Default :skylight_cond: NECB_Default :skylight_solar_trans: NECB_Default :srr_set: NECB_Default :template: NECB2017 | reference | reference | bc428c14-61cb-430d-bfac-99579b320025 | NECB2017 | FullServiceRestaurant | NaturalGas | Natural Gas | CAN_ON_Toronto.Pearson.Intl.AP.716240_CWEC2016.epw | parametric |  | NECB_Default | NECB_Default | NECB_Default | NECB_Default | NECB_Default | NECB_Default | NECB_Default | NECB_Default | NECB_Default | NECB_Default | NECB_Default | NECB_Default | NECB_Default | NECB_Default | NECB_Default | NECB_Default | NECB_Default | NECB_Default | NECB_Default | NECB_Default | NECB_Default | NECB_Default | NECB_Default | NECB_Default | NECB_Default | NECB_Default | NECB_Default | NECB_Default | NECB_Default | NECB_Default | NECB_Default | NECB_Default | NECB_Default | NECB_Default | NECB_Default | NECB_Default | NECB_Default | NECB_Default | NECB_Default | NECB_Default | NECB_Default | NECB_Default | NECB_Default | NECB_Default | NECB_Default | aws_batch | 834599497928 | btap_private_cli |  | TRUE | TRUE |  |  | 223.759 | 42.8651 | 167.1829 | 377.1343 | 511.15 | 845.2233 | 40 | FullServiceRestaurant |  |  | 0 | FullServiceRestaurant | 1 |  | 1 | NECB2017 | 0.35452 | 2384.1067 | 266.9821 | 94.52 | 71.3353 | 19.1656 | 840.7615 | 388.7585 | TORONTO | ONTARIO | 3.2953 | 53.4508 | 0 | 56.7461 | 26.4014 | 9.4314 | 0 | 35.8328 | 0 | 0.06683 | 0 | 0 | 0.59327 | 0.20884 | 0.08207 | 0.89136 | 0.067182 | 0.16792 | 1.0816 | 0.0004304 | 1.6749 | 0.19022 | 67.8697 | 232.5347 | 40 | 0.757 | [5 empty] | 0.156 | 0.278 | 1.9 |  | 0 | Toronto Pearson Intl AP | CAN | 382 | 3615 | 43.677 | -79.631 | 5 | 3890 | ON | CAN_ON_Toronto.Pearson.Intl.AP.716240_CWEC2016.epw | 1.6748 | 42.8651 | 223.759 | 8.6715 | 15.1633 | FALSE | FALSE | FALSE | FALSE | 12.8053 | 10.4239 | 0 | 0 | 0 | 0 | 97.23 | 44.149 | 1.0279 | 0.023283 | 375.71 | 0 | 1.6749 | 23.67 | 16.5 | 0 | 0 |  | https://s3.console.aws.amazon.com/s3/buckets/834599497928?region=ca-central-1&prefix=phylroy.lopez/reference/reference/output/bc428c14-61cb-430d-bfac-99579b320025/ | 1.0.002
633 |  | TRUE | 53 | 0 | 0 | 127.3037 |  |  |  | 0.1 | 2021-09-22 20:10:06 +0000 | 438c2ebff | 0.2.14 | :adv_dx_units: NECB_Default :airloop_economizer_type: NECB_Default :algorithm_type: parametric :analysis_id: reference :analysis_name: reference :boiler_eff: NECB_Default :btap_batch_version: 1.0.002 :building_type: FullServiceRestaurant :chiller_type: NECB_Default :compute_environment: aws_batch :datapoint_id: 49136beb-5abd-4677-833e-615729ef2f09 :daylighting_type: NECB_Default :dcv_type: NECB_Default :door_construction_cond: NECB_Default :ecm_system_name: NECB_Default :electrical_loads_scale: NECB_Default :enable_costing: true :epw_file: CAN_YT_Whitehorse.Intl.AP.719640_CWEC2016.epw :erv_package: NECB_Default :ext_floor_cond: NECB_Default :ext_roof_cond: NECB_Default :ext_wall_cond: NECB_Default :fdwr_set: NECB_Default :fixed_wind_solar_trans: NECB_Default :fixed_window_cond: NECB_Default :furnace_eff: NECB_Default :glass_door_cond: NECB_Default :glass_door_solar_trans: NECB_Default :ground_floor_cond: NECB_Default :ground_roof_cond: NECB_Default :ground_wall_cond: NECB_Default :image_name: btap_private_cli :infiltration_scale: NECB_Default :lights_scale: NECB_Default :lights_type: NECB_Default :nv_delta_temp_in_out: NECB_Default :nv_opening_fraction: NECB_Default :nv_temp_out_min: NECB_Default :nv_type: NECB_Default :oa_scale: NECB_Default :occupancy_loads_scale: NECB_Default :output_meters: [] :output_variables: [] :overhead_door_cond: NECB_Default :primary_heating_fuel: Electricity :pv_ground_azimuth_angle: NECB_Default :pv_ground_module_description: NECB_Default :pv_ground_tilt_angle: NECB_Default :pv_ground_total_area_pv_panels_m2: NECB_Default :pv_ground_type: NECB_Default :rotation_degrees: NECB_Default :run_annual_simulation: true :s3_bucket: '834599497928' :scale_x: NECB_Default :scale_y: NECB_Default :scale_z: NECB_Default :shw_eff: NECB_Default :skylight_cond: NECB_Default :skylight_solar_trans: NECB_Default :srr_set: NECB_Default :template: NECB2017 | reference | reference | 49136beb-5abd-4677-833e-615729ef2f09 | NECB2017 | FullServiceRestaurant | Electricity | Electricity | CAN_YT_Whitehorse.Intl.AP.719640_CWEC2016.epw | parametric |  | NECB_Default | NECB_Default | NECB_Default | NECB_Default | NECB_Default | NECB_Default | NECB_Default | NECB_Default | NECB_Default | NECB_Default | NECB_Default | NECB_Default | NECB_Default | NECB_Default | NECB_Default | NECB_Default | NECB_Default | NECB_Default | NECB_Default | NECB_Default | NECB_Default | NECB_Default | NECB_Default | NECB_Default | NECB_Default | NECB_Default | NECB_Default | NECB_Default | NECB_Default | NECB_Default | NECB_Default | NECB_Default | NECB_Default | NECB_Default | NECB_Default | NECB_Default | NECB_Default | NECB_Default | NECB_Default | NECB_Default | NECB_Default | NECB_Default | NECB_Default | NECB_Default | NECB_Default | aws_batch | 834599497928 | btap_private_cli |  | TRUE | TRUE |  |  | 401.2109 | 14.6437 | 312.9653 | 418.5497 | 511.15 | 845.2233 | 22.8 | FullServiceRestaurant |  |  | 0 | FullServiceRestaurant | 1 |  | 1 | NECB2017 | 0.35452 | 2384.1067 | 189.8234 | 9.897 | 63.2393 | 31.2927 | 679.2818 | 385.0295 | WHITEHORSE | YUKON | 28.3694 | 0 | 0 | 28.3694 | 64.9697 | 0 | 0 | 64.9697 | 0 | 0.0065734 | 0 | 0 | 1.8239 | 0.19769 | 0.08207 | 1.1267 | 0.067182 | 0.16792 | 0 | 0 | 1.8239 | 0.17584 | 429.8327 | 0 | 22.8 | 0.757 | [5 empty] | 0.138 | 0.21 | 1.9 |  | 0 | Whitehorse Intl AP | CAN | 5 | 6491 | 60.709 | -135.069 | 7b | 6580 | YT | CAN_YT_Whitehorse.Intl.AP.719640_CWEC2016.epw | 1.824 | 14.6437 | 401.2109 | 6.2469 | 14.0897 | TRUE | FALSE | FALSE | FALSE | 6.463 | 21.6201 | 0 | 0.24591 | 0.00557 | 89.88 | 0 | 44.149 | 1.0279 | 0.023283 | 375.71 | 0 | 1.8239 | 6.83 | 5 | 0 | 0 |  | https://s3.console.aws.amazon.com/s3/buckets/834599497928?region=ca-central-1&prefix=phylroy.lopez/reference/reference/output/49136beb-5abd-4677-833e-615729ef2f09/ | 1.0.002 |  |  | 0 | 0 |  | 0 | 0 | tier_1 | 0
634 |  | TRUE | 254 | 4 | 0 | 913.6599 |  |  |  | 0.1 | 2021-09-22 20:10:09 +0000 | 438c2ebff | 0.2.14 | :adv_dx_units: NECB_Default :airloop_economizer_type: NECB_Default :algorithm_type: parametric :analysis_id: reference :analysis_name: reference :boiler_eff: NECB_Default :btap_batch_version: 1.0.002 :building_type: LargeOffice :chiller_type: NECB_Default :compute_environment: aws_batch :datapoint_id: 14c36d1a-8559-45d2-80ba-045a920032df :daylighting_type: NECB_Default :dcv_type: NECB_Default :door_construction_cond: NECB_Default :ecm_system_name: NECB_Default :electrical_loads_scale: NECB_Default :enable_costing: true :epw_file: CAN_AB_Calgary.Intl.AP.718770_CWEC2016.epw :erv_package: NECB_Default :ext_floor_cond: NECB_Default :ext_roof_cond: NECB_Default :ext_wall_cond: NECB_Default :fdwr_set: NECB_Default :fixed_wind_solar_trans: NECB_Default :fixed_window_cond: NECB_Default :furnace_eff: NECB_Default :glass_door_cond: NECB_Default :glass_door_solar_trans: NECB_Default :ground_floor_cond: NECB_Default :ground_roof_cond: NECB_Default :ground_wall_cond: NECB_Default :image_name: btap_private_cli :infiltration_scale: NECB_Default :lights_scale: NECB_Default :lights_type: NECB_Default :nv_delta_temp_in_out: NECB_Default :nv_opening_fraction: NECB_Default :nv_temp_out_min: NECB_Default :nv_type: NECB_Default :oa_scale: NECB_Default :occupancy_loads_scale: NECB_Default :output_meters: [] :output_variables: [] :overhead_door_cond: NECB_Default :primary_heating_fuel: NaturalGas :pv_ground_azimuth_angle: NECB_Default :pv_ground_module_description: NECB_Default :pv_ground_tilt_angle: NECB_Default :pv_ground_total_area_pv_panels_m2: NECB_Default :pv_ground_type: NECB_Default :rotation_degrees: NECB_Default :run_annual_simulation: true :s3_bucket: '834599497928' :scale_x: NECB_Default :scale_y: NECB_Default :scale_z: NECB_Default :shw_eff: NECB_Default :skylight_cond: NECB_Default :skylight_solar_trans: NECB_Default :srr_set: NECB_Default :template: BTAPPRE1980 | reference | reference | 14c36d1a-8559-45d2-80ba-045a920032df | BTAPPRE1980 | LargeOffice | NaturalGas | Natural Gas | CAN_AB_Calgary.Intl.AP.718770_CWEC2016.epw | parametric |  | NECB_Default | NECB_Default | NECB_Default | NECB_Default | NECB_Default | NECB_Default | NECB_Default | NECB_Default | NECB_Default | NECB_Default | NECB_Default | NECB_Default | NECB_Default | NECB_Default | NECB_Default | NECB_Default | NECB_Default | NECB_Default | NECB_Default | NECB_Default | NECB_Default | NECB_Default | NECB_Default | NECB_Default | NECB_Default | NECB_Default | NECB_Default | NECB_Default | NECB_Default | NECB_Default | NECB_Default | NECB_Default | NECB_Default | NECB_Default | NECB_Default | NECB_Default | NECB_Default | NECB_Default | NECB_Default | NECB_Default | NECB_Default | NECB_Default | NECB_Default | NECB_Default | NECB_Default | aws_batch | 834599497928 | btap_private_cli |  | TRUE | TRUE |  |  | 80.396 | 8.1154 | 30.8736 | 86.5358 | 46320.38 | 15152.6411 | 40 | LargeOffice |  |  | 0 | LargeOffice | 12 |  | 13 | BTAPPRE1980 | 0.085057 | 178146.0371 | 0.81895 | 58.6145 | 65.596 | 1.9686 | 260.3966 | 133.3985 | CALGARY | ALBERTA | 70.4116 | 10.2874 | 0 | 80.699 | 6.6736 | 0.73391 | 0 | 7.4075 | 0 | 0.013463 | 0 | 0 | 0.32084 | 0.081637 | 0 | 0.15126 | 0.094755 | 0.11764 | 0.20386 | 0.012564 | 0.52471 | 0.0526 | 33.9472 | 80.4014 | 40 | 0.678 |  | 0.678 |  |  |  | 0.227 | 0.772 | 2.95 |  | 0 | Calgary Intl AP | CAN | 64 | 4781 | 51.114 | -114.02 | 7a | 5000 | AB | CAN_AB_Calgary.Intl.AP.718770_CWEC2016.epw | 0.52471 | 8.1154 | 80.396 | 19.7713 | 20.1298 | TRUE | TRUE | FALSE | FALSE | 14.0159 | 14.8552 | 0 | 0 | 0 | 0 | 2436.46 | 2192.9915 | 25.7352 | 0.011735 | 9406.2 | 0.00078108 | 0.52471 | 1992.17 | 1942.5 | 1 | 1 |  | https://s3.console.aws.amazon.com/s3/buckets/834599497928?region=ca-central-1&prefix=phylroy.lopez/reference/reference/output/14c36d1a-8559-45d2-80ba-045a920032df/ | 1.0.002
635 |  | TRUE | 255 | 3 | 0 | 913.8433 |  |  |  | 0.1 | 2021-09-22 20:10:19 +0000 | 438c2ebff | 0.2.14 | :adv_dx_units: NECB_Default :airloop_economizer_type: NECB_Default :algorithm_type: parametric :analysis_id: reference :analysis_name: reference :boiler_eff: NECB_Default :btap_batch_version: 1.0.002 :building_type: LargeOffice :chiller_type: NECB_Default :compute_environment: aws_batch :datapoint_id: 0ed1851e-81a9-4572-bdad-4b4d8bcb275e :daylighting_type: NECB_Default :dcv_type: NECB_Default :door_construction_cond: NECB_Default :ecm_system_name: NECB_Default :electrical_loads_scale: NECB_Default :enable_costing: true :epw_file: CAN_YT_Whitehorse.Intl.AP.719640_CWEC2016.epw :erv_package: NECB_Default :ext_floor_cond: NECB_Default :ext_roof_cond: NECB_Default :ext_wall_cond: NECB_Default :fdwr_set: NECB_Default :fixed_wind_solar_trans: NECB_Default :fixed_window_cond: NECB_Default :furnace_eff: NECB_Default :glass_door_cond: NECB_Default :glass_door_solar_trans: NECB_Default :ground_floor_cond: NECB_Default :ground_roof_cond: NECB_Default :ground_wall_cond: NECB_Default :image_name: btap_private_cli :infiltration_scale: NECB_Default :lights_scale: NECB_Default :lights_type: NECB_Default :nv_delta_temp_in_out: NECB_Default :nv_opening_fraction: NECB_Default :nv_temp_out_min: NECB_Default :nv_type: NECB_Default :oa_scale: NECB_Default :occupancy_loads_scale: NECB_Default :output_meters: [] :output_variables: [] :overhead_door_cond: NECB_Default :primary_heating_fuel: NaturalGas :pv_ground_azimuth_angle: NECB_Default :pv_ground_module_description: NECB_Default :pv_ground_tilt_angle: NECB_Default :pv_ground_total_area_pv_panels_m2: NECB_Default :pv_ground_type: NECB_Default :rotation_degrees: NECB_Default :run_annual_simulation: true :s3_bucket: '834599497928' :scale_x: NECB_Default :scale_y: NECB_Default :scale_z: NECB_Default :shw_eff: NECB_Default :skylight_cond: NECB_Default :skylight_solar_trans: NECB_Default :srr_set: NECB_Default :template: BTAPPRE1980 | reference | reference | 0ed1851e-81a9-4572-bdad-4b4d8bcb275e | BTAPPRE1980 | LargeOffice | NaturalGas | Natural Gas | CAN_YT_Whitehorse.Intl.AP.719640_CWEC2016.epw | parametric |  | NECB_Default | NECB_Default | NECB_Default | NECB_Default | NECB_Default | NECB_Default | NECB_Default | NECB_Default | NECB_Default | NECB_Default | NECB_Default | NECB_Default | NECB_Default | NECB_Default | NECB_Default | NECB_Default | NECB_Default | NECB_Default | NECB_Default | NECB_Default | NECB_Default | NECB_Default | NECB_Default | NECB_Default | NECB_Default | NECB_Default | NECB_Default | NECB_Default | NECB_Default | NECB_Default | NECB_Default | NECB_Default | NECB_Default | NECB_Default | NECB_Default | NECB_Default | NECB_Default | NECB_Default | NECB_Default | NECB_Default | NECB_Default | NECB_Default | NECB_Default | NECB_Default | NECB_Default | aws_batch | 834599497928 | btap_private_cli |  | TRUE | TRUE |  |  | 86.196 | 7.4593 | 52.6025 | 111.4785 | 46320.38 | 15152.6411 | 40 | LargeOffice |  |  | 0 | LargeOffice | 12 |  | 13 | BTAPPRE1980 | 0.085057 | 178146.0371 | 0.61389 | 47.9997 | 60.8959 | 1.8872 | 233.0793 | 121.6826 | WHITEHORSE | YUKON | 4.7034 | 15.5056 | 0 | 20.209 | 10.7715 | 2.8263 | 0 | 13.5978 | 0 | 0.0060442 | 0 | 0 | 0.3024 | 0.073966 | 0 | 0.25478 | 0.094755 | 0.11764 | 0.3116 | 0.0097076 | 0.614 | 0.056824 | 32.4019 | 87.8415 | 40 | 0.678 |  | 0.678 |  |  |  | 0.227 | 0.772 | 2.95 |  | 0 | Whitehorse Intl AP | CAN | 5 | 6491 | 60.709 | -135.069 | 7b | 6580 | YT | CAN_YT_Whitehorse.Intl.AP.719640_CWEC2016.epw | 0.61401 | 7.4593 | 86.196 | 23.1895 | 13.8111 | TRUE | TRUE | FALSE | FALSE | 9.9254 | 17.4455 | 0 | 0 | 0 | 0 | 2632.11 | 2192.9915 | 25.7352 | 0.011735 | 9406.2 | 0.00028389 | 0.614 | 1590.5 | 1545.83 | 5 | 4.5 |  | https://s3.console.aws.amazon.com/s3/buckets/834599497928?region=ca-central-1&prefix=phylroy.lopez/reference/reference/output/0ed1851e-81a9-4572-bdad-4b4d8bcb275e/ | 1.0.002
636 |  | TRUE | 400 | 720 | 0 | 951.5434 |  |  |  | 0.1 | 2021-09-22 20:09:33 +0000 | 438c2ebff | 0.2.14 | :adv_dx_units: NECB_Default :airloop_economizer_type: NECB_Default :algorithm_type: parametric :analysis_id: reference :analysis_name: reference :boiler_eff: NECB_Default :btap_batch_version: 1.0.002 :building_type: SecondarySchool :chiller_type: NECB_Default :compute_environment: aws_batch :datapoint_id: 94874fe6-c65a-42b2-950c-b9f9c7ca522d :daylighting_type: NECB_Default :dcv_type: NECB_Default :door_construction_cond: NECB_Default :ecm_system_name: NECB_Default :electrical_loads_scale: NECB_Default :enable_costing: true :epw_file: CAN_AB_Edmonton.Intl.AP.711230_CWEC2016.epw :erv_package: NECB_Default :ext_floor_cond: NECB_Default :ext_roof_cond: NECB_Default :ext_wall_cond: NECB_Default :fdwr_set: NECB_Default :fixed_wind_solar_trans: NECB_Default :fixed_window_cond: NECB_Default :furnace_eff: NECB_Default :glass_door_cond: NECB_Default :glass_door_solar_trans: NECB_Default :ground_floor_cond: NECB_Default :ground_roof_cond: NECB_Default :ground_wall_cond: NECB_Default :image_name: btap_private_cli :infiltration_scale: NECB_Default :lights_scale: NECB_Default :lights_type: NECB_Default :nv_delta_temp_in_out: NECB_Default :nv_opening_fraction: NECB_Default :nv_temp_out_min: NECB_Default :nv_type: NECB_Default :oa_scale: NECB_Default :occupancy_loads_scale: NECB_Default :output_meters: [] :output_variables: [] :overhead_door_cond: NECB_Default :primary_heating_fuel: NaturalGas :pv_ground_azimuth_angle: NECB_Default :pv_ground_module_description: NECB_Default :pv_ground_tilt_angle: NECB_Default :pv_ground_total_area_pv_panels_m2: NECB_Default :pv_ground_type: NECB_Default :rotation_degrees: NECB_Default :run_annual_simulation: true :s3_bucket: '834599497928' :scale_x: NECB_Default :scale_y: NECB_Default :scale_z: NECB_Default :shw_eff: NECB_Default :skylight_cond: NECB_Default :skylight_solar_trans: NECB_Default :srr_set: NECB_Default :template: BTAPPRE1980 | reference | reference | 94874fe6-c65a-42b2-950c-b9f9c7ca522d | BTAPPRE1980 | SecondarySchool | NaturalGas | Natural Gas | CAN_AB_Edmonton.Intl.AP.711230_CWEC2016.epw | parametric |  | NECB_Default | NECB_Default | NECB_Default | NECB_Default | NECB_Default | NECB_Default | NECB_Default | NECB_Default | NECB_Default | NECB_Default | NECB_Default | NECB_Default | NECB_Default | NECB_Default | NECB_Default | NECB_Default | NECB_Default | NECB_Default | NECB_Default | NECB_Default | NECB_Default | NECB_Default | NECB_Default | NECB_Default | NECB_Default | NECB_Default | NECB_Default | NECB_Default | NECB_Default | NECB_Default | NECB_Default | NECB_Default | NECB_Default | NECB_Default | NECB_Default | NECB_Default | NECB_Default | NECB_Default | NECB_Default | NECB_Default | NECB_Default | NECB_Default | NECB_Default | NECB_Default | NECB_Default | aws_batch | 834599497928 | btap_private_cli |  | TRUE | TRUE |  |  | 301.0676 | 22.9969 | 275.2543 | 463.9214 | 19592 | 17870 | 35 | SecondarySchool |  |  | 1.1 | SecondarySchool | 2 |  | 2 | BTAPPRE1980 | 0.18768 | 95216 | 0.92512 | 31.7352 | 76.0525 | 7.8584 | 295.2468 | 178.6757 | EDMONTON | ALBERTA | 73.1337 | 76.3353 | 0 | 149.4691 | 6.9316 | 5.4458 | 0 | 12.3774 | 0 | 0.016315 | 0 | 0 | 0.33325 | 0.13769 | 0 | 1.3856 | 0.035323 | 0.14054 | 1.5127 | 0.0033748 | 1.846 | 0.12717 | 44.2351 | 309.8878 | 35 | 0.678 | [5 empty] | 0.227 | 0.772 | 2.95 | 2.95 | 1.1 | Edmonton Intl AP | CAN | 23 | 5588 | 53.31 | -113.579 | 7a | 5120 | AB | CAN_AB_Edmonton.Intl.AP.711230_CWEC2016.epw | 1.846 | 22.9969 | 301.0676 | 11.2321 | 16.212 | TRUE | FALSE | FALSE | FALSE | 12.509 | 19.4032 | 0 | 0 | 0 | 0 | 2491.58 | 3977.9874 | 22.542 | 0.0056667 | 8239.09 | 0 | 1.846 | 865.67 | 860.17 | 32.5 | 32.17 |  | https://s3.console.aws.amazon.com/s3/buckets/834599497928?region=ca-central-1&prefix=phylroy.lopez/reference/reference/output/94874fe6-c65a-42b2-950c-b9f9c7ca522d/ | 1.0.002
637 |  | TRUE | 402 | 720 | 0 | 951.6882 |  |  |  | 0.1 | 2021-09-22 20:09:10 +0000 | 438c2ebff | 0.2.14 | :adv_dx_units: NECB_Default :airloop_economizer_type: NECB_Default :algorithm_type: parametric :analysis_id: reference :analysis_name: reference :boiler_eff: NECB_Default :btap_batch_version: 1.0.002 :building_type: SecondarySchool :chiller_type: NECB_Default :compute_environment: aws_batch :datapoint_id: 0a1d0150-4ee0-4916-8c14-e1732faf96ae :daylighting_type: NECB_Default :dcv_type: NECB_Default :door_construction_cond: NECB_Default :ecm_system_name: NECB_Default :electrical_loads_scale: NECB_Default :enable_costing: true :epw_file: CAN_NS_Halifax.Dockyard.713280_CWEC2016.epw :erv_package: NECB_Default :ext_floor_cond: NECB_Default :ext_roof_cond: NECB_Default :ext_wall_cond: NECB_Default :fdwr_set: NECB_Default :fixed_wind_solar_trans: NECB_Default :fixed_window_cond: NECB_Default :furnace_eff: NECB_Default :glass_door_cond: NECB_Default :glass_door_solar_trans: NECB_Default :ground_floor_cond: NECB_Default :ground_roof_cond: NECB_Default :ground_wall_cond: NECB_Default :image_name: btap_private_cli :infiltration_scale: NECB_Default :lights_scale: NECB_Default :lights_type: NECB_Default :nv_delta_temp_in_out: NECB_Default :nv_opening_fraction: NECB_Default :nv_temp_out_min: NECB_Default :nv_type: NECB_Default :oa_scale: NECB_Default :occupancy_loads_scale: NECB_Default :output_meters: [] :output_variables: [] :overhead_door_cond: NECB_Default :primary_heating_fuel: NaturalGas :pv_ground_azimuth_angle: NECB_Default :pv_ground_module_description: NECB_Default :pv_ground_tilt_angle: NECB_Default :pv_ground_total_area_pv_panels_m2: NECB_Default :pv_ground_type: NECB_Default :rotation_degrees: NECB_Default :run_annual_simulation: true :s3_bucket: '834599497928' :scale_x: NECB_Default :scale_y: NECB_Default :scale_z: NECB_Default :shw_eff: NECB_Default :skylight_cond: NECB_Default :skylight_solar_trans: NECB_Default :srr_set: NECB_Default :template: BTAP1980TO2010 | reference | reference | 0a1d0150-4ee0-4916-8c14-e1732faf96ae | BTAP1980TO2010 | SecondarySchool | NaturalGas | Natural Gas | CAN_NS_Halifax.Dockyard.713280_CWEC2016.epw | parametric |  | NECB_Default | NECB_Default | NECB_Default | NECB_Default | NECB_Default | NECB_Default | NECB_Default | NECB_Default | NECB_Default | NECB_Default | NECB_Default | NECB_Default | NECB_Default | NECB_Default | NECB_Default | NECB_Default | NECB_Default | NECB_Default | NECB_Default | NECB_Default | NECB_Default | NECB_Default | NECB_Default | NECB_Default | NECB_Default | NECB_Default | NECB_Default | NECB_Default | NECB_Default | NECB_Default | NECB_Default | NECB_Default | NECB_Default | NECB_Default | NECB_Default | NECB_Default | NECB_Default | NECB_Default | NECB_Default | NECB_Default | NECB_Default | NECB_Default | NECB_Default | NECB_Default | NECB_Default | aws_batch | 834599497928 | btap_private_cli |  | TRUE | TRUE |  |  | 239.1203 | 21.7705 | 207.398 | 366.1029 | 19592 | 17870 | 35 | SecondarySchool |  |  | 1.1 | SecondarySchool | 2 |  | 2 | BTAP1980TO2010 | 0.18768 | 95216 | 0.90354 | 28.2875 | 74.1831 | 7.7453 | 275.1671 | 164.0477 | HALIFAX | NOVA SCOTIA | 66.6905 | 57.9691 | 0 | 124.6596 | 13.0792 | 14.632 | 0 | 27.7112 | 0 | 0.018399 | 0 | 0 | 0.32887 | 0.1313 | 0 | 1.0501 | 0.035323 | 0.14054 | 1.165 | 0.003309 | 1.4938 | 0.11491 | 42.5977 | 245.7274 | 35 | 0.678 | [5 empty] | 0.267 | 0.426 | 2.95 | 2.95 | 1.1 | Halifax Dockyard | CAN | 112 | 3647 | 44.655 | -63.577 | 6 | 4000 | NS | CAN_NS_Halifax.Dockyard.713280_CWEC2016.epw | 1.4938 | 21.7705 | 239.1203 | 12.3035 | 17.9615 | TRUE | FALSE | FALSE | FALSE | 9.1307 | 10.0707 | 0 | 0 | 0 | 0 | 2251.39 | 3977.9874 | 22.542 | 0.0056667 | 8239.09 | 0 | 1.4938 | 1001.17 | 997.17 | 42.67 | 42.67 |  | https://s3.console.aws.amazon.com/s3/buckets/834599497928?region=ca-central-1&prefix=phylroy.lopez/reference/reference/output/0a1d0150-4ee0-4916-8c14-e1732faf96ae/ | 1.0.002
638 |  | TRUE | 401 | 720 | 0 | 954.3056 |  |  |  | 0.1 | 2021-09-22 20:10:07 +0000 | 438c2ebff | 0.2.14 | :adv_dx_units: NECB_Default :airloop_economizer_type: NECB_Default :algorithm_type: parametric :analysis_id: reference :analysis_name: reference :boiler_eff: NECB_Default :btap_batch_version: 1.0.002 :building_type: SecondarySchool :chiller_type: NECB_Default :compute_environment: aws_batch :datapoint_id: 7951c318-f505-4fe5-a1c8-a2981f6eb70d :daylighting_type: NECB_Default :dcv_type: NECB_Default :door_construction_cond: NECB_Default :ecm_system_name: NECB_Default :electrical_loads_scale: NECB_Default :enable_costing: true :epw_file: CAN_AB_Edmonton.Intl.AP.711230_CWEC2016.epw :erv_package: NECB_Default :ext_floor_cond: NECB_Default :ext_roof_cond: NECB_Default :ext_wall_cond: NECB_Default :fdwr_set: NECB_Default :fixed_wind_solar_trans: NECB_Default :fixed_window_cond: NECB_Default :furnace_eff: NECB_Default :glass_door_cond: NECB_Default :glass_door_solar_trans: NECB_Default :ground_floor_cond: NECB_Default :ground_roof_cond: NECB_Default :ground_wall_cond: NECB_Default :image_name: btap_private_cli :infiltration_scale: NECB_Default :lights_scale: NECB_Default :lights_type: NECB_Default :nv_delta_temp_in_out: NECB_Default :nv_opening_fraction: NECB_Default :nv_temp_out_min: NECB_Default :nv_type: NECB_Default :oa_scale: NECB_Default :occupancy_loads_scale: NECB_Default :output_meters: [] :output_variables: [] :overhead_door_cond: NECB_Default :primary_heating_fuel: Electricity :pv_ground_azimuth_angle: NECB_Default :pv_ground_module_description: NECB_Default :pv_ground_tilt_angle: NECB_Default :pv_ground_total_area_pv_panels_m2: NECB_Default :pv_ground_type: NECB_Default :rotation_degrees: NECB_Default :run_annual_simulation: true :s3_bucket: '834599497928' :scale_x: NECB_Default :scale_y: NECB_Default :scale_z: NECB_Default :shw_eff: NECB_Default :skylight_cond: NECB_Default :skylight_solar_trans: NECB_Default :srr_set: NECB_Default :template: BTAPPRE1980 | reference | reference | 7951c318-f505-4fe5-a1c8-a2981f6eb70d | BTAPPRE1980 | SecondarySchool | Electricity | Electricity | CAN_AB_Edmonton.Intl.AP.711230_CWEC2016.epw | parametric |  | NECB_Default | NECB_Default | NECB_Default | NECB_Default | NECB_Default | NECB_Default | NECB_Default | NECB_Default | NECB_Default | NECB_Default | NECB_Default | NECB_Default | NECB_Default | NECB_Default | NECB_Default | NECB_Default | NECB_Default | NECB_Default | NECB_Default | NECB_Default | NECB_Default | NECB_Default | NECB_Default | NECB_Default | NECB_Default | NECB_Default | NECB_Default | NECB_Default | NECB_Default | NECB_Default | NECB_Default | NECB_Default | NECB_Default | NECB_Default | NECB_Default | NECB_Default | NECB_Default | NECB_Default | NECB_Default | NECB_Default | NECB_Default | NECB_Default | NECB_Default | NECB_Default | NECB_Default | aws_batch | 834599497928 | btap_private_cli |  | TRUE | TRUE |  |  | 225.3496 | 22.9969 | 275.5159 | 344.075 | 19592 | 17870 | 35 | SecondarySchool |  |  | 1.1 | SecondarySchool | 2 |  | 2 | BTAPPRE1980 | 0.18768 | 95216 | 0.92512 | 13.5504 | 76.0525 | 8.1071 | 316.3558 | 217.7207 | EDMONTON | ALBERTA | 310.4307 | 0 | 0 | 310.4307 | 29.4223 | 0 | 0 | 29.4223 | 0 | 0.016315 | 0 | 0 | 1.4145 | 0.13649 | 0 | 0.99186 | 0.035323 | 0.14054 | 0 | 0.0031258 | 1.4145 | 0.09088 | 252.1328 | 0 | 35 | 0.678 | [5 empty] | 0.227 | 0.772 | 2.95 | 2.95 | 1.1 | Edmonton Intl AP | CAN | 23 | 5588 | 53.31 | -113.579 | 7a | 5120 | AB | CAN_AB_Edmonton.Intl.AP.711230_CWEC2016.epw | 1.4145 | 22.9969 | 225.3496 | 11.2321 | 16.212 | TRUE | FALSE | FALSE | FALSE | 12.509 | 19.4032 | 0 | 4.8715 | 0.0012246 | 1780.52 | 0 | 3977.9874 | 22.542 | 0.0056667 | 8239.09 | 0 | 1.4145 | 865.33 | 859.83 | 10 | 8.17 |  | https://s3.console.aws.amazon.com/s3/buckets/834599497928?region=ca-central-1&prefix=phylroy.lopez/reference/reference/output/7951c318-f505-4fe5-a1c8-a2981f6eb70d/ | 1.0.002
639 |  | TRUE | 406 | 768 | 0 | 953.4787 |  |  |  | 0.1 | 2021-09-22 20:09:56 +0000 | 438c2ebff | 0.2.14 | :adv_dx_units: NECB_Default :airloop_economizer_type: NECB_Default :algorithm_type: parametric :analysis_id: reference :analysis_name: reference :boiler_eff: NECB_Default :btap_batch_version: 1.0.002 :building_type: SecondarySchool :chiller_type: NECB_Default :compute_environment: aws_batch :datapoint_id: cc2a68ed-e98f-44e9-ba8d-371cc221aa64 :daylighting_type: NECB_Default :dcv_type: NECB_Default :door_construction_cond: NECB_Default :ecm_system_name: NECB_Default :electrical_loads_scale: NECB_Default :enable_costing: true :epw_file: CAN_ON_Toronto.Pearson.Intl.AP.716240_CWEC2016.epw :erv_package: NECB_Default :ext_floor_cond: NECB_Default :ext_roof_cond: NECB_Default :ext_wall_cond: NECB_Default :fdwr_set: NECB_Default :fixed_wind_solar_trans: NECB_Default :fixed_window_cond: NECB_Default :furnace_eff: NECB_Default :glass_door_cond: NECB_Default :glass_door_solar_trans: NECB_Default :ground_floor_cond: NECB_Default :ground_roof_cond: NECB_Default :ground_wall_cond: NECB_Default :image_name: btap_private_cli :infiltration_scale: NECB_Default :lights_scale: NECB_Default :lights_type: NECB_Default :nv_delta_temp_in_out: NECB_Default :nv_opening_fraction: NECB_Default :nv_temp_out_min: NECB_Default :nv_type: NECB_Default :oa_scale: NECB_Default :occupancy_loads_scale: NECB_Default :output_meters: [] :output_variables: [] :overhead_door_cond: NECB_Default :primary_heating_fuel: NaturalGas :pv_ground_azimuth_angle: NECB_Default :pv_ground_module_description: NECB_Default :pv_ground_tilt_angle: NECB_Default :pv_ground_total_area_pv_panels_m2: NECB_Default :pv_ground_type: NECB_Default :rotation_degrees: NECB_Default :run_annual_simulation: true :s3_bucket: '834599497928' :scale_x: NECB_Default :scale_y: NECB_Default :scale_z: NECB_Default :shw_eff: NECB_Default :skylight_cond: NECB_Default :skylight_solar_trans: NECB_Default :srr_set: NECB_Default :template: NECB2011 | reference | reference | cc2a68ed-e98f-44e9-ba8d-371cc221aa64 | NECB2011 | SecondarySchool | NaturalGas | Natural Gas | CAN_ON_Toronto.Pearson.Intl.AP.716240_CWEC2016.epw | parametric |  | NECB_Default | NECB_Default | NECB_Default | NECB_Default | NECB_Default | NECB_Default | NECB_Default | NECB_Default | NECB_Default | NECB_Default | NECB_Default | NECB_Default | NECB_Default | NECB_Default | NECB_Default | NECB_Default | NECB_Default | NECB_Default | NECB_Default | NECB_Default | NECB_Default | NECB_Default | NECB_Default | NECB_Default | NECB_Default | NECB_Default | NECB_Default | NECB_Default | NECB_Default | NECB_Default | NECB_Default | NECB_Default | NECB_Default | NECB_Default | NECB_Default | NECB_Default | NECB_Default | NECB_Default | NECB_Default | NECB_Default | NECB_Default | NECB_Default | NECB_Default | NECB_Default | NECB_Default | aws_batch | 834599497928 | btap_private_cli |  | TRUE | TRUE |  |  | 217.4783 | 39.3195 | 139.7705 | 279.4034 | 19592 | 17870 | 40 | SecondarySchool |  |  | 5 | SecondarySchool | 2 |  | 2 | NECB2011 | 0.18768 | 95216 | 148.8109 | 24.2677 | 77.0975 | 8.0035 | 459.8152 | 201.6356 | TORONTO | ONTARIO | 2.0352 | 40.2915 | 0 | 42.3267 | 16.3056 | 7.1094 | 0 | 23.415 | 0 | 0.065801 | 0 | 0 | 0.36642 | 0.12155 | 0 | 0.70273 | 0.035323 | 0.14054 | 0.8153 | 0.0031972 | 1.1817 | 0.11257 | 59.2873 | 224.8492 | 40 | 0.757 | [5 empty] | 0.183 | 0.278 | 2.2 | 2.2 | 5 | Toronto Pearson Intl AP | CAN | 382 | 3615 | 43.677 | -79.631 | 5 | 3890 | ON | CAN_ON_Toronto.Pearson.Intl.AP.716240_CWEC2016.epw | 1.1817 | 39.3195 | 217.4783 | 14.0097 | 16.7378 | FALSE | FALSE | FALSE | FALSE | 14.9755 | 11.2023 | 0 | 0 | 0 | 0 | 2205.53 | 3977.9874 | 22.542 | 0.0056667 | 8239.09 | 0 | 1.1817 | 665.5 | 637.5 | 31.5 | 31.5 |  | https://s3.console.aws.amazon.com/s3/buckets/834599497928?region=ca-central-1&prefix=phylroy.lopez/reference/reference/output/cc2a68ed-e98f-44e9-ba8d-371cc221aa64/ | 1.0.002
640 |  | TRUE | 409 | 720 | 0 | 955.4678 |  |  |  | 0.1 | 2021-09-22 20:10:11 +0000 | 438c2ebff | 0.2.14 | :adv_dx_units: NECB_Default :airloop_economizer_type: NECB_Default :algorithm_type: parametric :analysis_id: reference :analysis_name: reference :boiler_eff: NECB_Default :btap_batch_version: 1.0.002 :building_type: SecondarySchool :chiller_type: NECB_Default :compute_environment: aws_batch :datapoint_id: e7788bf5-a649-4cc0-8867-8ba056471782 :daylighting_type: NECB_Default :dcv_type: NECB_Default :door_construction_cond: NECB_Default :ecm_system_name: NECB_Default :electrical_loads_scale: NECB_Default :enable_costing: true :epw_file: CAN_QC_Montreal-Trudeau.Intl.AP.716270_CWEC2016.epw :erv_package: NECB_Default :ext_floor_cond: NECB_Default :ext_roof_cond: NECB_Default :ext_wall_cond: NECB_Default :fdwr_set: NECB_Default :fixed_wind_solar_trans: NECB_Default :fixed_window_cond: NECB_Default :furnace_eff: NECB_Default :glass_door_cond: NECB_Default :glass_door_solar_trans: NECB_Default :ground_floor_cond: NECB_Default :ground_roof_cond: NECB_Default :ground_wall_cond: NECB_Default :image_name: btap_private_cli :infiltration_scale: NECB_Default :lights_scale: NECB_Default :lights_type: NECB_Default :nv_delta_temp_in_out: NECB_Default :nv_opening_fraction: NECB_Default :nv_temp_out_min: NECB_Default :nv_type: NECB_Default :oa_scale: NECB_Default :occupancy_loads_scale: NECB_Default :output_meters: [] :output_variables: [] :overhead_door_cond: NECB_Default :primary_heating_fuel: Electricity :pv_ground_azimuth_angle: NECB_Default :pv_ground_module_description: NECB_Default :pv_ground_tilt_angle: NECB_Default :pv_ground_total_area_pv_panels_m2: NECB_Default :pv_ground_type: NECB_Default :rotation_degrees: NECB_Default :run_annual_simulation: true :s3_bucket: '834599497928' :scale_x: NECB_Default :scale_y: NECB_Default :scale_z: NECB_Default :shw_eff: NECB_Default :skylight_cond: NECB_Default :skylight_solar_trans: NECB_Default :srr_set: NECB_Default :template: BTAP1980TO2010 | reference | reference | e7788bf5-a649-4cc0-8867-8ba056471782 | BTAP1980TO2010 | SecondarySchool | Electricity | Electricity | CAN_QC_Montreal-Trudeau.Intl.AP.716270_CWEC2016.epw | parametric |  | NECB_Default | NECB_Default | NECB_Default | NECB_Default | NECB_Default | NECB_Default | NECB_Default | NECB_Default | NECB_Default | NECB_Default | NECB_Default | NECB_Default | NECB_Default | NECB_Default | NECB_Default | NECB_Default | NECB_Default | NECB_Default | NECB_Default | NECB_Default | NECB_Default | NECB_Default | NECB_Default | NECB_Default | NECB_Default | NECB_Default | NECB_Default | NECB_Default | NECB_Default | NECB_Default | NECB_Default | NECB_Default | NECB_Default | NECB_Default | NECB_Default | NECB_Default | NECB_Default | NECB_Default | NECB_Default | NECB_Default | NECB_Default | NECB_Default | NECB_Default | NECB_Default | NECB_Default | aws_batch | 834599497928 | btap_private_cli |  | TRUE | TRUE |  |  | 233.3938 | 37.4512 | 243.3024 | 318.1199 | 19592 | 17870 | 35 | SecondarySchool |  |  | 1.1 | SecondarySchool | 2 |  | 2 | BTAP1980TO2010 | 0.18768 | 95216 | 0.89569 | 13.2658 | 69.797 | 8.0847 | 305.8649 | 213.8216 | MONTREAL | QUEBEC | 0.51339 | 0 | 0 | 0.51339 | 32.6972 | 0 | 0 | 32.6972 | 0 | 0.048838 | 0 | 0 | 1.3211 | 0.13515 | 0 | 0.87589 | 0.035323 | 0.14054 | 0 | 0.0031258 | 1.3211 | 0.082225 | 255.3754 | 0 | 35 | 0.678 | [5 empty] | 0.267 | 0.426 | 2.95 | 2.95 | 1.1 | Montreal-Trudeau Intl AP | CAN | 323 | 4090 | 45.471 | -73.741 | 6 | 4400 | QC | CAN_QC_Montreal-Trudeau.Intl.AP.716270_CWEC2016.epw | 1.3211 | 37.4512 | 233.3938 | 13.0892 | 18.5707 | FALSE | FALSE | FALSE | FALSE | 14.54 | 16.6482 | 0 | 4.4076 | 0.001108 | 1610.96 | 0 | 3977.9874 | 22.542 | 0.0056667 | 8239.09 | 0 | 1.3211 | 1274.83 | 1252.17 | 6 | 6 |  | https://s3.console.aws.amazon.com/s3/buckets/834599497928?region=ca-central-1&prefix=phylroy.lopez/reference/reference/output/e7788bf5-a649-4cc0-8867-8ba056471782/ | 1.0.002
641 |  | TRUE | 418 | 768 | 0 | 954.0221 |  |  |  | 0.1 | 2021-09-22 20:10:03 +0000 | 438c2ebff | 0.2.14 | :adv_dx_units: NECB_Default :airloop_economizer_type: NECB_Default :algorithm_type: parametric :analysis_id: reference :analysis_name: reference :boiler_eff: NECB_Default :btap_batch_version: 1.0.002 :building_type: SecondarySchool :chiller_type: NECB_Default :compute_environment: aws_batch :datapoint_id: 066b0813-ea88-48ad-a56a-434eacc45623 :daylighting_type: NECB_Default :dcv_type: NECB_Default :door_construction_cond: NECB_Default :ecm_system_name: NECB_Default :electrical_loads_scale: NECB_Default :enable_costing: true :epw_file: CAN_AB_Edmonton.Intl.AP.711230_CWEC2016.epw :erv_package: NECB_Default :ext_floor_cond: NECB_Default :ext_roof_cond: NECB_Default :ext_wall_cond: NECB_Default :fdwr_set: NECB_Default :fixed_wind_solar_trans: NECB_Default :fixed_window_cond: NECB_Default :furnace_eff: NECB_Default :glass_door_cond: NECB_Default :glass_door_solar_trans: NECB_Default :ground_floor_cond: NECB_Default :ground_roof_cond: NECB_Default :ground_wall_cond: NECB_Default :image_name: btap_private_cli :infiltration_scale: NECB_Default :lights_scale: NECB_Default :lights_type: NECB_Default :nv_delta_temp_in_out: NECB_Default :nv_opening_fraction: NECB_Default :nv_temp_out_min: NECB_Default :nv_type: NECB_Default :oa_scale: NECB_Default :occupancy_loads_scale: NECB_Default :output_meters: [] :output_variables: [] :overhead_door_cond: NECB_Default :primary_heating_fuel: Electricity :pv_ground_azimuth_angle: NECB_Default :pv_ground_module_description: NECB_Default :pv_ground_tilt_angle: NECB_Default :pv_ground_total_area_pv_panels_m2: NECB_Default :pv_ground_type: NECB_Default :rotation_degrees: NECB_Default :run_annual_simulation: true :s3_bucket: '834599497928' :scale_x: NECB_Default :scale_y: NECB_Default :scale_z: NECB_Default :shw_eff: NECB_Default :skylight_cond: NECB_Default :skylight_solar_trans: NECB_Default :srr_set: NECB_Default :template: NECB2015 | reference | reference | 066b0813-ea88-48ad-a56a-434eacc45623 | NECB2015 | SecondarySchool | Electricity | Electricity | CAN_AB_Edmonton.Intl.AP.711230_CWEC2016.epw | parametric |  | NECB_Default | NECB_Default | NECB_Default | NECB_Default | NECB_Default | NECB_Default | NECB_Default | NECB_Default | NECB_Default | NECB_Default | NECB_Default | NECB_Default | NECB_Default | NECB_Default | NECB_Default | NECB_Default | NECB_Default | NECB_Default | NECB_Default | NECB_Default | NECB_Default | NECB_Default | NECB_Default | NECB_Default | NECB_Default | NECB_Default | NECB_Default | NECB_Default | NECB_Default | NECB_Default | NECB_Default | NECB_Default | NECB_Default | NECB_Default | NECB_Default | NECB_Default | NECB_Default | NECB_Default | NECB_Default | NECB_Default | NECB_Default | NECB_Default | NECB_Default | NECB_Default | NECB_Default | aws_batch | 834599497928 | btap_private_cli |  | TRUE | TRUE |  |  | 172.2183 | 24.0805 | 198.1147 | 262.2034 | 19592 | 17870 | 32.5 | SecondarySchool |  |  | 5 | SecondarySchool | 2 |  | 2 | NECB2015 | 0.18768 | 95216 | 138.2018 | 9.5649 | 77.5339 | 8.1071 | 461.1635 | 227.7559 | EDMONTON | ALBERTA | 244.9283 | 0 | 0 | 244.9283 | 23.2141 | 0 | 0 | 23.2141 | 0 | 0.021608 | 0 | 0 | 1.1161 | 0.11582 | 0 | 0.71321 | 0.035421 | 0.13671 | 0 | 0.0030232 | 1.1161 | 0.090273 | 197.8175 | 0 | 32.5 | 0.757 | [5 empty] | 0.162 | 0.21 | 2.2 | 2.2 | 5 | Edmonton Intl AP | CAN | 23 | 5588 | 53.31 | -113.579 | 7a | 5120 | AB | CAN_AB_Edmonton.Intl.AP.711230_CWEC2016.epw | 1.1161 | 24.0805 | 172.2183 | 11.2321 | 16.212 | TRUE | FALSE | FALSE | FALSE | 12.5098 | 19.4048 | 0 | 4.8389 | 0.0012164 | 1768.62 | 0 | 3977.9111 | 22.3732 | 0.0056244 | 8177.42 | 0 | 1.1161 | 450.83 | 438.17 | 17.67 | 17.67 |  | https://s3.console.aws.amazon.com/s3/buckets/834599497928?region=ca-central-1&prefix=phylroy.lopez/reference/reference/output/066b0813-ea88-48ad-a56a-434eacc45623/ | 1.0.002
642 |  | TRUE | 398 | 720 | 0 | 955.9959 |  |  |  | 0.1 | 2021-09-22 20:09:08 +0000 | 438c2ebff | 0.2.14 | :adv_dx_units: NECB_Default :airloop_economizer_type: NECB_Default :algorithm_type: parametric :analysis_id: reference :analysis_name: reference :boiler_eff: NECB_Default :btap_batch_version: 1.0.002 :building_type: SecondarySchool :chiller_type: NECB_Default :compute_environment: aws_batch :datapoint_id: 814bb716-5700-494c-8cde-ab0d068588fc :daylighting_type: NECB_Default :dcv_type: NECB_Default :door_construction_cond: NECB_Default :ecm_system_name: NECB_Default :electrical_loads_scale: NECB_Default :enable_costing: true :epw_file: CAN_AB_Calgary.Intl.AP.718770_CWEC2016.epw :erv_package: NECB_Default :ext_floor_cond: NECB_Default :ext_roof_cond: NECB_Default :ext_wall_cond: NECB_Default :fdwr_set: NECB_Default :fixed_wind_solar_trans: NECB_Default :fixed_window_cond: NECB_Default :furnace_eff: NECB_Default :glass_door_cond: NECB_Default :glass_door_solar_trans: NECB_Default :ground_floor_cond: NECB_Default :ground_roof_cond: NECB_Default :ground_wall_cond: NECB_Default :image_name: btap_private_cli :infiltration_scale: NECB_Default :lights_scale: NECB_Default :lights_type: NECB_Default :nv_delta_temp_in_out: NECB_Default :nv_opening_fraction: NECB_Default :nv_temp_out_min: NECB_Default :nv_type: NECB_Default :oa_scale: NECB_Default :occupancy_loads_scale: NECB_Default :output_meters: [] :output_variables: [] :overhead_door_cond: NECB_Default :primary_heating_fuel: NaturalGas :pv_ground_azimuth_angle: NECB_Default :pv_ground_module_description: NECB_Default :pv_ground_tilt_angle: NECB_Default :pv_ground_total_area_pv_panels_m2: NECB_Default :pv_ground_type: NECB_Default :rotation_degrees: NECB_Default :run_annual_simulation: true :s3_bucket: '834599497928' :scale_x: NECB_Default :scale_y: NECB_Default :scale_z: NECB_Default :shw_eff: NECB_Default :skylight_cond: NECB_Default :skylight_solar_trans: NECB_Default :srr_set: NECB_Default :template: BTAPPRE1980 | reference | reference | 814bb716-5700-494c-8cde-ab0d068588fc | BTAPPRE1980 | SecondarySchool | NaturalGas | Natural Gas | CAN_AB_Calgary.Intl.AP.718770_CWEC2016.epw | parametric |  | NECB_Default | NECB_Default | NECB_Default | NECB_Default | NECB_Default | NECB_Default | NECB_Default | NECB_Default | NECB_Default | NECB_Default | NECB_Default | NECB_Default | NECB_Default | NECB_Default | NECB_Default | NECB_Default | NECB_Default | NECB_Default | NECB_Default | NECB_Default | NECB_Default | NECB_Default | NECB_Default | NECB_Default | NECB_Default | NECB_Default | NECB_Default | NECB_Default | NECB_Default | NECB_Default | NECB_Default | NECB_Default | NECB_Default | NECB_Default | NECB_Default | NECB_Default | NECB_Default | NECB_Default | NECB_Default | NECB_Default | NECB_Default | NECB_Default | NECB_Default | NECB_Default | NECB_Default | aws_batch | 834599497928 | btap_private_cli |  | TRUE | TRUE |  |  | 276.6791 | 25.3761 | 221.9966 | 392.8019 | 19592 | 17870 | 35 | SecondarySchool |  |  | 1.1 | SecondarySchool | 2 |  | 2 | BTAPPRE1980 | 0.18768 | 95216 | 0.92831 | 31.7281 | 73.342 | 7.849 | 288.0546 | 174.2073 | CALGARY | ALBERTA | 74.736 | 63.0472 | 0 | 137.7832 | 7.0834 | 4.4979 | 0 | 11.5813 | 0 | 0.019476 | 0 | 0 | 0.34055 | 0.14186 | 0 | 1.1274 | 0.035323 | 0.14054 | 1.2494 | 0.0033478 | 1.59 | 0.12198 | 46.7916 | 284.1374 | 35 | 0.678 | [5 empty] | 0.227 | 0.772 | 2.95 | 2.95 | 1.1 | Calgary Intl AP | CAN | 64 | 4781 | 51.114 | -114.02 | 7a | 5000 | AB | CAN_AB_Calgary.Intl.AP.718770_CWEC2016.epw | 1.5899 | 25.3761 | 276.6791 | 11.0464 | 17.9632 | TRUE | FALSE | FALSE | FALSE | 13.6635 | 17.5893 | 0 | 0 | 0 | 0 | 2389.79 | 3977.9874 | 22.542 | 0.0056667 | 8239.09 | 0 | 1.59 | 983.67 | 975.5 | 22.5 | 22.33 |  | https://s3.console.aws.amazon.com/s3/buckets/834599497928?region=ca-central-1&prefix=phylroy.lopez/reference/reference/output/814bb716-5700-494c-8cde-ab0d068588fc/ | 1.0.002
643 |  | TRUE | 424 | 768 | 0 | 955.8725 |  |  |  | 0.1 | 2021-09-22 20:10:09 +0000 | 438c2ebff | 0.2.14 | :adv_dx_units: NECB_Default :airloop_economizer_type: NECB_Default :algorithm_type: parametric :analysis_id: reference :analysis_name: reference :boiler_eff: NECB_Default :btap_batch_version: 1.0.002 :building_type: SecondarySchool :chiller_type: NECB_Default :compute_environment: aws_batch :datapoint_id: 13f6d25a-ed79-4819-8e60-811143c2a08d :daylighting_type: NECB_Default :dcv_type: NECB_Default :door_construction_cond: NECB_Default :ecm_system_name: NECB_Default :electrical_loads_scale: NECB_Default :enable_costing: true :epw_file: CAN_QC_Montreal-Trudeau.Intl.AP.716270_CWEC2016.epw :erv_package: NECB_Default :ext_floor_cond: NECB_Default :ext_roof_cond: NECB_Default :ext_wall_cond: NECB_Default :fdwr_set: NECB_Default :fixed_wind_solar_trans: NECB_Default :fixed_window_cond: NECB_Default :furnace_eff: NECB_Default :glass_door_cond: NECB_Default :glass_door_solar_trans: NECB_Default :ground_floor_cond: NECB_Default :ground_roof_cond: NECB_Default :ground_wall_cond: NECB_Default :image_name: btap_private_cli :infiltration_scale: NECB_Default :lights_scale: NECB_Default :lights_type: NECB_Default :nv_delta_temp_in_out: NECB_Default :nv_opening_fraction: NECB_Default :nv_temp_out_min: NECB_Default :nv_type: NECB_Default :oa_scale: NECB_Default :occupancy_loads_scale: NECB_Default :output_meters: [] :output_variables: [] :overhead_door_cond: NECB_Default :primary_heating_fuel: Electricity :pv_ground_azimuth_angle: NECB_Default :pv_ground_module_description: NECB_Default :pv_ground_tilt_angle: NECB_Default :pv_ground_total_area_pv_panels_m2: NECB_Default :pv_ground_type: NECB_Default :rotation_degrees: NECB_Default :run_annual_simulation: true :s3_bucket: '834599497928' :scale_x: NECB_Default :scale_y: NECB_Default :scale_z: NECB_Default :shw_eff: NECB_Default :skylight_cond: NECB_Default :skylight_solar_trans: NECB_Default :srr_set: NECB_Default :template: NECB2015 | reference | reference | 13f6d25a-ed79-4819-8e60-811143c2a08d | NECB2015 | SecondarySchool | Electricity | Electricity | CAN_QC_Montreal-Trudeau.Intl.AP.716270_CWEC2016.epw | parametric |  | NECB_Default | NECB_Default | NECB_Default | NECB_Default | NECB_Default | NECB_Default | NECB_Default | NECB_Default | NECB_Default | NECB_Default | NECB_Default | NECB_Default | NECB_Default | NECB_Default | NECB_Default | NECB_Default | NECB_Default | NECB_Default | NECB_Default | NECB_Default | NECB_Default | NECB_Default | NECB_Default | NECB_Default | NECB_Default | NECB_Default | NECB_Default | NECB_Default | NECB_Default | NECB_Default | NECB_Default | NECB_Default | NECB_Default | NECB_Default | NECB_Default | NECB_Default | NECB_Default | NECB_Default | NECB_Default | NECB_Default | NECB_Default | NECB_Default | NECB_Default | NECB_Default | NECB_Default | aws_batch | 834599497928 | btap_private_cli |  | TRUE | TRUE |  |  | 181.2151 | 37.2833 | 168.6539 | 240.9905 | 19592 | 17870 | 37.3 | SecondarySchool |  |  | 5 | SecondarySchool | 2 |  | 2 | NECB2015 | 0.18768 | 95216 | 136.1742 | 9.0405 | 71.1613 | 8.0847 | 449.8287 | 225.3681 | MONTREAL | QUEBEC | 0.40403 | 0 | 0 | 0.40403 | 25.7325 | 0 | 0 | 25.7325 | 0 | 0.058264 | 0 | 0 | 1.0397 | 0.11744 | 0 | 0.60715 | 0.035421 | 0.13671 | 0 | 0.0030232 | 1.0397 | 0.081683 | 201.0576 | 0 | 37.3 | 0.757 | [5 empty] | 0.183 | 0.247 | 2.2 | 2.2 | 5 | Montreal-Trudeau Intl AP | CAN | 323 | 4090 | 45.471 | -73.741 | 6 | 4400 | QC | CAN_QC_Montreal-Trudeau.Intl.AP.716270_CWEC2016.epw | 1.0397 | 37.2833 | 181.2151 | 13.0892 | 18.5707 | FALSE | FALSE | FALSE | FALSE | 14.5411 | 16.6498 | 0 | 4.3785 | 0.0011007 | 1600.34 | 0 | 3977.9111 | 22.3732 | 0.0056244 | 8177.42 | 0 | 1.0397 | 530.67 | 503.5 | 11.67 | 11.67 |  | https://s3.console.aws.amazon.com/s3/buckets/834599497928?region=ca-central-1&prefix=phylroy.lopez/reference/reference/output/13f6d25a-ed79-4819-8e60-811143c2a08d/ | 1.0.002
644 |  | TRUE | 424 | 768 | 0 | 956.4817 |  |  |  | 0.1 | 2021-09-22 20:10:04 +0000 | 438c2ebff | 0.2.14 | :adv_dx_units: NECB_Default :airloop_economizer_type: NECB_Default :algorithm_type: parametric :analysis_id: reference :analysis_name: reference :boiler_eff: NECB_Default :btap_batch_version: 1.0.002 :building_type: SecondarySchool :chiller_type: NECB_Default :compute_environment: aws_batch :datapoint_id: 4532fd7b-12c2-4f53-9f2a-06b04e44ced6 :daylighting_type: NECB_Default :dcv_type: NECB_Default :door_construction_cond: NECB_Default :ecm_system_name: NECB_Default :electrical_loads_scale: NECB_Default :enable_costing: true :epw_file: CAN_ON_Toronto.Pearson.Intl.AP.716240_CWEC2016.epw :erv_package: NECB_Default :ext_floor_cond: NECB_Default :ext_roof_cond: NECB_Default :ext_wall_cond: NECB_Default :fdwr_set: NECB_Default :fixed_wind_solar_trans: NECB_Default :fixed_window_cond: NECB_Default :furnace_eff: NECB_Default :glass_door_cond: NECB_Default :glass_door_solar_trans: NECB_Default :ground_floor_cond: NECB_Default :ground_roof_cond: NECB_Default :ground_wall_cond: NECB_Default :image_name: btap_private_cli :infiltration_scale: NECB_Default :lights_scale: NECB_Default :lights_type: NECB_Default :nv_delta_temp_in_out: NECB_Default :nv_opening_fraction: NECB_Default :nv_temp_out_min: NECB_Default :nv_type: NECB_Default :oa_scale: NECB_Default :occupancy_loads_scale: NECB_Default :output_meters: [] :output_variables: [] :overhead_door_cond: NECB_Default :primary_heating_fuel: Electricity :pv_ground_azimuth_angle: NECB_Default :pv_ground_module_description: NECB_Default :pv_ground_tilt_angle: NECB_Default :pv_ground_total_area_pv_panels_m2: NECB_Default :pv_ground_type: NECB_Default :rotation_degrees: NECB_Default :run_annual_simulation: true :s3_bucket: '834599497928' :scale_x: NECB_Default :scale_y: NECB_Default :scale_z: NECB_Default :shw_eff: NECB_Default :skylight_cond: NECB_Default :skylight_solar_trans: NECB_Default :srr_set: NECB_Default :template: NECB2015 | reference | reference | 4532fd7b-12c2-4f53-9f2a-06b04e44ced6 | NECB2015 | SecondarySchool | Electricity | Electricity | CAN_ON_Toronto.Pearson.Intl.AP.716240_CWEC2016.epw | parametric |  | NECB_Default | NECB_Default | NECB_Default | NECB_Default | NECB_Default | NECB_Default | NECB_Default | NECB_Default | NECB_Default | NECB_Default | NECB_Default | NECB_Default | NECB_Default | NECB_Default | NECB_Default | NECB_Default | NECB_Default | NECB_Default | NECB_Default | NECB_Default | NECB_Default | NECB_Default | NECB_Default | NECB_Default | NECB_Default | NECB_Default | NECB_Default | NECB_Default | NECB_Default | NECB_Default | NECB_Default | NECB_Default | NECB_Default | NECB_Default | NECB_Default | NECB_Default | NECB_Default | NECB_Default | NECB_Default | NECB_Default | NECB_Default | NECB_Default | NECB_Default | NECB_Default | NECB_Default | aws_batch | 834599497928 | btap_private_cli |  | TRUE | TRUE |  |  | 164.2672 | 38.9742 | 141.8175 | 216.1806 | 19592 | 17870 | 40 | SecondarySchool |  |  | 5 | SecondarySchool | 2 |  | 2 | NECB2015 | 0.18768 | 95216 | 148.8109 | 9.9471 | 78.5799 | 8.1469 | 482.4017 | 236.917 | TORONTO | ONTARIO | 5.2786 | 0 | 0 | 5.2786 | 42.2919 | 0 | 0 | 42.2919 | 0 | 0.065271 | 0 | 0 | 0.95038 | 0.12028 | 0 | 0.51054 | 0.035421 | 0.13671 | 0 | 0.0030232 | 0.95038 | 0.079133 | 185.2658 | 0 | 40 | 0.757 | [5 empty] | 0.183 | 0.278 | 2.2 | 2.2 | 5 | Toronto Pearson Intl AP | CAN | 382 | 3615 | 43.677 | -79.631 | 5 | 3890 | ON | CAN_ON_Toronto.Pearson.Intl.AP.716240_CWEC2016.epw | 0.95038 | 38.9742 | 164.2672 | 14.0097 | 16.7378 | FALSE | FALSE | FALSE | FALSE | 14.9767 | 11.2039 | 0 | 4.2418 | 0.0010663 | 1550.37 | 0 | 3977.9111 | 22.3732 | 0.0056244 | 8177.42 | 0 | 0.95038 | 641.83 | 613.33 | 8.5 | 8.5 |  | https://s3.console.aws.amazon.com/s3/buckets/834599497928?region=ca-central-1&prefix=phylroy.lopez/reference/reference/output/4532fd7b-12c2-4f53-9f2a-06b04e44ced6/ | 1.0.002
645 |  | TRUE | 396 | 720 | 0 | 958.5112 |  |  |  | 0.1 | 2021-09-22 20:10:04 +0000 | 438c2ebff | 0.2.14 | :adv_dx_units: NECB_Default :airloop_economizer_type: NECB_Default :algorithm_type: parametric :analysis_id: reference :analysis_name: reference :boiler_eff: NECB_Default :btap_batch_version: 1.0.002 :building_type: SecondarySchool :chiller_type: NECB_Default :compute_environment: aws_batch :datapoint_id: 8415886c-dbf5-44eb-b168-df10e5b8601d :daylighting_type: NECB_Default :dcv_type: NECB_Default :door_construction_cond: NECB_Default :ecm_system_name: NECB_Default :electrical_loads_scale: NECB_Default :enable_costing: true :epw_file: CAN_YT_Whitehorse.Intl.AP.719640_CWEC2016.epw :erv_package: NECB_Default :ext_floor_cond: NECB_Default :ext_roof_cond: NECB_Default :ext_wall_cond: NECB_Default :fdwr_set: NECB_Default :fixed_wind_solar_trans: NECB_Default :fixed_window_cond: NECB_Default :furnace_eff: NECB_Default :glass_door_cond: NECB_Default :glass_door_solar_trans: NECB_Default :ground_floor_cond: NECB_Default :ground_roof_cond: NECB_Default :ground_wall_cond: NECB_Default :image_name: btap_private_cli :infiltration_scale: NECB_Default :lights_scale: NECB_Default :lights_type: NECB_Default :nv_delta_temp_in_out: NECB_Default :nv_opening_fraction: NECB_Default :nv_temp_out_min: NECB_Default :nv_type: NECB_Default :oa_scale: NECB_Default :occupancy_loads_scale: NECB_Default :output_meters: [] :output_variables: [] :overhead_door_cond: NECB_Default :primary_heating_fuel: NaturalGas :pv_ground_azimuth_angle: NECB_Default :pv_ground_module_description: NECB_Default :pv_ground_tilt_angle: NECB_Default :pv_ground_total_area_pv_panels_m2: NECB_Default :pv_ground_type: NECB_Default :rotation_degrees: NECB_Default :run_annual_simulation: true :s3_bucket: '834599497928' :scale_x: NECB_Default :scale_y: NECB_Default :scale_z: NECB_Default :shw_eff: NECB_Default :skylight_cond: NECB_Default :skylight_solar_trans: NECB_Default :srr_set: NECB_Default :template: BTAPPRE1980 | reference | reference | 8415886c-dbf5-44eb-b168-df10e5b8601d | BTAPPRE1980 | SecondarySchool | NaturalGas | Natural Gas | CAN_YT_Whitehorse.Intl.AP.719640_CWEC2016.epw | parametric |  | NECB_Default | NECB_Default | NECB_Default | NECB_Default | NECB_Default | NECB_Default | NECB_Default | NECB_Default | NECB_Default | NECB_Default | NECB_Default | NECB_Default | NECB_Default | NECB_Default | NECB_Default | NECB_Default | NECB_Default | NECB_Default | NECB_Default | NECB_Default | NECB_Default | NECB_Default | NECB_Default | NECB_Default | NECB_Default | NECB_Default | NECB_Default | NECB_Default | NECB_Default | NECB_Default | NECB_Default | NECB_Default | NECB_Default | NECB_Default | NECB_Default | NECB_Default | NECB_Default | NECB_Default | NECB_Default | NECB_Default | NECB_Default | NECB_Default | NECB_Default | NECB_Default | NECB_Default | aws_batch | 834599497928 | btap_private_cli |  | TRUE | TRUE |  |  | 326.2591 | 18.1525 | 332.4567 | 540.0579 | 19592 | 17870 | 35 | SecondarySchool |  |  | 1.1 | SecondarySchool | 2 |  | 2 | BTAPPRE1980 | 0.18768 | 95216 | 0.69587 | 27.1848 | 67.028 | 7.4696 | 262.4259 | 160.0477 | WHITEHORSE | YUKON | 4.9674 | 89.6037 | 0 | 94.5711 | 11.376 | 16.3324 | 0 | 27.7084 | 0 | 0.0050296 | 0 | 0 | 0.31937 | 0.13505 | 0 | 1.6681 | 0.035323 | 0.14054 | 1.8007 | 0.0034274 | 2.1201 | 0.1326 | 39.215 | 334.3113 | 35 | 0.678 | [5 empty] | 0.227 | 0.772 | 2.95 | 2.95 | 1.1 | Whitehorse Intl AP | CAN | 5 | 6491 | 60.709 | -135.069 | 7b | 6580 | YT | CAN_YT_Whitehorse.Intl.AP.719640_CWEC2016.epw | 2.1201 | 18.1525 | 326.2591 | 13.5189 | 12.5779 | TRUE | FALSE | FALSE | FALSE | 8.6764 | 20.6972 | 0 | 0 | 0 | 0 | 2597.98 | 3977.9874 | 22.542 | 0.0056667 | 8239.09 | 0 | 2.1201 | 598.5 | 588 | 113 | 99.17 |  | https://s3.console.aws.amazon.com/s3/buckets/834599497928?region=ca-central-1&prefix=phylroy.lopez/reference/reference/output/8415886c-dbf5-44eb-b168-df10e5b8601d/ | 1.0.002
646 |  | TRUE | 396 | 768 | 0 | 958.1822 |  |  |  | 0.1 | 2021-09-22 20:09:46 +0000 | 438c2ebff | 0.2.14 | :adv_dx_units: NECB_Default :airloop_economizer_type: NECB_Default :algorithm_type: parametric :analysis_id: reference :analysis_name: reference :boiler_eff: NECB_Default :btap_batch_version: 1.0.002 :building_type: SecondarySchool :chiller_type: NECB_Default :compute_environment: aws_batch :datapoint_id: 8aeeb788-6780-472c-8a2b-5763f4f72d26 :daylighting_type: NECB_Default :dcv_type: NECB_Default :door_construction_cond: NECB_Default :ecm_system_name: NECB_Default :electrical_loads_scale: NECB_Default :enable_costing: true :epw_file: CAN_NS_Halifax.Dockyard.713280_CWEC2016.epw :erv_package: NECB_Default :ext_floor_cond: NECB_Default :ext_roof_cond: NECB_Default :ext_wall_cond: NECB_Default :fdwr_set: NECB_Default :fixed_wind_solar_trans: NECB_Default :fixed_window_cond: NECB_Default :furnace_eff: NECB_Default :glass_door_cond: NECB_Default :glass_door_solar_trans: NECB_Default :ground_floor_cond: NECB_Default :ground_roof_cond: NECB_Default :ground_wall_cond: NECB_Default :image_name: btap_private_cli :infiltration_scale: NECB_Default :lights_scale: NECB_Default :lights_type: NECB_Default :nv_delta_temp_in_out: NECB_Default :nv_opening_fraction: NECB_Default :nv_temp_out_min: NECB_Default :nv_type: NECB_Default :oa_scale: NECB_Default :occupancy_loads_scale: NECB_Default :output_meters: [] :output_variables: [] :overhead_door_cond: NECB_Default :primary_heating_fuel: NaturalGas :pv_ground_azimuth_angle: NECB_Default :pv_ground_module_description: NECB_Default :pv_ground_tilt_angle: NECB_Default :pv_ground_total_area_pv_panels_m2: NECB_Default :pv_ground_type: NECB_Default :rotation_degrees: NECB_Default :run_annual_simulation: true :s3_bucket: '834599497928' :scale_x: NECB_Default :scale_y: NECB_Default :scale_z: NECB_Default :shw_eff: NECB_Default :skylight_cond: NECB_Default :skylight_solar_trans: NECB_Default :srr_set: NECB_Default :template: NECB2011 | reference | reference | 8aeeb788-6780-472c-8a2b-5763f4f72d26 | NECB2011 | SecondarySchool | NaturalGas | Natural Gas | CAN_NS_Halifax.Dockyard.713280_CWEC2016.epw | parametric |  | NECB_Default | NECB_Default | NECB_Default | NECB_Default | NECB_Default | NECB_Default | NECB_Default | NECB_Default | NECB_Default | NECB_Default | NECB_Default | NECB_Default | NECB_Default | NECB_Default | NECB_Default | NECB_Default | NECB_Default | NECB_Default | NECB_Default | NECB_Default | NECB_Default | NECB_Default | NECB_Default | NECB_Default | NECB_Default | NECB_Default | NECB_Default | NECB_Default | NECB_Default | NECB_Default | NECB_Default | NECB_Default | NECB_Default | NECB_Default | NECB_Default | NECB_Default | NECB_Default | NECB_Default | NECB_Default | NECB_Default | NECB_Default | NECB_Default | NECB_Default | NECB_Default | NECB_Default | aws_batch | 834599497928 | btap_private_cli |  | TRUE | TRUE |  |  | 185.2154 | 24.0328 | 141.9464 | 271.085 | 19592 | 17870 | 40 | SecondarySchool |  |  | 5 | SecondarySchool | 2 |  | 2 | NECB2011 | 0.18768 | 95216 | 127.5856 | 22.6174 | 74.1831 | 7.7453 | 410.7454 | 178.614 | HALIFAX | NOVA SCOTIA | 64.9224 | 41.3817 | 0 | 106.3041 | 12.7325 | 10.4451 | 0 | 23.1776 | 0 | 0.02555 | 0 | 0 | 0.32015 | 0.11555 | 0 | 0.71713 | 0.035323 | 0.14054 | 0.83162 | 0.0031845 | 1.1518 | 0.11449 | 43.7584 | 191.8211 | 40 | 0.757 | [5 empty] | 0.183 | 0.247 | 2.2 | 2.2 | 5 | Halifax Dockyard | CAN | 112 | 3647 | 44.655 | -63.577 | 6 | 4000 | NS | CAN_NS_Halifax.Dockyard.713280_CWEC2016.epw | 1.1518 | 24.0328 | 185.2154 | 12.3035 | 17.9615 | TRUE | FALSE | FALSE | FALSE | 9.1307 | 10.0707 | 0 | 0 | 0 | 0 | 2243.04 | 3977.9874 | 22.542 | 0.0056667 | 8239.09 | 0 | 1.1518 | 465 | 452.67 | 35.67 | 35.67 |  | https://s3.console.aws.amazon.com/s3/buckets/834599497928?region=ca-central-1&prefix=phylroy.lopez/reference/reference/output/8aeeb788-6780-472c-8a2b-5763f4f72d26/ | 1.0.002
647 |  | TRUE | 399 | 720 | 0 | 958.9377 |  |  |  | 0.1 | 2021-09-22 20:09:51 +0000 | 438c2ebff | 0.2.14 | :adv_dx_units: NECB_Default :airloop_economizer_type: NECB_Default :algorithm_type: parametric :analysis_id: reference :analysis_name: reference :boiler_eff: NECB_Default :btap_batch_version: 1.0.002 :building_type: SecondarySchool :chiller_type: NECB_Default :compute_environment: aws_batch :datapoint_id: 0d565b88-11dc-48b5-8b84-dea3413e7075 :daylighting_type: NECB_Default :dcv_type: NECB_Default :door_construction_cond: NECB_Default :ecm_system_name: NECB_Default :electrical_loads_scale: NECB_Default :enable_costing: true :epw_file: CAN_AB_Calgary.Intl.AP.718770_CWEC2016.epw :erv_package: NECB_Default :ext_floor_cond: NECB_Default :ext_roof_cond: NECB_Default :ext_wall_cond: NECB_Default :fdwr_set: NECB_Default :fixed_wind_solar_trans: NECB_Default :fixed_window_cond: NECB_Default :furnace_eff: NECB_Default :glass_door_cond: NECB_Default :glass_door_solar_trans: NECB_Default :ground_floor_cond: NECB_Default :ground_roof_cond: NECB_Default :ground_wall_cond: NECB_Default :image_name: btap_private_cli :infiltration_scale: NECB_Default :lights_scale: NECB_Default :lights_type: NECB_Default :nv_delta_temp_in_out: NECB_Default :nv_opening_fraction: NECB_Default :nv_temp_out_min: NECB_Default :nv_type: NECB_Default :oa_scale: NECB_Default :occupancy_loads_scale: NECB_Default :output_meters: [] :output_variables: [] :overhead_door_cond: NECB_Default :primary_heating_fuel: Electricity :pv_ground_azimuth_angle: NECB_Default :pv_ground_module_description: NECB_Default :pv_ground_tilt_angle: NECB_Default :pv_ground_total_area_pv_panels_m2: NECB_Default :pv_ground_type: NECB_Default :rotation_degrees: NECB_Default :run_annual_simulation: true :s3_bucket: '834599497928' :scale_x: NECB_Default :scale_y: NECB_Default :scale_z: NECB_Default :shw_eff: NECB_Default :skylight_cond: NECB_Default :skylight_solar_trans: NECB_Default :srr_set: NECB_Default :template: BTAPPRE1980 | reference | reference | 0d565b88-11dc-48b5-8b84-dea3413e7075 | BTAPPRE1980 | SecondarySchool | Electricity | Electricity | CAN_AB_Calgary.Intl.AP.718770_CWEC2016.epw | parametric |  | NECB_Default | NECB_Default | NECB_Default | NECB_Default | NECB_Default | NECB_Default | NECB_Default | NECB_Default | NECB_Default | NECB_Default | NECB_Default | NECB_Default | NECB_Default | NECB_Default | NECB_Default | NECB_Default | NECB_Default | NECB_Default | NECB_Default | NECB_Default | NECB_Default | NECB_Default | NECB_Default | NECB_Default | NECB_Default | NECB_Default | NECB_Default | NECB_Default | NECB_Default | NECB_Default | NECB_Default | NECB_Default | NECB_Default | NECB_Default | NECB_Default | NECB_Default | NECB_Default | NECB_Default | NECB_Default | NECB_Default | NECB_Default | NECB_Default | NECB_Default | NECB_Default | NECB_Default | aws_batch | 834599497928 | btap_private_cli |  | TRUE | TRUE |  |  | 206.0579 | 25.3761 | 222.192 | 291.7332 | 19592 | 17870 | 35 | SecondarySchool |  |  | 1.1 | SecondarySchool | 2 |  | 2 | BTAPPRE1980 | 0.18768 | 95216 | 0.92831 | 13.4854 | 73.342 | 8.1152 | 307.0413 | 211.1704 | CALGARY | ALBERTA | 269.0782 | 0 | 0 | 269.0782 | 25.503 | 0 | 0 | 25.503 | 0 | 0.019476 | 0 | 0 | 1.2261 | 0.14094 | 0 | 0.79989 | 0.035323 | 0.14054 | 0 | 0.0031258 | 1.2261 | 0.086803 | 229.3386 | 0 | 35 | 0.678 | [5 empty] | 0.227 | 0.772 | 2.95 | 2.95 | 1.1 | Calgary Intl AP | CAN | 64 | 4781 | 51.114 | -114.02 | 7a | 5000 | AB | CAN_AB_Calgary.Intl.AP.718770_CWEC2016.epw | 1.2261 | 25.3761 | 206.0579 | 11.0464 | 17.9632 | TRUE | FALSE | FALSE | FALSE | 13.6635 | 17.5893 | 0 | 4.6529 | 0.0011697 | 1700.64 | 0 | 3977.9874 | 22.542 | 0.0056667 | 8239.09 | 0 | 1.2261 | 983.5 | 975.33 | 4.67 | 4.67 |  | https://s3.console.aws.amazon.com/s3/buckets/834599497928?region=ca-central-1&prefix=phylroy.lopez/reference/reference/output/0d565b88-11dc-48b5-8b84-dea3413e7075/ | 1.0.002
648 |  | TRUE | 416 | 768 | 0 | 957.1518 |  |  |  | 0.1 | 2021-09-22 20:09:54 +0000 | 438c2ebff | 0.2.14 | :adv_dx_units: NECB_Default :airloop_economizer_type: NECB_Default :algorithm_type: parametric :analysis_id: reference :analysis_name: reference :boiler_eff: NECB_Default :btap_batch_version: 1.0.002 :building_type: SecondarySchool :chiller_type: NECB_Default :compute_environment: aws_batch :datapoint_id: 866d8379-d8fc-47f6-ab16-2cf24050c165 :daylighting_type: NECB_Default :dcv_type: NECB_Default :door_construction_cond: NECB_Default :ecm_system_name: NECB_Default :electrical_loads_scale: NECB_Default :enable_costing: true :epw_file: CAN_YT_Whitehorse.Intl.AP.719640_CWEC2016.epw :erv_package: NECB_Default :ext_floor_cond: NECB_Default :ext_roof_cond: NECB_Default :ext_wall_cond: NECB_Default :fdwr_set: NECB_Default :fixed_wind_solar_trans: NECB_Default :fixed_window_cond: NECB_Default :furnace_eff: NECB_Default :glass_door_cond: NECB_Default :glass_door_solar_trans: NECB_Default :ground_floor_cond: NECB_Default :ground_roof_cond: NECB_Default :ground_wall_cond: NECB_Default :image_name: btap_private_cli :infiltration_scale: NECB_Default :lights_scale: NECB_Default :lights_type: NECB_Default :nv_delta_temp_in_out: NECB_Default :nv_opening_fraction: NECB_Default :nv_temp_out_min: NECB_Default :nv_type: NECB_Default :oa_scale: NECB_Default :occupancy_loads_scale: NECB_Default :output_meters: [] :output_variables: [] :overhead_door_cond: NECB_Default :primary_heating_fuel: Electricity :pv_ground_azimuth_angle: NECB_Default :pv_ground_module_description: NECB_Default :pv_ground_tilt_angle: NECB_Default :pv_ground_total_area_pv_panels_m2: NECB_Default :pv_ground_type: NECB_Default :rotation_degrees: NECB_Default :run_annual_simulation: true :s3_bucket: '834599497928' :scale_x: NECB_Default :scale_y: NECB_Default :scale_z: NECB_Default :shw_eff: NECB_Default :skylight_cond: NECB_Default :skylight_solar_trans: NECB_Default :srr_set: NECB_Default :template: NECB2015 | reference | reference | 866d8379-d8fc-47f6-ab16-2cf24050c165 | NECB2015 | SecondarySchool | Electricity | Electricity | CAN_YT_Whitehorse.Intl.AP.719640_CWEC2016.epw | parametric |  | NECB_Default | NECB_Default | NECB_Default | NECB_Default | NECB_Default | NECB_Default | NECB_Default | NECB_Default | NECB_Default | NECB_Default | NECB_Default | NECB_Default | NECB_Default | NECB_Default | NECB_Default | NECB_Default | NECB_Default | NECB_Default | NECB_Default | NECB_Default | NECB_Default | NECB_Default | NECB_Default | NECB_Default | NECB_Default | NECB_Default | NECB_Default | NECB_Default | NECB_Default | NECB_Default | NECB_Default | NECB_Default | NECB_Default | NECB_Default | NECB_Default | NECB_Default | NECB_Default | NECB_Default | NECB_Default | NECB_Default | NECB_Default | NECB_Default | NECB_Default | NECB_Default | NECB_Default | aws_batch | 834599497928 | btap_private_cli |  | TRUE | TRUE |  |  | 202.5174 | 17.7216 | 241.0512 | 298.5283 | 19592 | 17870 | 22.8 | SecondarySchool |  |  | 5 | SecondarySchool | 2 |  | 2 | NECB2015 | 0.18768 | 95216 | 110.3663 | 7.734 | 68.3912 | 7.9846 | 394.2777 | 199.8016 | WHITEHORSE | YUKON | 19.3928 | 0 | 0 | 19.3928 | 44.4122 | 0 | 0 | 44.4122 | 0 | 0.0064863 | 0 | 0 | 1.2468 | 0.1029 | 0 | 0.86778 | 0.035421 | 0.13671 | 0 | 0.0030232 | 1.2468 | 0.094505 | 225.4927 | 0 | 22.8 | 0.757 | [5 empty] | 0.162 | 0.21 | 2.2 | 2.2 | 5 | Whitehorse Intl AP | CAN | 5 | 6491 | 60.709 | -135.069 | 7b | 6580 | YT | CAN_YT_Whitehorse.Intl.AP.719640_CWEC2016.epw | 1.2468 | 17.7216 | 202.5174 | 13.5189 | 12.5779 | TRUE | FALSE | FALSE | FALSE | 8.6771 | 20.6988 | 0 | 5.0658 | 0.0012735 | 1851.55 | 0 | 3977.9111 | 22.3732 | 0.0056244 | 8177.42 | 0 | 1.2468 | 170.83 | 154.83 | 30 | 30 |  | https://s3.console.aws.amazon.com/s3/buckets/834599497928?region=ca-central-1&prefix=phylroy.lopez/reference/reference/output/866d8379-d8fc-47f6-ab16-2cf24050c165/ | 1.0.002
649 |  | TRUE | 401 | 768 | 0 | 958.2139 |  |  |  | 0.1 | 2021-09-22 20:10:00 +0000 | 438c2ebff | 0.2.14 | :adv_dx_units: NECB_Default :airloop_economizer_type: NECB_Default :algorithm_type: parametric :analysis_id: reference :analysis_name: reference :boiler_eff: NECB_Default :btap_batch_version: 1.0.002 :building_type: SecondarySchool :chiller_type: NECB_Default :compute_environment: aws_batch :datapoint_id: b9e0942b-f92a-4cc6-8765-4f262b042a96 :daylighting_type: NECB_Default :dcv_type: NECB_Default :door_construction_cond: NECB_Default :ecm_system_name: NECB_Default :electrical_loads_scale: NECB_Default :enable_costing: true :epw_file: CAN_YT_Whitehorse.Intl.AP.719640_CWEC2016.epw :erv_package: NECB_Default :ext_floor_cond: NECB_Default :ext_roof_cond: NECB_Default :ext_wall_cond: NECB_Default :fdwr_set: NECB_Default :fixed_wind_solar_trans: NECB_Default :fixed_window_cond: NECB_Default :furnace_eff: NECB_Default :glass_door_cond: NECB_Default :glass_door_solar_trans: NECB_Default :ground_floor_cond: NECB_Default :ground_roof_cond: NECB_Default :ground_wall_cond: NECB_Default :image_name: btap_private_cli :infiltration_scale: NECB_Default :lights_scale: NECB_Default :lights_type: NECB_Default :nv_delta_temp_in_out: NECB_Default :nv_opening_fraction: NECB_Default :nv_temp_out_min: NECB_Default :nv_type: NECB_Default :oa_scale: NECB_Default :occupancy_loads_scale: NECB_Default :output_meters: [] :output_variables: [] :overhead_door_cond: NECB_Default :primary_heating_fuel: Electricity :pv_ground_azimuth_angle: NECB_Default :pv_ground_module_description: NECB_Default :pv_ground_tilt_angle: NECB_Default :pv_ground_total_area_pv_panels_m2: NECB_Default :pv_ground_type: NECB_Default :rotation_degrees: NECB_Default :run_annual_simulation: true :s3_bucket: '834599497928' :scale_x: NECB_Default :scale_y: NECB_Default :scale_z: NECB_Default :shw_eff: NECB_Default :skylight_cond: NECB_Default :skylight_solar_trans: NECB_Default :srr_set: NECB_Default :template: NECB2011 | reference | reference | b9e0942b-f92a-4cc6-8765-4f262b042a96 | NECB2011 | SecondarySchool | Electricity | Electricity | CAN_YT_Whitehorse.Intl.AP.719640_CWEC2016.epw | parametric |  | NECB_Default | NECB_Default | NECB_Default | NECB_Default | NECB_Default | NECB_Default | NECB_Default | NECB_Default | NECB_Default | NECB_Default | NECB_Default | NECB_Default | NECB_Default | NECB_Default | NECB_Default | NECB_Default | NECB_Default | NECB_Default | NECB_Default | NECB_Default | NECB_Default | NECB_Default | NECB_Default | NECB_Default | NECB_Default | NECB_Default | NECB_Default | NECB_Default | NECB_Default | NECB_Default | NECB_Default | NECB_Default | NECB_Default | NECB_Default | NECB_Default | NECB_Default | NECB_Default | NECB_Default | NECB_Default | NECB_Default | NECB_Default | NECB_Default | NECB_Default | NECB_Default | NECB_Default | aws_batch | 834599497928 | btap_private_cli |  | TRUE | TRUE |  |  | 201.87 | 17.5655 | 238.2211 | 295.8685 | 19592 | 17870 | 22.8 | SecondarySchool |  |  | 5 | SecondarySchool | 2 |  | 2 | NECB2011 | 0.18768 | 95216 | 110.3663 | 7.6695 | 67.028 | 7.9846 | 392.3402 | 199.2919 | WHITEHORSE | YUKON | 19.302 | 0 | 0 | 19.302 | 44.2042 | 0 | 0 | 44.2042 | 0 | 0.0063955 | 0 | 0 | 1.241 | 0.10286 | 0 | 0.8576 | 0.035323 | 0.14054 | 0 | 0.0031258 | 1.241 | 0.095146 | 225.5381 | 0 | 22.8 | 0.757 | [5 empty] | 0.162 | 0.21 | 2.2 | 2.2 | 5 | Whitehorse Intl AP | CAN | 5 | 6491 | 60.709 | -135.069 | 7b | 6580 | YT | CAN_YT_Whitehorse.Intl.AP.719640_CWEC2016.epw | 1.241 | 17.5655 | 201.87 | 13.5189 | 12.5779 | TRUE | FALSE | FALSE | FALSE | 8.6764 | 20.6972 | 0 | 5.1002 | 0.0012821 | 1864.11 | 0 | 3977.9874 | 22.542 | 0.0056667 | 8239.09 | 0 | 1.241 | 275.17 | 258.33 | 29.67 | 29.67 |  | https://s3.console.aws.amazon.com/s3/buckets/834599497928?region=ca-central-1&prefix=phylroy.lopez/reference/reference/output/b9e0942b-f92a-4cc6-8765-4f262b042a96/ | 1.0.002
650 |  | TRUE | 423 | 768 | 0 | 957.7637 |  |  |  | 0.1 | 2021-09-22 20:10:19 +0000 | 438c2ebff | 0.2.14 | :adv_dx_units: NECB_Default :airloop_economizer_type: NECB_Default :algorithm_type: parametric :analysis_id: reference :analysis_name: reference :boiler_eff: NECB_Default :btap_batch_version: 1.0.002 :building_type: SecondarySchool :chiller_type: NECB_Default :compute_environment: aws_batch :datapoint_id: e5c288f0-27d7-44c8-9b06-c607bf451bc3 :daylighting_type: NECB_Default :dcv_type: NECB_Default :door_construction_cond: NECB_Default :ecm_system_name: NECB_Default :electrical_loads_scale: NECB_Default :enable_costing: true :epw_file: CAN_ON_Toronto.Pearson.Intl.AP.716240_CWEC2016.epw :erv_package: NECB_Default :ext_floor_cond: NECB_Default :ext_roof_cond: NECB_Default :ext_wall_cond: NECB_Default :fdwr_set: NECB_Default :fixed_wind_solar_trans: NECB_Default :fixed_window_cond: NECB_Default :furnace_eff: NECB_Default :glass_door_cond: NECB_Default :glass_door_solar_trans: NECB_Default :ground_floor_cond: NECB_Default :ground_roof_cond: NECB_Default :ground_wall_cond: NECB_Default :image_name: btap_private_cli :infiltration_scale: NECB_Default :lights_scale: NECB_Default :lights_type: NECB_Default :nv_delta_temp_in_out: NECB_Default :nv_opening_fraction: NECB_Default :nv_temp_out_min: NECB_Default :nv_type: NECB_Default :oa_scale: NECB_Default :occupancy_loads_scale: NECB_Default :output_meters: [] :output_variables: [] :overhead_door_cond: NECB_Default :primary_heating_fuel: NaturalGas :pv_ground_azimuth_angle: NECB_Default :pv_ground_module_description: NECB_Default :pv_ground_tilt_angle: NECB_Default :pv_ground_total_area_pv_panels_m2: NECB_Default :pv_ground_type: NECB_Default :rotation_degrees: NECB_Default :run_annual_simulation: true :s3_bucket: '834599497928' :scale_x: NECB_Default :scale_y: NECB_Default :scale_z: NECB_Default :shw_eff: NECB_Default :skylight_cond: NECB_Default :skylight_solar_trans: NECB_Default :srr_set: NECB_Default :template: NECB2015 | reference | reference | e5c288f0-27d7-44c8-9b06-c607bf451bc3 | NECB2015 | SecondarySchool | NaturalGas | Natural Gas | CAN_ON_Toronto.Pearson.Intl.AP.716240_CWEC2016.epw | parametric |  | NECB_Default | NECB_Default | NECB_Default | NECB_Default | NECB_Default | NECB_Default | NECB_Default | NECB_Default | NECB_Default | NECB_Default | NECB_Default | NECB_Default | NECB_Default | NECB_Default | NECB_Default | NECB_Default | NECB_Default | NECB_Default | NECB_Default | NECB_Default | NECB_Default | NECB_Default | NECB_Default | NECB_Default | NECB_Default | NECB_Default | NECB_Default | NECB_Default | NECB_Default | NECB_Default | NECB_Default | NECB_Default | NECB_Default | NECB_Default | NECB_Default | NECB_Default | NECB_Default | NECB_Default | NECB_Default | NECB_Default | NECB_Default | NECB_Default | NECB_Default | NECB_Default | NECB_Default | aws_batch | 834599497928 | btap_private_cli |  | TRUE | TRUE |  |  | 219.712 | 39.7746 | 141.4907 | 283.1984 | 19592 | 17870 | 40 | SecondarySchool |  |  | 5 | SecondarySchool | 2 |  | 2 | NECB2015 | 0.18768 | 95216 | 148.8109 | 24.4292 | 78.5799 | 8.0035 | 461.2284 | 201.4048 | TORONTO | ONTARIO | 2.0193 | 40.9229 | 0 | 42.9422 | 16.1787 | 7.2208 | 0 | 23.3996 | 0 | 0.066601 | 0 | 0 | 0.36357 | 0.12173 | 0 | 0.71626 | 0.035421 | 0.13671 | 0.82808 | 0.003111 | 1.1916 | 0.11182 | 60.0145 | 226.9927 | 40 | 0.757 | [5 empty] | 0.183 | 0.278 | 2.2 | 2.2 | 5 | Toronto Pearson Intl AP | CAN | 382 | 3615 | 43.677 | -79.631 | 5 | 3890 | ON | CAN_ON_Toronto.Pearson.Intl.AP.716240_CWEC2016.epw | 1.1916 | 39.7746 | 219.712 | 14.0097 | 16.7378 | FALSE | FALSE | FALSE | FALSE | 14.9767 | 11.2039 | 0 | 0 | 0 | 0 | 2190.79 | 3977.9111 | 22.3732 | 0.0056244 | 8177.42 | 0 | 1.1916 | 645.33 | 616.67 | 33.67 | 33.67 |  | https://s3.console.aws.amazon.com/s3/buckets/834599497928?region=ca-central-1&prefix=phylroy.lopez/reference/reference/output/e5c288f0-27d7-44c8-9b06-c607bf451bc3/ | 1.0.002
651 |  | TRUE | 404 | 768 | 0 | 958.3106 |  |  |  | 0.1 | 2021-09-22 20:10:18 +0000 | 438c2ebff | 0.2.14 | :adv_dx_units: NECB_Default :airloop_economizer_type: NECB_Default :algorithm_type: parametric :analysis_id: reference :analysis_name: reference :boiler_eff: NECB_Default :btap_batch_version: 1.0.002 :building_type: SecondarySchool :chiller_type: NECB_Default :compute_environment: aws_batch :datapoint_id: 675ec15d-c9cc-4857-aea5-5d284c2ddd34 :daylighting_type: NECB_Default :dcv_type: NECB_Default :door_construction_cond: NECB_Default :ecm_system_name: NECB_Default :electrical_loads_scale: NECB_Default :enable_costing: true :epw_file: CAN_BC_Vancouver.Intl.AP.718920_CWEC2016.epw :erv_package: NECB_Default :ext_floor_cond: NECB_Default :ext_roof_cond: NECB_Default :ext_wall_cond: NECB_Default :fdwr_set: NECB_Default :fixed_wind_solar_trans: NECB_Default :fixed_window_cond: NECB_Default :furnace_eff: NECB_Default :glass_door_cond: NECB_Default :glass_door_solar_trans: NECB_Default :ground_floor_cond: NECB_Default :ground_roof_cond: NECB_Default :ground_wall_cond: NECB_Default :image_name: btap_private_cli :infiltration_scale: NECB_Default :lights_scale: NECB_Default :lights_type: NECB_Default :nv_delta_temp_in_out: NECB_Default :nv_opening_fraction: NECB_Default :nv_temp_out_min: NECB_Default :nv_type: NECB_Default :oa_scale: NECB_Default :occupancy_loads_scale: NECB_Default :output_meters: [] :output_variables: [] :overhead_door_cond: NECB_Default :primary_heating_fuel: Electricity :pv_ground_azimuth_angle: NECB_Default :pv_ground_module_description: NECB_Default :pv_ground_tilt_angle: NECB_Default :pv_ground_total_area_pv_panels_m2: NECB_Default :pv_ground_type: NECB_Default :rotation_degrees: NECB_Default :run_annual_simulation: true :s3_bucket: '834599497928' :scale_x: NECB_Default :scale_y: NECB_Default :scale_z: NECB_Default :shw_eff: NECB_Default :skylight_cond: NECB_Default :skylight_solar_trans: NECB_Default :srr_set: NECB_Default :template: NECB2015 | reference | reference | 675ec15d-c9cc-4857-aea5-5d284c2ddd34 | NECB2015 | SecondarySchool | Electricity | Electricity | CAN_BC_Vancouver.Intl.AP.718920_CWEC2016.epw | parametric |  | NECB_Default | NECB_Default | NECB_Default | NECB_Default | NECB_Default | NECB_Default | NECB_Default | NECB_Default | NECB_Default | NECB_Default | NECB_Default | NECB_Default | NECB_Default | NECB_Default | NECB_Default | NECB_Default | NECB_Default | NECB_Default | NECB_Default | NECB_Default | NECB_Default | NECB_Default | NECB_Default | NECB_Default | NECB_Default | NECB_Default | NECB_Default | NECB_Default | NECB_Default | NECB_Default | NECB_Default | NECB_Default | NECB_Default | NECB_Default | NECB_Default | NECB_Default | NECB_Default | NECB_Default | NECB_Default | NECB_Default | NECB_Default | NECB_Default | NECB_Default | NECB_Default | NECB_Default | aws_batch | 834599497928 | btap_private_cli |  | TRUE | TRUE |  |  | 89.4353 | 21.8899 | 105.56 | 165.9542 | 19592 | 17870 | 40 | SecondarySchool |  |  | 5 | SecondarySchool | 2 |  | 2 | NECB2015 | 0.18768 | 95216 | 131.2987 | 7.3844 | 69.2629 | 8.0948 | 425.5493 | 209.5085 | VANCOUVER | BRITISH COLUMBIA | 2.1809 | 0 | 0 | 2.1809 | 21.7787 | 0 | 0 | 21.7787 | 0 | 0.019985 | 0 | 0 | 0.76957 | 0.11763 | 0 | 0.38002 | 0.035421 | 0.13671 | 0 | 0.0030232 | 0.76957 | 0.076783 | 110.1542 | 0 | 40 | 0.757 | [5 empty] | 0.227 | 0.315 | 2.4 | 2.4 | 5 | Vancouver Intl AP | CAN | 42 | 2797 | 49.195 | -123.184 | 4 | 2800 | BC | CAN_BC_Vancouver.Intl.AP.718920_CWEC2016.epw | 0.76957 | 21.8899 | 89.4353 | 11.0483 | 19.8676 | TRUE | FALSE | FALSE | FALSE | 11.1168 | 10.9665 | 0 | 4.1158 | 0.0010347 | 1504.34 | 0 | 3977.9111 | 22.3732 | 0.0056244 | 8177.42 | 0 | 0.76957 | 451.33 | 438.33 | 12.67 | 12.67 |  | https://s3.console.aws.amazon.com/s3/buckets/834599497928?region=ca-central-1&prefix=phylroy.lopez/reference/reference/output/675ec15d-c9cc-4857-aea5-5d284c2ddd34/ | 1.0.002
652 |  | TRUE | 422 | 0 | 0 | 188.0947 |  |  |  | 0.1 | 2021-09-22 20:11:39 +0000 | 438c2ebff | 0.2.14 | :adv_dx_units: NECB_Default :airloop_economizer_type: NECB_Default :algorithm_type: parametric :analysis_id: reference :analysis_name: reference :boiler_eff: NECB_Default :btap_batch_version: 1.0.002 :building_type: MidriseApartment :chiller_type: NECB_Default :compute_environment: aws_batch :datapoint_id: 868cbe2f-a0a5-421a-ac78-568b149c3485 :daylighting_type: NECB_Default :dcv_type: NECB_Default :door_construction_cond: NECB_Default :ecm_system_name: NECB_Default :electrical_loads_scale: NECB_Default :enable_costing: true :epw_file: CAN_YT_Whitehorse.Intl.AP.719640_CWEC2016.epw :erv_package: NECB_Default :ext_floor_cond: NECB_Default :ext_roof_cond: NECB_Default :ext_wall_cond: NECB_Default :fdwr_set: NECB_Default :fixed_wind_solar_trans: NECB_Default :fixed_window_cond: NECB_Default :furnace_eff: NECB_Default :glass_door_cond: NECB_Default :glass_door_solar_trans: NECB_Default :ground_floor_cond: NECB_Default :ground_roof_cond: NECB_Default :ground_wall_cond: NECB_Default :image_name: btap_private_cli :infiltration_scale: NECB_Default :lights_scale: NECB_Default :lights_type: NECB_Default :nv_delta_temp_in_out: NECB_Default :nv_opening_fraction: NECB_Default :nv_temp_out_min: NECB_Default :nv_type: NECB_Default :oa_scale: NECB_Default :occupancy_loads_scale: NECB_Default :output_meters: [] :output_variables: [] :overhead_door_cond: NECB_Default :primary_heating_fuel: Electricity :pv_ground_azimuth_angle: NECB_Default :pv_ground_module_description: NECB_Default :pv_ground_tilt_angle: NECB_Default :pv_ground_total_area_pv_panels_m2: NECB_Default :pv_ground_type: NECB_Default :rotation_degrees: NECB_Default :run_annual_simulation: true :s3_bucket: '834599497928' :scale_x: NECB_Default :scale_y: NECB_Default :scale_z: NECB_Default :shw_eff: NECB_Default :skylight_cond: NECB_Default :skylight_solar_trans: NECB_Default :srr_set: NECB_Default :template: BTAP1980TO2010 | reference | reference | 868cbe2f-a0a5-421a-ac78-568b149c3485 | BTAP1980TO2010 | MidriseApartment | Electricity | Electricity | CAN_YT_Whitehorse.Intl.AP.719640_CWEC2016.epw | parametric |  | NECB_Default | NECB_Default | NECB_Default | NECB_Default | NECB_Default | NECB_Default | NECB_Default | NECB_Default | NECB_Default | NECB_Default | NECB_Default | NECB_Default | NECB_Default | NECB_Default | NECB_Default | NECB_Default | NECB_Default | NECB_Default | NECB_Default | NECB_Default | NECB_Default | NECB_Default | NECB_Default | NECB_Default | NECB_Default | NECB_Default | NECB_Default | NECB_Default | NECB_Default | NECB_Default | NECB_Default | NECB_Default | NECB_Default | NECB_Default | NECB_Default | NECB_Default | NECB_Default | NECB_Default | NECB_Default | NECB_Default | NECB_Default | NECB_Default | NECB_Default | NECB_Default | NECB_Default | aws_batch | 834599497928 | btap_private_cli |  | TRUE | TRUE |  |  | 66.1981 | 8.7767 | 121.4213 | 171.2325 | 3134.61 | 2325.6934 | 20 | MidriseApartment |  |  | 0 | MidriseApartment | 4 |  | 4 | BTAP1980TO2010 | 0.24343 | 9553.837 | 0.60059 | 38.8817 | 25.2925 | 6.1835 | 157.1217 | 86.1633 | WHITEHORSE | YUKON | 11.2073 | 0 | 0 | 11.2073 | 25.6663 | 0 | 0 | 25.6663 | 0 | 0.010457 | 0 | 0 | 0.72056 | 0.076836 | 0 | 0.43711 | 0.061175 | 0.042943 | 0 | 0.00023288 | 0.72056 | 0.091798 | 80.395 | 0 | 20 | 0.678 | [5 empty] | 0.227 | 0.346 | 2.95 |  | 0 | Whitehorse Intl AP | CAN | 5 | 6491 | 60.709 | -135.069 | 7b | 6580 | YT | CAN_YT_Whitehorse.Intl.AP.719640_CWEC2016.epw | 0.72056 | 8.7767 | 66.1981 | 15.4084 | 15.7436 | TRUE | FALSE | FALSE | FALSE | 7.6842 | 20.343 | 0 | 0.78728 | 0.011856 | 287.75 | 0 | 66.401 | 3.3516 | 0.050475 | 1225 | 0 | 0.72056 | 382.5 | 382.5 | 148.75 | 148.75 |  | https://s3.console.aws.amazon.com/s3/buckets/834599497928?region=ca-central-1&prefix=phylroy.lopez/reference/reference/output/868cbe2f-a0a5-421a-ac78-568b149c3485/ | 1.0.002
653 |  | TRUE | 400 | 768 | 0 | 1014.1031 |  |  |  | 0.1 | 2021-09-22 20:10:52 +0000 | 438c2ebff | 0.2.14 | :adv_dx_units: NECB_Default :airloop_economizer_type: NECB_Default :algorithm_type: parametric :analysis_id: reference :analysis_name: reference :boiler_eff: NECB_Default :btap_batch_version: 1.0.002 :building_type: SecondarySchool :chiller_type: NECB_Default :compute_environment: aws_batch :datapoint_id: 2c08493d-6227-42de-b6cc-dceb09701cf7 :daylighting_type: NECB_Default :dcv_type: NECB_Default :door_construction_cond: NECB_Default :ecm_system_name: NECB_Default :electrical_loads_scale: NECB_Default :enable_costing: true :epw_file: CAN_YT_Whitehorse.Intl.AP.719640_CWEC2016.epw :erv_package: NECB_Default :ext_floor_cond: NECB_Default :ext_roof_cond: NECB_Default :ext_wall_cond: NECB_Default :fdwr_set: NECB_Default :fixed_wind_solar_trans: NECB_Default :fixed_window_cond: NECB_Default :furnace_eff: NECB_Default :glass_door_cond: NECB_Default :glass_door_solar_trans: NECB_Default :ground_floor_cond: NECB_Default :ground_roof_cond: NECB_Default :ground_wall_cond: NECB_Default :image_name: btap_private_cli :infiltration_scale: NECB_Default :lights_scale: NECB_Default :lights_type: NECB_Default :nv_delta_temp_in_out: NECB_Default :nv_opening_fraction: NECB_Default :nv_temp_out_min: NECB_Default :nv_type: NECB_Default :oa_scale: NECB_Default :occupancy_loads_scale: NECB_Default :output_meters: [] :output_variables: [] :overhead_door_cond: NECB_Default :primary_heating_fuel: NaturalGas :pv_ground_azimuth_angle: NECB_Default :pv_ground_module_description: NECB_Default :pv_ground_tilt_angle: NECB_Default :pv_ground_total_area_pv_panels_m2: NECB_Default :pv_ground_type: NECB_Default :rotation_degrees: NECB_Default :run_annual_simulation: true :s3_bucket: '834599497928' :scale_x: NECB_Default :scale_y: NECB_Default :scale_z: NECB_Default :shw_eff: NECB_Default :skylight_cond: NECB_Default :skylight_solar_trans: NECB_Default :srr_set: NECB_Default :template: NECB2011 | reference | reference | 2c08493d-6227-42de-b6cc-dceb09701cf7 | NECB2011 | SecondarySchool | NaturalGas | Natural Gas | CAN_YT_Whitehorse.Intl.AP.719640_CWEC2016.epw | parametric |  | NECB_Default | NECB_Default | NECB_Default | NECB_Default | NECB_Default | NECB_Default | NECB_Default | NECB_Default | NECB_Default | NECB_Default | NECB_Default | NECB_Default | NECB_Default | NECB_Default | NECB_Default | NECB_Default | NECB_Default | NECB_Default | NECB_Default | NECB_Default | NECB_Default | NECB_Default | NECB_Default | NECB_Default | NECB_Default | NECB_Default | NECB_Default | NECB_Default | NECB_Default | NECB_Default | NECB_Default | NECB_Default | NECB_Default | NECB_Default | NECB_Default | NECB_Default | NECB_Default | NECB_Default | NECB_Default | NECB_Default | NECB_Default | NECB_Default | NECB_Default | NECB_Default | NECB_Default | aws_batch | 834599497928 | btap_private_cli |  | TRUE | TRUE |  |  | 266.8891 | 17.8399 | 237.8384 | 398.8228 | 19592 | 17870 | 22.8 | SecondarySchool |  |  | 5 | SecondarySchool | 2 |  | 2 | NECB2011 | 0.18768 | 95216 | 110.3663 | 22.4747 | 67.028 | 7.4696 | 366.4787 | 159.1402 | WHITEHORSE | YUKON | 4.5113 | 65.7624 | 0 | 70.2737 | 10.3315 | 11.9867 | 0 | 22.3182 | 0 | 0.0064981 | 0 | 0 | 0.29005 | 0.10446 | 0 | 1.189 | 0.035323 | 0.14054 | 1.3216 | 0.0032233 | 1.6116 | 0.13256 | 36.9661 | 271.5971 | 22.8 | 0.757 | [5 empty] | 0.162 | 0.21 | 2.2 | 2.2 | 5 | Whitehorse Intl AP | CAN | 5 | 6491 | 60.709 | -135.069 | 7b | 6580 | YT | CAN_YT_Whitehorse.Intl.AP.719640_CWEC2016.epw | 1.6116 | 17.8399 | 266.8891 | 13.5189 | 12.5779 | TRUE | FALSE | FALSE | FALSE | 8.6764 | 20.6972 | 0 | 0 | 0 | 0 | 2597.07 | 3977.9874 | 22.542 | 0.0056667 | 8239.09 | 0 | 1.6116 | 280.67 | 263.83 | 50.67 | 50.67 |  | https://s3.console.aws.amazon.com/s3/buckets/834599497928?region=ca-central-1&prefix=phylroy.lopez/reference/reference/output/2c08493d-6227-42de-b6cc-dceb09701cf7/ | 1.0.002
654 |  | TRUE | 399 | 720 | 0 | 1016.8168 |  |  |  | 0.1 | 2021-09-22 20:10:25 +0000 | 438c2ebff | 0.2.14 | :adv_dx_units: NECB_Default :airloop_economizer_type: NECB_Default :algorithm_type: parametric :analysis_id: reference :analysis_name: reference :boiler_eff: NECB_Default :btap_batch_version: 1.0.002 :building_type: SecondarySchool :chiller_type: NECB_Default :compute_environment: aws_batch :datapoint_id: e66fdce5-cc7d-41b5-9067-c045b238ed95 :daylighting_type: NECB_Default :dcv_type: NECB_Default :door_construction_cond: NECB_Default :ecm_system_name: NECB_Default :electrical_loads_scale: NECB_Default :enable_costing: true :epw_file: CAN_NS_Halifax.Dockyard.713280_CWEC2016.epw :erv_package: NECB_Default :ext_floor_cond: NECB_Default :ext_roof_cond: NECB_Default :ext_wall_cond: NECB_Default :fdwr_set: NECB_Default :fixed_wind_solar_trans: NECB_Default :fixed_window_cond: NECB_Default :furnace_eff: NECB_Default :glass_door_cond: NECB_Default :glass_door_solar_trans: NECB_Default :ground_floor_cond: NECB_Default :ground_roof_cond: NECB_Default :ground_wall_cond: NECB_Default :image_name: btap_private_cli :infiltration_scale: NECB_Default :lights_scale: NECB_Default :lights_type: NECB_Default :nv_delta_temp_in_out: NECB_Default :nv_opening_fraction: NECB_Default :nv_temp_out_min: NECB_Default :nv_type: NECB_Default :oa_scale: NECB_Default :occupancy_loads_scale: NECB_Default :output_meters: [] :output_variables: [] :overhead_door_cond: NECB_Default :primary_heating_fuel: Electricity :pv_ground_azimuth_angle: NECB_Default :pv_ground_module_description: NECB_Default :pv_ground_tilt_angle: NECB_Default :pv_ground_total_area_pv_panels_m2: NECB_Default :pv_ground_type: NECB_Default :rotation_degrees: NECB_Default :run_annual_simulation: true :s3_bucket: '834599497928' :scale_x: NECB_Default :scale_y: NECB_Default :scale_z: NECB_Default :shw_eff: NECB_Default :skylight_cond: NECB_Default :skylight_solar_trans: NECB_Default :srr_set: NECB_Default :template: BTAPPRE1980 | reference | reference | e66fdce5-cc7d-41b5-9067-c045b238ed95 | BTAPPRE1980 | SecondarySchool | Electricity | Electricity | CAN_NS_Halifax.Dockyard.713280_CWEC2016.epw | parametric |  | NECB_Default | NECB_Default | NECB_Default | NECB_Default | NECB_Default | NECB_Default | NECB_Default | NECB_Default | NECB_Default | NECB_Default | NECB_Default | NECB_Default | NECB_Default | NECB_Default | NECB_Default | NECB_Default | NECB_Default | NECB_Default | NECB_Default | NECB_Default | NECB_Default | NECB_Default | NECB_Default | NECB_Default | NECB_Default | NECB_Default | NECB_Default | NECB_Default | NECB_Default | NECB_Default | NECB_Default | NECB_Default | NECB_Default | NECB_Default | NECB_Default | NECB_Default | NECB_Default | NECB_Default | NECB_Default | NECB_Default | NECB_Default | NECB_Default | NECB_Default | NECB_Default | NECB_Default | aws_batch | 834599497928 | btap_private_cli |  | TRUE | TRUE |  |  | 175.6394 | 21.8179 | 211.3239 | 275.8814 | 19592 | 17870 | 35 | SecondarySchool |  |  | 1.1 | SecondarySchool | 2 |  | 2 | BTAPPRE1980 | 0.18768 | 95216 | 0.90354 | 12.1234 | 74.1831 | 8.0864 | 292.736 | 197.4395 | HALIFAX | NOVA SCOTIA | 237.0642 | 0 | 0 | 237.0642 | 46.4927 | 0 | 0 | 46.4927 | 0 | 0.018295 | 0 | 0 | 1.169 | 0.12991 | 0 | 0.76077 | 0.035323 | 0.14054 | 0 | 0.0031258 | 1.169 | 0.081071 | 202.2439 | 0 | 35 | 0.678 | [5 empty] | 0.267 | 0.823 | 2.95 | 2.95 | 1.1 | Halifax Dockyard | CAN | 112 | 3647 | 44.655 | -63.577 | 6 | 4000 | NS | CAN_NS_Halifax.Dockyard.713280_CWEC2016.epw | 1.169 | 21.8179 | 175.6394 | 12.3035 | 17.9615 | TRUE | FALSE | FALSE | FALSE | 9.1307 | 10.0707 | 0 | 4.3457 | 0.0010924 | 1588.35 | 0 | 3977.9874 | 22.542 | 0.0056667 | 8239.09 | 0 | 1.169 | 1001.83 | 998.17 | 4.33 | 4.33 |  | https://s3.console.aws.amazon.com/s3/buckets/834599497928?region=ca-central-1&prefix=phylroy.lopez/reference/reference/output/e66fdce5-cc7d-41b5-9067-c045b238ed95/ | 1.0.002
655 |  | TRUE | 403 | 720 | 0 | 1016.3589 |  |  |  | 0.1 | 2021-09-22 20:10:06 +0000 | 438c2ebff | 0.2.14 | :adv_dx_units: NECB_Default :airloop_economizer_type: NECB_Default :algorithm_type: parametric :analysis_id: reference :analysis_name: reference :boiler_eff: NECB_Default :btap_batch_version: 1.0.002 :building_type: SecondarySchool :chiller_type: NECB_Default :compute_environment: aws_batch :datapoint_id: 752aabe0-9b19-4b4f-aa7e-91c8c8b5f9ce :daylighting_type: NECB_Default :dcv_type: NECB_Default :door_construction_cond: NECB_Default :ecm_system_name: NECB_Default :electrical_loads_scale: NECB_Default :enable_costing: true :epw_file: CAN_AB_Calgary.Intl.AP.718770_CWEC2016.epw :erv_package: NECB_Default :ext_floor_cond: NECB_Default :ext_roof_cond: NECB_Default :ext_wall_cond: NECB_Default :fdwr_set: NECB_Default :fixed_wind_solar_trans: NECB_Default :fixed_window_cond: NECB_Default :furnace_eff: NECB_Default :glass_door_cond: NECB_Default :glass_door_solar_trans: NECB_Default :ground_floor_cond: NECB_Default :ground_roof_cond: NECB_Default :ground_wall_cond: NECB_Default :image_name: btap_private_cli :infiltration_scale: NECB_Default :lights_scale: NECB_Default :lights_type: NECB_Default :nv_delta_temp_in_out: NECB_Default :nv_opening_fraction: NECB_Default :nv_temp_out_min: NECB_Default :nv_type: NECB_Default :oa_scale: NECB_Default :occupancy_loads_scale: NECB_Default :output_meters: [] :output_variables: [] :overhead_door_cond: NECB_Default :primary_heating_fuel: Electricity :pv_ground_azimuth_angle: NECB_Default :pv_ground_module_description: NECB_Default :pv_ground_tilt_angle: NECB_Default :pv_ground_total_area_pv_panels_m2: NECB_Default :pv_ground_type: NECB_Default :rotation_degrees: NECB_Default :run_annual_simulation: true :s3_bucket: '834599497928' :scale_x: NECB_Default :scale_y: NECB_Default :scale_z: NECB_Default :shw_eff: NECB_Default :skylight_cond: NECB_Default :skylight_solar_trans: NECB_Default :srr_set: NECB_Default :template: BTAP1980TO2010 | reference | reference | 752aabe0-9b19-4b4f-aa7e-91c8c8b5f9ce | BTAP1980TO2010 | SecondarySchool | Electricity | Electricity | CAN_AB_Calgary.Intl.AP.718770_CWEC2016.epw | parametric |  | NECB_Default | NECB_Default | NECB_Default | NECB_Default | NECB_Default | NECB_Default | NECB_Default | NECB_Default | NECB_Default | NECB_Default | NECB_Default | NECB_Default | NECB_Default | NECB_Default | NECB_Default | NECB_Default | NECB_Default | NECB_Default | NECB_Default | NECB_Default | NECB_Default | NECB_Default | NECB_Default | NECB_Default | NECB_Default | NECB_Default | NECB_Default | NECB_Default | NECB_Default | NECB_Default | NECB_Default | NECB_Default | NECB_Default | NECB_Default | NECB_Default | NECB_Default | NECB_Default | NECB_Default | NECB_Default | NECB_Default | NECB_Default | NECB_Default | NECB_Default | NECB_Default | NECB_Default | aws_batch | 834599497928 | btap_private_cli |  | TRUE | TRUE |  |  | 203.679 | 25.3275 | 216.811 | 286.3307 | 19592 | 17870 | 35 | SecondarySchool |  |  | 1.1 | SecondarySchool | 2 |  | 2 | BTAP1980TO2010 | 0.18768 | 95216 | 0.92831 | 12.7631 | 73.342 | 8.1152 | 305.6915 | 210.5429 | CALGARY | ALBERTA | 264.81 | 0 | 0 | 264.81 | 25.0985 | 0 | 0 | 25.0985 | 0 | 0.019704 | 0 | 0 | 1.2067 | 0.14064 | 0 | 0.78052 | 0.035323 | 0.14054 | 0 | 0.0031258 | 1.2067 | 0.086803 | 226.9488 | 0 | 35 | 0.678 | [5 empty] | 0.227 | 0.346 | 2.95 | 2.95 | 1.1 | Calgary Intl AP | CAN | 64 | 4781 | 51.114 | -114.02 | 7a | 5000 | AB | CAN_AB_Calgary.Intl.AP.718770_CWEC2016.epw | 1.2067 | 25.3275 | 203.679 | 11.0464 | 17.9632 | TRUE | FALSE | FALSE | FALSE | 13.6635 | 17.5893 | 0 | 4.6529 | 0.0011697 | 1700.64 | 0 | 3977.9874 | 22.542 | 0.0056667 | 8239.09 | 0 | 1.2067 | 985.83 | 977.67 | 4.83 | 4.83 |  | https://s3.console.aws.amazon.com/s3/buckets/834599497928?region=ca-central-1&prefix=phylroy.lopez/reference/reference/output/752aabe0-9b19-4b4f-aa7e-91c8c8b5f9ce/ | 1.0.002
656 |  | TRUE | 397 | 720 | 0 | 1016.5257 |  |  |  | 0.1 | 2021-09-22 20:10:29 +0000 | 438c2ebff | 0.2.14 | :adv_dx_units: NECB_Default :airloop_economizer_type: NECB_Default :algorithm_type: parametric :analysis_id: reference :analysis_name: reference :boiler_eff: NECB_Default :btap_batch_version: 1.0.002 :building_type: SecondarySchool :chiller_type: NECB_Default :compute_environment: aws_batch :datapoint_id: 6bb705e4-edb9-499c-addc-0cba482527b3 :daylighting_type: NECB_Default :dcv_type: NECB_Default :door_construction_cond: NECB_Default :ecm_system_name: NECB_Default :electrical_loads_scale: NECB_Default :enable_costing: true :epw_file: CAN_YT_Whitehorse.Intl.AP.719640_CWEC2016.epw :erv_package: NECB_Default :ext_floor_cond: NECB_Default :ext_roof_cond: NECB_Default :ext_wall_cond: NECB_Default :fdwr_set: NECB_Default :fixed_wind_solar_trans: NECB_Default :fixed_window_cond: NECB_Default :furnace_eff: NECB_Default :glass_door_cond: NECB_Default :glass_door_solar_trans: NECB_Default :ground_floor_cond: NECB_Default :ground_roof_cond: NECB_Default :ground_wall_cond: NECB_Default :image_name: btap_private_cli :infiltration_scale: NECB_Default :lights_scale: NECB_Default :lights_type: NECB_Default :nv_delta_temp_in_out: NECB_Default :nv_opening_fraction: NECB_Default :nv_temp_out_min: NECB_Default :nv_type: NECB_Default :oa_scale: NECB_Default :occupancy_loads_scale: NECB_Default :output_meters: [] :output_variables: [] :overhead_door_cond: NECB_Default :primary_heating_fuel: Electricity :pv_ground_azimuth_angle: NECB_Default :pv_ground_module_description: NECB_Default :pv_ground_tilt_angle: NECB_Default :pv_ground_total_area_pv_panels_m2: NECB_Default :pv_ground_type: NECB_Default :rotation_degrees: NECB_Default :run_annual_simulation: true :s3_bucket: '834599497928' :scale_x: NECB_Default :scale_y: NECB_Default :scale_z: NECB_Default :shw_eff: NECB_Default :skylight_cond: NECB_Default :skylight_solar_trans: NECB_Default :srr_set: NECB_Default :template: BTAP1980TO2010 | reference | reference | 6bb705e4-edb9-499c-addc-0cba482527b3 | BTAP1980TO2010 | SecondarySchool | Electricity | Electricity | CAN_YT_Whitehorse.Intl.AP.719640_CWEC2016.epw | parametric |  | NECB_Default | NECB_Default | NECB_Default | NECB_Default | NECB_Default | NECB_Default | NECB_Default | NECB_Default | NECB_Default | NECB_Default | NECB_Default | NECB_Default | NECB_Default | NECB_Default | NECB_Default | NECB_Default | NECB_Default | NECB_Default | NECB_Default | NECB_Default | NECB_Default | NECB_Default | NECB_Default | NECB_Default | NECB_Default | NECB_Default | NECB_Default | NECB_Default | NECB_Default | NECB_Default | NECB_Default | NECB_Default | NECB_Default | NECB_Default | NECB_Default | NECB_Default | NECB_Default | NECB_Default | NECB_Default | NECB_Default | NECB_Default | NECB_Default | NECB_Default | NECB_Default | NECB_Default | aws_batch | 834599497928 | btap_private_cli |  | TRUE | TRUE |  |  | 240.9227 | 18.1428 | 324.8406 | 390.6101 | 19592 | 17870 | 35 | SecondarySchool |  |  | 1.1 | SecondarySchool | 2 |  | 2 | BTAP1980TO2010 | 0.18768 | 95216 | 0.69587 | 9.9376 | 67.028 | 7.9846 | 288.9041 | 203.2581 | WHITEHORSE | YUKON | 24.6069 | 0 | 0 | 24.6069 | 56.3531 | 0 | 0 | 56.3531 | 0 | 0.0051296 | 0 | 0 | 1.5821 | 0.13337 | 0 | 1.1694 | 0.035323 | 0.14054 | 0 | 0.0031258 | 1.5821 | 0.095146 | 266.3559 | 0 | 35 | 0.678 | [5 empty] | 0.227 | 0.346 | 2.95 | 2.95 | 1.1 | Whitehorse Intl AP | CAN | 5 | 6491 | 60.709 | -135.069 | 7b | 6580 | YT | CAN_YT_Whitehorse.Intl.AP.719640_CWEC2016.epw | 1.5821 | 18.1428 | 240.9227 | 13.5189 | 12.5779 | TRUE | FALSE | FALSE | FALSE | 8.6764 | 20.6973 | 0 | 5.1001 | 0.0012821 | 1864.1 | 0 | 3977.9874 | 22.542 | 0.0056667 | 8239.09 | 0 | 1.5821 | 596.67 | 585.33 | 75.83 | 58.67 |  | https://s3.console.aws.amazon.com/s3/buckets/834599497928?region=ca-central-1&prefix=phylroy.lopez/reference/reference/output/6bb705e4-edb9-499c-addc-0cba482527b3/ | 1.0.002
657 |  | TRUE | 403 | 720 | 0 | 1017.1031 |  |  |  | 0.1 | 2021-09-22 20:10:32 +0000 | 438c2ebff | 0.2.14 | :adv_dx_units: NECB_Default :airloop_economizer_type: NECB_Default :algorithm_type: parametric :analysis_id: reference :analysis_name: reference :boiler_eff: NECB_Default :btap_batch_version: 1.0.002 :building_type: SecondarySchool :chiller_type: NECB_Default :compute_environment: aws_batch :datapoint_id: 9492dd4f-41ac-4e38-ac18-fc8f8ad61b9d :daylighting_type: NECB_Default :dcv_type: NECB_Default :door_construction_cond: NECB_Default :ecm_system_name: NECB_Default :electrical_loads_scale: NECB_Default :enable_costing: true :epw_file: CAN_AB_Edmonton.Intl.AP.711230_CWEC2016.epw :erv_package: NECB_Default :ext_floor_cond: NECB_Default :ext_roof_cond: NECB_Default :ext_wall_cond: NECB_Default :fdwr_set: NECB_Default :fixed_wind_solar_trans: NECB_Default :fixed_window_cond: NECB_Default :furnace_eff: NECB_Default :glass_door_cond: NECB_Default :glass_door_solar_trans: NECB_Default :ground_floor_cond: NECB_Default :ground_roof_cond: NECB_Default :ground_wall_cond: NECB_Default :image_name: btap_private_cli :infiltration_scale: NECB_Default :lights_scale: NECB_Default :lights_type: NECB_Default :nv_delta_temp_in_out: NECB_Default :nv_opening_fraction: NECB_Default :nv_temp_out_min: NECB_Default :nv_type: NECB_Default :oa_scale: NECB_Default :occupancy_loads_scale: NECB_Default :output_meters: [] :output_variables: [] :overhead_door_cond: NECB_Default :primary_heating_fuel: Electricity :pv_ground_azimuth_angle: NECB_Default :pv_ground_module_description: NECB_Default :pv_ground_tilt_angle: NECB_Default :pv_ground_total_area_pv_panels_m2: NECB_Default :pv_ground_type: NECB_Default :rotation_degrees: NECB_Default :run_annual_simulation: true :s3_bucket: '834599497928' :scale_x: NECB_Default :scale_y: NECB_Default :scale_z: NECB_Default :shw_eff: NECB_Default :skylight_cond: NECB_Default :skylight_solar_trans: NECB_Default :srr_set: NECB_Default :template: BTAP1980TO2010 | reference | reference | 9492dd4f-41ac-4e38-ac18-fc8f8ad61b9d | BTAP1980TO2010 | SecondarySchool | Electricity | Electricity | CAN_AB_Edmonton.Intl.AP.711230_CWEC2016.epw | parametric |  | NECB_Default | NECB_Default | NECB_Default | NECB_Default | NECB_Default | NECB_Default | NECB_Default | NECB_Default | NECB_Default | NECB_Default | NECB_Default | NECB_Default | NECB_Default | NECB_Default | NECB_Default | NECB_Default | NECB_Default | NECB_Default | NECB_Default | NECB_Default | NECB_Default | NECB_Default | NECB_Default | NECB_Default | NECB_Default | NECB_Default | NECB_Default | NECB_Default | NECB_Default | NECB_Default | NECB_Default | NECB_Default | NECB_Default | NECB_Default | NECB_Default | NECB_Default | NECB_Default | NECB_Default | NECB_Default | NECB_Default | NECB_Default | NECB_Default | NECB_Default | NECB_Default | NECB_Default | aws_batch | 834599497928 | btap_private_cli |  | TRUE | TRUE |  |  | 222.9995 | 23.0024 | 269.1036 | 337.6701 | 19592 | 17870 | 35 | SecondarySchool |  |  | 1.1 | SecondarySchool | 2 |  | 2 | BTAP1980TO2010 | 0.18768 | 95216 | 0.92512 | 12.7986 | 76.0525 | 8.1071 | 315.1976 | 217.3144 | EDMONTON | ALBERTA | 305.3705 | 0 | 0 | 305.3705 | 28.9428 | 0 | 0 | 28.9428 | 0 | 0.016607 | 0 | 0 | 1.3915 | 0.13623 | 0 | 0.96877 | 0.035323 | 0.14054 | 0 | 0.0031258 | 1.3915 | 0.09088 | 249.7614 | 0 | 35 | 0.678 | [5 empty] | 0.227 | 0.346 | 2.95 | 2.95 | 1.1 | Edmonton Intl AP | CAN | 23 | 5588 | 53.31 | -113.579 | 7a | 5120 | AB | CAN_AB_Edmonton.Intl.AP.711230_CWEC2016.epw | 1.3915 | 23.0024 | 222.9995 | 11.2321 | 16.212 | TRUE | FALSE | FALSE | FALSE | 12.509 | 19.4032 | 0 | 4.8715 | 0.0012246 | 1780.53 | 0 | 3977.9874 | 22.542 | 0.0056667 | 8239.09 | 0 | 1.3915 | 866.33 | 860.5 | 10.83 | 8.33 |  | https://s3.console.aws.amazon.com/s3/buckets/834599497928?region=ca-central-1&prefix=phylroy.lopez/reference/reference/output/9492dd4f-41ac-4e38-ac18-fc8f8ad61b9d/ | 1.0.002
658 |  | TRUE | 407 | 720 | 0 | 1017.2002 |  |  |  | 0.1 | 2021-09-22 20:10:13 +0000 | 438c2ebff | 0.2.14 | :adv_dx_units: NECB_Default :airloop_economizer_type: NECB_Default :algorithm_type: parametric :analysis_id: reference :analysis_name: reference :boiler_eff: NECB_Default :btap_batch_version: 1.0.002 :building_type: SecondarySchool :chiller_type: NECB_Default :compute_environment: aws_batch :datapoint_id: f485eadb-9ddc-4cd6-afde-05af39e57e9c :daylighting_type: NECB_Default :dcv_type: NECB_Default :door_construction_cond: NECB_Default :ecm_system_name: NECB_Default :electrical_loads_scale: NECB_Default :enable_costing: true :epw_file: CAN_ON_Toronto.Pearson.Intl.AP.716240_CWEC2016.epw :erv_package: NECB_Default :ext_floor_cond: NECB_Default :ext_roof_cond: NECB_Default :ext_wall_cond: NECB_Default :fdwr_set: NECB_Default :fixed_wind_solar_trans: NECB_Default :fixed_window_cond: NECB_Default :furnace_eff: NECB_Default :glass_door_cond: NECB_Default :glass_door_solar_trans: NECB_Default :ground_floor_cond: NECB_Default :ground_roof_cond: NECB_Default :ground_wall_cond: NECB_Default :image_name: btap_private_cli :infiltration_scale: NECB_Default :lights_scale: NECB_Default :lights_type: NECB_Default :nv_delta_temp_in_out: NECB_Default :nv_opening_fraction: NECB_Default :nv_temp_out_min: NECB_Default :nv_type: NECB_Default :oa_scale: NECB_Default :occupancy_loads_scale: NECB_Default :output_meters: [] :output_variables: [] :overhead_door_cond: NECB_Default :primary_heating_fuel: Electricity :pv_ground_azimuth_angle: NECB_Default :pv_ground_module_description: NECB_Default :pv_ground_tilt_angle: NECB_Default :pv_ground_total_area_pv_panels_m2: NECB_Default :pv_ground_type: NECB_Default :rotation_degrees: NECB_Default :run_annual_simulation: true :s3_bucket: '834599497928' :scale_x: NECB_Default :scale_y: NECB_Default :scale_z: NECB_Default :shw_eff: NECB_Default :skylight_cond: NECB_Default :skylight_solar_trans: NECB_Default :srr_set: NECB_Default :template: BTAP1980TO2010 | reference | reference | f485eadb-9ddc-4cd6-afde-05af39e57e9c | BTAP1980TO2010 | SecondarySchool | Electricity | Electricity | CAN_ON_Toronto.Pearson.Intl.AP.716240_CWEC2016.epw | parametric |  | NECB_Default | NECB_Default | NECB_Default | NECB_Default | NECB_Default | NECB_Default | NECB_Default | NECB_Default | NECB_Default | NECB_Default | NECB_Default | NECB_Default | NECB_Default | NECB_Default | NECB_Default | NECB_Default | NECB_Default | NECB_Default | NECB_Default | NECB_Default | NECB_Default | NECB_Default | NECB_Default | NECB_Default | NECB_Default | NECB_Default | NECB_Default | NECB_Default | NECB_Default | NECB_Default | NECB_Default | NECB_Default | NECB_Default | NECB_Default | NECB_Default | NECB_Default | NECB_Default | NECB_Default | NECB_Default | NECB_Default | NECB_Default | NECB_Default | NECB_Default | NECB_Default | NECB_Default | aws_batch | 834599497928 | btap_private_cli |  | TRUE | TRUE |  |  | 217.8108 | 38.6571 | 215.1984 | 291.6301 | 19592 | 17870 | 35 | SecondarySchool |  |  | 1.1 | SecondarySchool | 2 |  | 2 | BTAP1980TO2010 | 0.18768 | 95216 | 1.0665 | 15.5746 | 77.0975 | 8.1469 | 323.9267 | 222.0413 | TORONTO | ONTARIO | 6.808 | 0 | 0 | 6.808 | 54.5452 | 0 | 0 | 54.5452 | 0 | 0.055014 | 0 | 0 | 1.2257 | 0.13736 | 0 | 0.77471 | 0.035323 | 0.14054 | 0 | 0.0031258 | 1.2257 | 0.079658 | 241.1265 | 0 | 35 | 0.678 | [5 empty] | 0.296 | 0.682 | 3.35 | 3.35 | 1.1 | Toronto Pearson Intl AP | CAN | 382 | 3615 | 43.677 | -79.631 | 5 | 3890 | ON | CAN_ON_Toronto.Pearson.Intl.AP.716240_CWEC2016.epw | 1.2257 | 38.6571 | 217.8108 | 14.0097 | 16.7378 | FALSE | FALSE | FALSE | FALSE | 14.9755 | 11.2023 | 0 | 4.2699 | 0.0010734 | 1560.66 | 0 | 3977.9874 | 22.542 | 0.0056667 | 8239.09 | 0 | 1.2257 | 1351.33 | 1329.67 | 3.17 | 3.17 |  | https://s3.console.aws.amazon.com/s3/buckets/834599497928?region=ca-central-1&prefix=phylroy.lopez/reference/reference/output/f485eadb-9ddc-4cd6-afde-05af39e57e9c/ | 1.0.002
659 |  | TRUE | 423 | 768 | 0 | 1016.2548 |  |  |  | 0.1 | 2021-09-22 20:10:21 +0000 | 438c2ebff | 0.2.14 | :adv_dx_units: NECB_Default :airloop_economizer_type: NECB_Default :algorithm_type: parametric :analysis_id: reference :analysis_name: reference :boiler_eff: NECB_Default :btap_batch_version: 1.0.002 :building_type: SecondarySchool :chiller_type: NECB_Default :compute_environment: aws_batch :datapoint_id: a2b0c14c-7d5a-4160-aa4d-c136ed9267bd :daylighting_type: NECB_Default :dcv_type: NECB_Default :door_construction_cond: NECB_Default :ecm_system_name: NECB_Default :electrical_loads_scale: NECB_Default :enable_costing: true :epw_file: CAN_QC_Montreal-Trudeau.Intl.AP.716270_CWEC2016.epw :erv_package: NECB_Default :ext_floor_cond: NECB_Default :ext_roof_cond: NECB_Default :ext_wall_cond: NECB_Default :fdwr_set: NECB_Default :fixed_wind_solar_trans: NECB_Default :fixed_window_cond: NECB_Default :furnace_eff: NECB_Default :glass_door_cond: NECB_Default :glass_door_solar_trans: NECB_Default :ground_floor_cond: NECB_Default :ground_roof_cond: NECB_Default :ground_wall_cond: NECB_Default :image_name: btap_private_cli :infiltration_scale: NECB_Default :lights_scale: NECB_Default :lights_type: NECB_Default :nv_delta_temp_in_out: NECB_Default :nv_opening_fraction: NECB_Default :nv_temp_out_min: NECB_Default :nv_type: NECB_Default :oa_scale: NECB_Default :occupancy_loads_scale: NECB_Default :output_meters: [] :output_variables: [] :overhead_door_cond: NECB_Default :primary_heating_fuel: NaturalGas :pv_ground_azimuth_angle: NECB_Default :pv_ground_module_description: NECB_Default :pv_ground_tilt_angle: NECB_Default :pv_ground_total_area_pv_panels_m2: NECB_Default :pv_ground_type: NECB_Default :rotation_degrees: NECB_Default :run_annual_simulation: true :s3_bucket: '834599497928' :scale_x: NECB_Default :scale_y: NECB_Default :scale_z: NECB_Default :shw_eff: NECB_Default :skylight_cond: NECB_Default :skylight_solar_trans: NECB_Default :srr_set: NECB_Default :template: NECB2015 | reference | reference | a2b0c14c-7d5a-4160-aa4d-c136ed9267bd | NECB2015 | SecondarySchool | NaturalGas | Natural Gas | CAN_QC_Montreal-Trudeau.Intl.AP.716270_CWEC2016.epw | parametric |  | NECB_Default | NECB_Default | NECB_Default | NECB_Default | NECB_Default | NECB_Default | NECB_Default | NECB_Default | NECB_Default | NECB_Default | NECB_Default | NECB_Default | NECB_Default | NECB_Default | NECB_Default | NECB_Default | NECB_Default | NECB_Default | NECB_Default | NECB_Default | NECB_Default | NECB_Default | NECB_Default | NECB_Default | NECB_Default | NECB_Default | NECB_Default | NECB_Default | NECB_Default | NECB_Default | NECB_Default | NECB_Default | NECB_Default | NECB_Default | NECB_Default | NECB_Default | NECB_Default | NECB_Default | NECB_Default | NECB_Default | NECB_Default | NECB_Default | NECB_Default | NECB_Default | NECB_Default | aws_batch | 834599497928 | btap_private_cli |  | TRUE | TRUE |  |  | 246.9193 | 38.0493 | 168.3835 | 317.4157 | 19592 | 17870 | 37.3 | SecondarySchool |  |  | 5 | SecondarySchool | 2 |  | 2 | NECB2015 | 0.18768 | 95216 | 136.1742 | 22.8989 | 71.1613 | 7.7007 | 424.859 | 186.924 | MONTREAL | QUEBEC | 0.1373 | 47.4989 | 0 | 47.6362 | 8.7445 | 12.442 | 0 | 21.1865 | 0 | 0.059451 | 0 | 0 | 0.35331 | 0.11861 | 0 | 0.8464 | 0.035421 | 0.13671 | 0.96151 | 0.0031217 | 1.3148 | 0.11511 | 58.0868 | 254.251 | 37.3 | 0.757 | [5 empty] | 0.183 | 0.247 | 2.2 | 2.2 | 5 | Montreal-Trudeau Intl AP | CAN | 323 | 4090 | 45.471 | -73.741 | 6 | 4400 | QC | CAN_QC_Montreal-Trudeau.Intl.AP.716270_CWEC2016.epw | 1.3148 | 38.0493 | 246.9193 | 13.0892 | 18.5707 | FALSE | FALSE | FALSE | FALSE | 14.5411 | 16.6498 | 0 | 0 | 0 | 0 | 2255.22 | 3977.9111 | 22.3732 | 0.0056244 | 8177.42 | 0 | 1.3148 | 532.5 | 505.33 | 33.67 | 33.67 |  | https://s3.console.aws.amazon.com/s3/buckets/834599497928?region=ca-central-1&prefix=phylroy.lopez/reference/reference/output/a2b0c14c-7d5a-4160-aa4d-c136ed9267bd/ | 1.0.002
660 |  | TRUE | 378 | 720 | 0 | 1018.3438 |  |  |  | 0.1 | 2021-09-22 20:10:31 +0000 | 438c2ebff | 0.2.14 | :adv_dx_units: NECB_Default :airloop_economizer_type: NECB_Default :algorithm_type: parametric :analysis_id: reference :analysis_name: reference :boiler_eff: NECB_Default :btap_batch_version: 1.0.002 :building_type: SecondarySchool :chiller_type: NECB_Default :compute_environment: aws_batch :datapoint_id: 340b81d2-d300-4fd5-a600-727b33f177a9 :daylighting_type: NECB_Default :dcv_type: NECB_Default :door_construction_cond: NECB_Default :ecm_system_name: NECB_Default :electrical_loads_scale: NECB_Default :enable_costing: true :epw_file: CAN_BC_Vancouver.Intl.AP.718920_CWEC2016.epw :erv_package: NECB_Default :ext_floor_cond: NECB_Default :ext_roof_cond: NECB_Default :ext_wall_cond: NECB_Default :fdwr_set: NECB_Default :fixed_wind_solar_trans: NECB_Default :fixed_window_cond: NECB_Default :furnace_eff: NECB_Default :glass_door_cond: NECB_Default :glass_door_solar_trans: NECB_Default :ground_floor_cond: NECB_Default :ground_roof_cond: NECB_Default :ground_wall_cond: NECB_Default :image_name: btap_private_cli :infiltration_scale: NECB_Default :lights_scale: NECB_Default :lights_type: NECB_Default :nv_delta_temp_in_out: NECB_Default :nv_opening_fraction: NECB_Default :nv_temp_out_min: NECB_Default :nv_type: NECB_Default :oa_scale: NECB_Default :occupancy_loads_scale: NECB_Default :output_meters: [] :output_variables: [] :overhead_door_cond: NECB_Default :primary_heating_fuel: NaturalGas :pv_ground_azimuth_angle: NECB_Default :pv_ground_module_description: NECB_Default :pv_ground_tilt_angle: NECB_Default :pv_ground_total_area_pv_panels_m2: NECB_Default :pv_ground_type: NECB_Default :rotation_degrees: NECB_Default :run_annual_simulation: true :s3_bucket: '834599497928' :scale_x: NECB_Default :scale_y: NECB_Default :scale_z: NECB_Default :shw_eff: NECB_Default :skylight_cond: NECB_Default :skylight_solar_trans: NECB_Default :srr_set: NECB_Default :template: BTAPPRE1980 | reference | reference | 340b81d2-d300-4fd5-a600-727b33f177a9 | BTAPPRE1980 | SecondarySchool | NaturalGas | Natural Gas | CAN_BC_Vancouver.Intl.AP.718920_CWEC2016.epw | parametric |  | NECB_Default | NECB_Default | NECB_Default | NECB_Default | NECB_Default | NECB_Default | NECB_Default | NECB_Default | NECB_Default | NECB_Default | NECB_Default | NECB_Default | NECB_Default | NECB_Default | NECB_Default | NECB_Default | NECB_Default | NECB_Default | NECB_Default | NECB_Default | NECB_Default | NECB_Default | NECB_Default | NECB_Default | NECB_Default | NECB_Default | NECB_Default | NECB_Default | NECB_Default | NECB_Default | NECB_Default | NECB_Default | NECB_Default | NECB_Default | NECB_Default | NECB_Default | NECB_Default | NECB_Default | NECB_Default | NECB_Default | NECB_Default | NECB_Default | NECB_Default | NECB_Default | NECB_Default | aws_batch | 834599497928 | btap_private_cli |  | TRUE | TRUE |  |  | 163.4255 | 18.975 | 159.0564 | 299.4853 | 19592 | 17870 | 35 | SecondarySchool |  |  | 1.1 | SecondarySchool | 2 |  | 2 | BTAPPRE1980 | 0.18768 | 95216 | 0.97757 | 25.5486 | 67.9279 | 7.754 | 266.8993 | 164.6912 | VANCOUVER | BRITISH COLUMBIA | 0.92528 | 46.7602 | 0 | 47.6855 | 9.2398 | 10.4902 | 0 | 19.7301 | 0 | 0.012532 | 0 | 0 | 0.3265 | 0.13482 | 0 | 0.81749 | 0.035323 | 0.14054 | 0.92752 | 0.0032748 | 1.254 | 0.11003 | 39.8782 | 170.6676 | 35 | 0.678 | [5 empty] | 0.363 | 0.994 | 4.09 | 4.09 | 1.1 | Vancouver Intl AP | CAN | 42 | 2797 | 49.195 | -123.184 | 4 | 2800 | BC | CAN_BC_Vancouver.Intl.AP.718920_CWEC2016.epw | 1.254 | 18.975 | 163.4255 | 11.0483 | 19.8676 | TRUE | FALSE | FALSE | FALSE | 11.1163 | 10.9649 | 0 | 0 | 0 | 0 | 2155.67 | 3977.9874 | 22.542 | 0.0056667 | 8239.09 | 0 | 1.254 | 991.5 | 988.17 | 48.67 | 44.83 |  | https://s3.console.aws.amazon.com/s3/buckets/834599497928?region=ca-central-1&prefix=phylroy.lopez/reference/reference/output/340b81d2-d300-4fd5-a600-727b33f177a9/ | 1.0.002
661 |  | TRUE | 407 | 768 | 0 | 1017.0305 |  |  |  | 0.1 | 2021-09-22 20:10:59 +0000 | 438c2ebff | 0.2.14 | :adv_dx_units: NECB_Default :airloop_economizer_type: NECB_Default :algorithm_type: parametric :analysis_id: reference :analysis_name: reference :boiler_eff: NECB_Default :btap_batch_version: 1.0.002 :building_type: SecondarySchool :chiller_type: NECB_Default :compute_environment: aws_batch :datapoint_id: ca3e6183-2858-43dc-890c-abd13553b582 :daylighting_type: NECB_Default :dcv_type: NECB_Default :door_construction_cond: NECB_Default :ecm_system_name: NECB_Default :electrical_loads_scale: NECB_Default :enable_costing: true :epw_file: CAN_ON_Toronto.Pearson.Intl.AP.716240_CWEC2016.epw :erv_package: NECB_Default :ext_floor_cond: NECB_Default :ext_roof_cond: NECB_Default :ext_wall_cond: NECB_Default :fdwr_set: NECB_Default :fixed_wind_solar_trans: NECB_Default :fixed_window_cond: NECB_Default :furnace_eff: NECB_Default :glass_door_cond: NECB_Default :glass_door_solar_trans: NECB_Default :ground_floor_cond: NECB_Default :ground_roof_cond: NECB_Default :ground_wall_cond: NECB_Default :image_name: btap_private_cli :infiltration_scale: NECB_Default :lights_scale: NECB_Default :lights_type: NECB_Default :nv_delta_temp_in_out: NECB_Default :nv_opening_fraction: NECB_Default :nv_temp_out_min: NECB_Default :nv_type: NECB_Default :oa_scale: NECB_Default :occupancy_loads_scale: NECB_Default :output_meters: [] :output_variables: [] :overhead_door_cond: NECB_Default :primary_heating_fuel: Electricity :pv_ground_azimuth_angle: NECB_Default :pv_ground_module_description: NECB_Default :pv_ground_tilt_angle: NECB_Default :pv_ground_total_area_pv_panels_m2: NECB_Default :pv_ground_type: NECB_Default :rotation_degrees: NECB_Default :run_annual_simulation: true :s3_bucket: '834599497928' :scale_x: NECB_Default :scale_y: NECB_Default :scale_z: NECB_Default :shw_eff: NECB_Default :skylight_cond: NECB_Default :skylight_solar_trans: NECB_Default :srr_set: NECB_Default :template: NECB2011 | reference | reference | ca3e6183-2858-43dc-890c-abd13553b582 | NECB2011 | SecondarySchool | Electricity | Electricity | CAN_ON_Toronto.Pearson.Intl.AP.716240_CWEC2016.epw | parametric |  | NECB_Default | NECB_Default | NECB_Default | NECB_Default | NECB_Default | NECB_Default | NECB_Default | NECB_Default | NECB_Default | NECB_Default | NECB_Default | NECB_Default | NECB_Default | NECB_Default | NECB_Default | NECB_Default | NECB_Default | NECB_Default | NECB_Default | NECB_Default | NECB_Default | NECB_Default | NECB_Default | NECB_Default | NECB_Default | NECB_Default | NECB_Default | NECB_Default | NECB_Default | NECB_Default | NECB_Default | NECB_Default | NECB_Default | NECB_Default | NECB_Default | NECB_Default | NECB_Default | NECB_Default | NECB_Default | NECB_Default | NECB_Default | NECB_Default | NECB_Default | NECB_Default | NECB_Default | aws_batch | 834599497928 | btap_private_cli |  | TRUE | TRUE |  |  | 163.5817 | 38.6435 | 140.095 | 214.4133 | 19592 | 17870 | 40 | SecondarySchool |  |  | 5 | SecondarySchool | 2 |  | 2 | NECB2011 | 0.18768 | 95216 | 148.8109 | 9.8588 | 77.0975 | 8.1469 | 480.7152 | 236.8011 | TORONTO | ONTARIO | 5.264 | 0 | 0 | 5.264 | 42.175 | 0 | 0 | 42.175 | 0 | 0.064698 | 0 | 0 | 0.94775 | 0.12006 | 0 | 0.50434 | 0.035323 | 0.14054 | 0 | 0.0031258 | 0.94775 | 0.079658 | 185.7245 | 0 | 40 | 0.757 | [5 empty] | 0.183 | 0.278 | 2.2 | 2.2 | 5 | Toronto Pearson Intl AP | CAN | 382 | 3615 | 43.677 | -79.631 | 5 | 3890 | ON | CAN_ON_Toronto.Pearson.Intl.AP.716240_CWEC2016.epw | 0.94775 | 38.6435 | 163.5817 | 14.0097 | 16.7378 | FALSE | FALSE | FALSE | FALSE | 14.9755 | 11.2023 | 0 | 4.2699 | 0.0010734 | 1560.66 | 0 | 3977.9874 | 22.542 | 0.0056667 | 8239.09 | 0 | 0.94775 | 662.83 | 634.83 | 8.83 | 8.83 |  | https://s3.console.aws.amazon.com/s3/buckets/834599497928?region=ca-central-1&prefix=phylroy.lopez/reference/reference/output/ca3e6183-2858-43dc-890c-abd13553b582/ | 1.0.002
662 |  | TRUE | 408 | 720 | 0 | 1018.8204 |  |  |  | 0.1 | 2021-09-22 20:10:01 +0000 | 438c2ebff | 0.2.14 | :adv_dx_units: NECB_Default :airloop_economizer_type: NECB_Default :algorithm_type: parametric :analysis_id: reference :analysis_name: reference :boiler_eff: NECB_Default :btap_batch_version: 1.0.002 :building_type: SecondarySchool :chiller_type: NECB_Default :compute_environment: aws_batch :datapoint_id: 747442fa-603d-4ca1-8bb7-393b9c55d969 :daylighting_type: NECB_Default :dcv_type: NECB_Default :door_construction_cond: NECB_Default :ecm_system_name: NECB_Default :electrical_loads_scale: NECB_Default :enable_costing: true :epw_file: CAN_QC_Montreal-Trudeau.Intl.AP.716270_CWEC2016.epw :erv_package: NECB_Default :ext_floor_cond: NECB_Default :ext_roof_cond: NECB_Default :ext_wall_cond: NECB_Default :fdwr_set: NECB_Default :fixed_wind_solar_trans: NECB_Default :fixed_window_cond: NECB_Default :furnace_eff: NECB_Default :glass_door_cond: NECB_Default :glass_door_solar_trans: NECB_Default :ground_floor_cond: NECB_Default :ground_roof_cond: NECB_Default :ground_wall_cond: NECB_Default :image_name: btap_private_cli :infiltration_scale: NECB_Default :lights_scale: NECB_Default :lights_type: NECB_Default :nv_delta_temp_in_out: NECB_Default :nv_opening_fraction: NECB_Default :nv_temp_out_min: NECB_Default :nv_type: NECB_Default :oa_scale: NECB_Default :occupancy_loads_scale: NECB_Default :output_meters: [] :output_variables: [] :overhead_door_cond: NECB_Default :primary_heating_fuel: NaturalGas :pv_ground_azimuth_angle: NECB_Default :pv_ground_module_description: NECB_Default :pv_ground_tilt_angle: NECB_Default :pv_ground_total_area_pv_panels_m2: NECB_Default :pv_ground_type: NECB_Default :rotation_degrees: NECB_Default :run_annual_simulation: true :s3_bucket: '834599497928' :scale_x: NECB_Default :scale_y: NECB_Default :scale_z: NECB_Default :shw_eff: NECB_Default :skylight_cond: NECB_Default :skylight_solar_trans: NECB_Default :srr_set: NECB_Default :template: BTAPPRE1980 | reference | reference | 747442fa-603d-4ca1-8bb7-393b9c55d969 | BTAPPRE1980 | SecondarySchool | NaturalGas | Natural Gas | CAN_QC_Montreal-Trudeau.Intl.AP.716270_CWEC2016.epw | parametric |  | NECB_Default | NECB_Default | NECB_Default | NECB_Default | NECB_Default | NECB_Default | NECB_Default | NECB_Default | NECB_Default | NECB_Default | NECB_Default | NECB_Default | NECB_Default | NECB_Default | NECB_Default | NECB_Default | NECB_Default | NECB_Default | NECB_Default | NECB_Default | NECB_Default | NECB_Default | NECB_Default | NECB_Default | NECB_Default | NECB_Default | NECB_Default | NECB_Default | NECB_Default | NECB_Default | NECB_Default | NECB_Default | NECB_Default | NECB_Default | NECB_Default | NECB_Default | NECB_Default | NECB_Default | NECB_Default | NECB_Default | NECB_Default | NECB_Default | NECB_Default | NECB_Default | NECB_Default | aws_batch | 834599497928 | btap_private_cli |  | TRUE | TRUE |  |  | 313.3229 | 37.6287 | 247.4424 | 428.3303 | 19592 | 17870 | 35 | SecondarySchool |  |  | 1.1 | SecondarySchool | 2 |  | 2 | BTAPPRE1980 | 0.18768 | 95216 | 0.89569 | 36.1054 | 69.797 | 7.7007 | 290.807 | 176.3081 | MONTREAL | QUEBEC | 0.14187 | 66.828 | 0 | 66.9699 | 9.0355 | 17.5051 | 0 | 26.5405 | 0 | 0.048852 | 0 | 0 | 0.36507 | 0.13698 | 0 | 1.2365 | 0.035323 | 0.14054 | 1.3528 | 0.0033743 | 1.7179 | 0.11633 | 58.7141 | 320.7335 | 35 | 0.678 | [5 empty] | 0.267 | 0.823 | 2.95 | 2.95 | 1.1 | Montreal-Trudeau Intl AP | CAN | 323 | 4090 | 45.471 | -73.741 | 6 | 4400 | QC | CAN_QC_Montreal-Trudeau.Intl.AP.716270_CWEC2016.epw | 1.7179 | 37.6287 | 313.3229 | 13.0892 | 18.5707 | FALSE | FALSE | FALSE | FALSE | 14.54 | 16.6482 | 0 | 0 | 0 | 0 | 2279.05 | 3977.9874 | 22.542 | 0.0056667 | 8239.09 | 0 | 1.7179 | 1280.5 | 1256.5 | 28 | 27.83 |  | https://s3.console.aws.amazon.com/s3/buckets/834599497928?region=ca-central-1&prefix=phylroy.lopez/reference/reference/output/747442fa-603d-4ca1-8bb7-393b9c55d969/ | 1.0.002
663 |  | TRUE | 390 | 768 | 0 | 1017.8588 |  |  |  | 0.1 | 2021-09-22 20:10:58 +0000 | 438c2ebff | 0.2.14 | :adv_dx_units: NECB_Default :airloop_economizer_type: NECB_Default :algorithm_type: parametric :analysis_id: reference :analysis_name: reference :boiler_eff: NECB_Default :btap_batch_version: 1.0.002 :building_type: SecondarySchool :chiller_type: NECB_Default :compute_environment: aws_batch :datapoint_id: c79c713f-f5da-4189-91d9-3540697cad34 :daylighting_type: NECB_Default :dcv_type: NECB_Default :door_construction_cond: NECB_Default :ecm_system_name: NECB_Default :electrical_loads_scale: NECB_Default :enable_costing: true :epw_file: CAN_BC_Vancouver.Intl.AP.718920_CWEC2016.epw :erv_package: NECB_Default :ext_floor_cond: NECB_Default :ext_roof_cond: NECB_Default :ext_wall_cond: NECB_Default :fdwr_set: NECB_Default :fixed_wind_solar_trans: NECB_Default :fixed_window_cond: NECB_Default :furnace_eff: NECB_Default :glass_door_cond: NECB_Default :glass_door_solar_trans: NECB_Default :ground_floor_cond: NECB_Default :ground_roof_cond: NECB_Default :ground_wall_cond: NECB_Default :image_name: btap_private_cli :infiltration_scale: NECB_Default :lights_scale: NECB_Default :lights_type: NECB_Default :nv_delta_temp_in_out: NECB_Default :nv_opening_fraction: NECB_Default :nv_temp_out_min: NECB_Default :nv_type: NECB_Default :oa_scale: NECB_Default :occupancy_loads_scale: NECB_Default :output_meters: [] :output_variables: [] :overhead_door_cond: NECB_Default :primary_heating_fuel: NaturalGas :pv_ground_azimuth_angle: NECB_Default :pv_ground_module_description: NECB_Default :pv_ground_tilt_angle: NECB_Default :pv_ground_total_area_pv_panels_m2: NECB_Default :pv_ground_type: NECB_Default :rotation_degrees: NECB_Default :run_annual_simulation: true :s3_bucket: '834599497928' :scale_x: NECB_Default :scale_y: NECB_Default :scale_z: NECB_Default :shw_eff: NECB_Default :skylight_cond: NECB_Default :skylight_solar_trans: NECB_Default :srr_set: NECB_Default :template: NECB2011 | reference | reference | c79c713f-f5da-4189-91d9-3540697cad34 | NECB2011 | SecondarySchool | NaturalGas | Natural Gas | CAN_BC_Vancouver.Intl.AP.718920_CWEC2016.epw | parametric |  | NECB_Default | NECB_Default | NECB_Default | NECB_Default | NECB_Default | NECB_Default | NECB_Default | NECB_Default | NECB_Default | NECB_Default | NECB_Default | NECB_Default | NECB_Default | NECB_Default | NECB_Default | NECB_Default | NECB_Default | NECB_Default | NECB_Default | NECB_Default | NECB_Default | NECB_Default | NECB_Default | NECB_Default | NECB_Default | NECB_Default | NECB_Default | NECB_Default | NECB_Default | NECB_Default | NECB_Default | NECB_Default | NECB_Default | NECB_Default | NECB_Default | NECB_Default | NECB_Default | NECB_Default | NECB_Default | NECB_Default | NECB_Default | NECB_Default | NECB_Default | NECB_Default | NECB_Default | aws_batch | 834599497928 | btap_private_cli |  | TRUE | TRUE |  |  | 124.9358 | 22.0029 | 103.956 | 218.4042 | 19592 | 17870 | 40 | SecondarySchool |  |  | 5 | SecondarySchool | 2 |  | 2 | NECB2011 | 0.18768 | 95216 | 131.2987 | 21.0018 | 67.9279 | 7.754 | 408.0786 | 180.0961 | VANCOUVER | BRITISH COLUMBIA | 0.89945 | 32.5043 | 0 | 33.4037 | 8.9818 | 7.292 | 0 | 16.2739 | 0 | 0.020035 | 0 | 0 | 0.31738 | 0.1183 | 0 | 0.53516 | 0.035323 | 0.14054 | 0.64474 | 0.0031737 | 0.96212 | 0.10958 | 41.8044 | 130.1958 | 40 | 0.757 | [5 empty] | 0.227 | 0.315 | 2.4 | 2.4 | 5 | Vancouver Intl AP | CAN | 42 | 2797 | 49.195 | -123.184 | 4 | 2800 | BC | CAN_BC_Vancouver.Intl.AP.718920_CWEC2016.epw | 0.96212 | 22.0029 | 124.9358 | 11.0483 | 19.8676 | TRUE | FALSE | FALSE | FALSE | 11.1163 | 10.9649 | 0 | 0 | 0 | 0 | 2146.87 | 3977.9874 | 22.542 | 0.0056667 | 8239.09 | 0 | 0.96212 | 484.5 | 471.67 | 45.33 | 45.33 |  | https://s3.console.aws.amazon.com/s3/buckets/834599497928?region=ca-central-1&prefix=phylroy.lopez/reference/reference/output/c79c713f-f5da-4189-91d9-3540697cad34/ | 1.0.002
664 |  | TRUE | 457 | 768 | 0 | 1017.0988 |  |  |  | 0.1 | 2021-09-22 20:10:53 +0000 | 438c2ebff | 0.2.14 | :adv_dx_units: NECB_Default :airloop_economizer_type: NECB_Default :algorithm_type: parametric :analysis_id: reference :analysis_name: reference :boiler_eff: NECB_Default :btap_batch_version: 1.0.002 :building_type: SecondarySchool :chiller_type: NECB_Default :compute_environment: aws_batch :datapoint_id: 85777e97-c3f6-401a-9c4f-1d653e343da3 :daylighting_type: NECB_Default :dcv_type: NECB_Default :door_construction_cond: NECB_Default :ecm_system_name: NECB_Default :electrical_loads_scale: NECB_Default :enable_costing: true :epw_file: CAN_NS_Halifax.Dockyard.713280_CWEC2016.epw :erv_package: NECB_Default :ext_floor_cond: NECB_Default :ext_roof_cond: NECB_Default :ext_wall_cond: NECB_Default :fdwr_set: NECB_Default :fixed_wind_solar_trans: NECB_Default :fixed_window_cond: NECB_Default :furnace_eff: NECB_Default :glass_door_cond: NECB_Default :glass_door_solar_trans: NECB_Default :ground_floor_cond: NECB_Default :ground_roof_cond: NECB_Default :ground_wall_cond: NECB_Default :image_name: btap_private_cli :infiltration_scale: NECB_Default :lights_scale: NECB_Default :lights_type: NECB_Default :nv_delta_temp_in_out: NECB_Default :nv_opening_fraction: NECB_Default :nv_temp_out_min: NECB_Default :nv_type: NECB_Default :oa_scale: NECB_Default :occupancy_loads_scale: NECB_Default :output_meters: [] :output_variables: [] :overhead_door_cond: NECB_Default :primary_heating_fuel: NaturalGas :pv_ground_azimuth_angle: NECB_Default :pv_ground_module_description: NECB_Default :pv_ground_tilt_angle: NECB_Default :pv_ground_total_area_pv_panels_m2: NECB_Default :pv_ground_type: NECB_Default :rotation_degrees: NECB_Default :run_annual_simulation: true :s3_bucket: '834599497928' :scale_x: NECB_Default :scale_y: NECB_Default :scale_z: NECB_Default :shw_eff: NECB_Default :skylight_cond: NECB_Default :skylight_solar_trans: NECB_Default :srr_set: NECB_Default :template: NECB2017 | reference | reference | 85777e97-c3f6-401a-9c4f-1d653e343da3 | NECB2017 | SecondarySchool | NaturalGas | Natural Gas | CAN_NS_Halifax.Dockyard.713280_CWEC2016.epw | parametric |  | NECB_Default | NECB_Default | NECB_Default | NECB_Default | NECB_Default | NECB_Default | NECB_Default | NECB_Default | NECB_Default | NECB_Default | NECB_Default | NECB_Default | NECB_Default | NECB_Default | NECB_Default | NECB_Default | NECB_Default | NECB_Default | NECB_Default | NECB_Default | NECB_Default | NECB_Default | NECB_Default | NECB_Default | NECB_Default | NECB_Default | NECB_Default | NECB_Default | NECB_Default | NECB_Default | NECB_Default | NECB_Default | NECB_Default | NECB_Default | NECB_Default | NECB_Default | NECB_Default | NECB_Default | NECB_Default | NECB_Default | NECB_Default | NECB_Default | NECB_Default | NECB_Default | NECB_Default | aws_batch | 834599497928 | btap_private_cli |  | TRUE | TRUE |  |  | 100.5156 | 19.3987 | 61.7215 | 160.5076 | 19592 | 17870 | 40 | SecondarySchool |  |  | 2 | SecondarySchool | 2 |  | 2 | NECB2017 | 0.18768 | 95216 | 130.774 | 21.2681 | 66.1841 | 7.7453 | 414.4092 | 188.4376 | HALIFAX | NOVA SCOTIA | 61.3365 | 22.3316 | 0 | 83.6681 | 12.0292 | 5.6367 | 0 | 17.6659 | 0 | 0.020827 | 0 | 0 | 0.30247 | 0.10514 | 0.028918 | 0.3349 | 0.035421 | 0.10909 | 0.44878 | 0.0030808 | 0.75125 | 0.11388 | 39.2239 | 105.3432 | 40 | 0.757 | [5 empty] | 0.156 | 0.247 | 1.9 | 1.9 | 2 | Halifax Dockyard | CAN | 112 | 3647 | 44.655 | -63.577 | 6 | 4000 | NS | CAN_NS_Halifax.Dockyard.713280_CWEC2016.epw | 0.75125 | 19.3987 | 100.5156 | 12.3035 | 17.9615 | TRUE | FALSE | FALSE | FALSE | 9.1315 | 10.0723 | 0 | 0 | 0 | 0 | 2231.13 | 3977.9111 | 22.3732 | 0.0056244 | 8177.42 | 0 | 0.75125 | 149.83 | 137.83 | 48 | 47.67 |  | https://s3.console.aws.amazon.com/s3/buckets/834599497928?region=ca-central-1&prefix=phylroy.lopez/reference/reference/output/85777e97-c3f6-401a-9c4f-1d653e343da3/ | 1.0.002
665 |  | TRUE | 402 | 720 | 0 | 1019.8861 |  |  |  | 0.1 | 2021-09-22 20:10:25 +0000 | 438c2ebff | 0.2.14 | :adv_dx_units: NECB_Default :airloop_economizer_type: NECB_Default :algorithm_type: parametric :analysis_id: reference :analysis_name: reference :boiler_eff: NECB_Default :btap_batch_version: 1.0.002 :building_type: SecondarySchool :chiller_type: NECB_Default :compute_environment: aws_batch :datapoint_id: 22c9d03f-fb69-410f-bd2e-dc2168b8f959 :daylighting_type: NECB_Default :dcv_type: NECB_Default :door_construction_cond: NECB_Default :ecm_system_name: NECB_Default :electrical_loads_scale: NECB_Default :enable_costing: true :epw_file: CAN_AB_Calgary.Intl.AP.718770_CWEC2016.epw :erv_package: NECB_Default :ext_floor_cond: NECB_Default :ext_roof_cond: NECB_Default :ext_wall_cond: NECB_Default :fdwr_set: NECB_Default :fixed_wind_solar_trans: NECB_Default :fixed_window_cond: NECB_Default :furnace_eff: NECB_Default :glass_door_cond: NECB_Default :glass_door_solar_trans: NECB_Default :ground_floor_cond: NECB_Default :ground_roof_cond: NECB_Default :ground_wall_cond: NECB_Default :image_name: btap_private_cli :infiltration_scale: NECB_Default :lights_scale: NECB_Default :lights_type: NECB_Default :nv_delta_temp_in_out: NECB_Default :nv_opening_fraction: NECB_Default :nv_temp_out_min: NECB_Default :nv_type: NECB_Default :oa_scale: NECB_Default :occupancy_loads_scale: NECB_Default :output_meters: [] :output_variables: [] :overhead_door_cond: NECB_Default :primary_heating_fuel: NaturalGas :pv_ground_azimuth_angle: NECB_Default :pv_ground_module_description: NECB_Default :pv_ground_tilt_angle: NECB_Default :pv_ground_total_area_pv_panels_m2: NECB_Default :pv_ground_type: NECB_Default :rotation_degrees: NECB_Default :run_annual_simulation: true :s3_bucket: '834599497928' :scale_x: NECB_Default :scale_y: NECB_Default :scale_z: NECB_Default :shw_eff: NECB_Default :skylight_cond: NECB_Default :skylight_solar_trans: NECB_Default :srr_set: NECB_Default :template: BTAP1980TO2010 | reference | reference | 22c9d03f-fb69-410f-bd2e-dc2168b8f959 | BTAP1980TO2010 | SecondarySchool | NaturalGas | Natural Gas | CAN_AB_Calgary.Intl.AP.718770_CWEC2016.epw | parametric |  | NECB_Default | NECB_Default | NECB_Default | NECB_Default | NECB_Default | NECB_Default | NECB_Default | NECB_Default | NECB_Default | NECB_Default | NECB_Default | NECB_Default | NECB_Default | NECB_Default | NECB_Default | NECB_Default | NECB_Default | NECB_Default | NECB_Default | NECB_Default | NECB_Default | NECB_Default | NECB_Default | NECB_Default | NECB_Default | NECB_Default | NECB_Default | NECB_Default | NECB_Default | NECB_Default | NECB_Default | NECB_Default | NECB_Default | NECB_Default | NECB_Default | NECB_Default | NECB_Default | NECB_Default | NECB_Default | NECB_Default | NECB_Default | NECB_Default | NECB_Default | NECB_Default | NECB_Default | aws_batch | 834599497928 | btap_private_cli |  | TRUE | TRUE |  |  | 272.3585 | 25.3276 | 216.5857 | 385.5852 | 19592 | 17870 | 35 | SecondarySchool |  |  | 1.1 | SecondarySchool | 2 |  | 2 | BTAP1980TO2010 | 0.18768 | 95216 | 0.92831 | 30.1441 | 73.342 | 7.849 | 285.878 | 173.6146 | CALGARY | ALBERTA | 74.7554 | 61.7317 | 0 | 136.4871 | 7.0852 | 4.404 | 0 | 11.4893 | 0 | 0.019704 | 0 | 0 | 0.34064 | 0.14173 | 0 | 1.1014 | 0.035323 | 0.14054 | 1.2233 | 0.0033335 | 1.564 | 0.12197 | 46.7248 | 278.7695 | 35 | 0.678 | [5 empty] | 0.227 | 0.346 | 2.95 | 2.95 | 1.1 | Calgary Intl AP | CAN | 64 | 4781 | 51.114 | -114.02 | 7a | 5000 | AB | CAN_AB_Calgary.Intl.AP.718770_CWEC2016.epw | 1.564 | 25.3276 | 272.3585 | 11.0464 | 17.9632 | TRUE | FALSE | FALSE | FALSE | 13.6635 | 17.5893 | 0 | 0 | 0 | 0 | 2389.62 | 3977.9874 | 22.542 | 0.0056667 | 8239.09 | 0 | 1.564 | 986.67 | 978.5 | 23.67 | 23.67 |  | https://s3.console.aws.amazon.com/s3/buckets/834599497928?region=ca-central-1&prefix=phylroy.lopez/reference/reference/output/22c9d03f-fb69-410f-bd2e-dc2168b8f959/ | 1.0.002
666 |  | TRUE | 403 | 768 | 0 | 1018.4519 |  |  |  | 0.1 | 2021-09-22 20:10:24 +0000 | 438c2ebff | 0.2.14 | :adv_dx_units: NECB_Default :airloop_economizer_type: NECB_Default :algorithm_type: parametric :analysis_id: reference :analysis_name: reference :boiler_eff: NECB_Default :btap_batch_version: 1.0.002 :building_type: SecondarySchool :chiller_type: NECB_Default :compute_environment: aws_batch :datapoint_id: b5057085-309d-4fcf-bbf6-a55db0b6e26f :daylighting_type: NECB_Default :dcv_type: NECB_Default :door_construction_cond: NECB_Default :ecm_system_name: NECB_Default :electrical_loads_scale: NECB_Default :enable_costing: true :epw_file: CAN_BC_Vancouver.Intl.AP.718920_CWEC2016.epw :erv_package: NECB_Default :ext_floor_cond: NECB_Default :ext_roof_cond: NECB_Default :ext_wall_cond: NECB_Default :fdwr_set: NECB_Default :fixed_wind_solar_trans: NECB_Default :fixed_window_cond: NECB_Default :furnace_eff: NECB_Default :glass_door_cond: NECB_Default :glass_door_solar_trans: NECB_Default :ground_floor_cond: NECB_Default :ground_roof_cond: NECB_Default :ground_wall_cond: NECB_Default :image_name: btap_private_cli :infiltration_scale: NECB_Default :lights_scale: NECB_Default :lights_type: NECB_Default :nv_delta_temp_in_out: NECB_Default :nv_opening_fraction: NECB_Default :nv_temp_out_min: NECB_Default :nv_type: NECB_Default :oa_scale: NECB_Default :occupancy_loads_scale: NECB_Default :output_meters: [] :output_variables: [] :overhead_door_cond: NECB_Default :primary_heating_fuel: NaturalGas :pv_ground_azimuth_angle: NECB_Default :pv_ground_module_description: NECB_Default :pv_ground_tilt_angle: NECB_Default :pv_ground_total_area_pv_panels_m2: NECB_Default :pv_ground_type: NECB_Default :rotation_degrees: NECB_Default :run_annual_simulation: true :s3_bucket: '834599497928' :scale_x: NECB_Default :scale_y: NECB_Default :scale_z: NECB_Default :shw_eff: NECB_Default :skylight_cond: NECB_Default :skylight_solar_trans: NECB_Default :srr_set: NECB_Default :template: NECB2015 | reference | reference | b5057085-309d-4fcf-bbf6-a55db0b6e26f | NECB2015 | SecondarySchool | NaturalGas | Natural Gas | CAN_BC_Vancouver.Intl.AP.718920_CWEC2016.epw | parametric |  | NECB_Default | NECB_Default | NECB_Default | NECB_Default | NECB_Default | NECB_Default | NECB_Default | NECB_Default | NECB_Default | NECB_Default | NECB_Default | NECB_Default | NECB_Default | NECB_Default | NECB_Default | NECB_Default | NECB_Default | NECB_Default | NECB_Default | NECB_Default | NECB_Default | NECB_Default | NECB_Default | NECB_Default | NECB_Default | NECB_Default | NECB_Default | NECB_Default | NECB_Default | NECB_Default | NECB_Default | NECB_Default | NECB_Default | NECB_Default | NECB_Default | NECB_Default | NECB_Default | NECB_Default | NECB_Default | NECB_Default | NECB_Default | NECB_Default | NECB_Default | NECB_Default | NECB_Default | aws_batch | 834599497928 | btap_private_cli |  | TRUE | TRUE |  |  | 126.2776 | 22.3337 | 105.3629 | 221.3205 | 19592 | 17870 | 40 | SecondarySchool |  |  | 5 | SecondarySchool | 2 |  | 2 | NECB2015 | 0.18768 | 95216 | 131.2987 | 21.3635 | 69.2629 | 7.754 | 410.2634 | 180.5843 | VANCOUVER | BRITISH COLUMBIA | 0.89018 | 33.01 | 0 | 33.9002 | 8.8893 | 7.4055 | 0 | 16.2948 | 0 | 0.02039 | 0 | 0 | 0.31411 | 0.11851 | 0 | 0.54593 | 0.035421 | 0.13671 | 0.65477 | 0.0030824 | 0.96888 | 0.10884 | 42.4069 | 131.407 | 40 | 0.757 | [5 empty] | 0.227 | 0.315 | 2.4 | 2.4 | 5 | Vancouver Intl AP | CAN | 42 | 2797 | 49.195 | -123.184 | 4 | 2800 | BC | CAN_BC_Vancouver.Intl.AP.718920_CWEC2016.epw | 0.96888 | 22.3337 | 126.2776 | 11.0483 | 19.8676 | TRUE | FALSE | FALSE | FALSE | 11.1168 | 10.9665 | 0 | 0 | 0 | 0 | 2132.46 | 3977.9111 | 22.3732 | 0.0056244 | 8177.42 | 0 | 0.96888 | 453 | 440 | 45.5 | 45.5 |  | https://s3.console.aws.amazon.com/s3/buckets/834599497928?region=ca-central-1&prefix=phylroy.lopez/reference/reference/output/b5057085-309d-4fcf-bbf6-a55db0b6e26f/ | 1.0.002
667 |  | TRUE | 380 | 720 | 0 | 1019.9912 |  |  |  | 0.1 | 2021-09-22 20:10:45 +0000 | 438c2ebff | 0.2.14 | :adv_dx_units: NECB_Default :airloop_economizer_type: NECB_Default :algorithm_type: parametric :analysis_id: reference :analysis_name: reference :boiler_eff: NECB_Default :btap_batch_version: 1.0.002 :building_type: SecondarySchool :chiller_type: NECB_Default :compute_environment: aws_batch :datapoint_id: 51139067-0f86-4edb-92f7-a2c3a4728748 :daylighting_type: NECB_Default :dcv_type: NECB_Default :door_construction_cond: NECB_Default :ecm_system_name: NECB_Default :electrical_loads_scale: NECB_Default :enable_costing: true :epw_file: CAN_BC_Vancouver.Intl.AP.718920_CWEC2016.epw :erv_package: NECB_Default :ext_floor_cond: NECB_Default :ext_roof_cond: NECB_Default :ext_wall_cond: NECB_Default :fdwr_set: NECB_Default :fixed_wind_solar_trans: NECB_Default :fixed_window_cond: NECB_Default :furnace_eff: NECB_Default :glass_door_cond: NECB_Default :glass_door_solar_trans: NECB_Default :ground_floor_cond: NECB_Default :ground_roof_cond: NECB_Default :ground_wall_cond: NECB_Default :image_name: btap_private_cli :infiltration_scale: NECB_Default :lights_scale: NECB_Default :lights_type: NECB_Default :nv_delta_temp_in_out: NECB_Default :nv_opening_fraction: NECB_Default :nv_temp_out_min: NECB_Default :nv_type: NECB_Default :oa_scale: NECB_Default :occupancy_loads_scale: NECB_Default :output_meters: [] :output_variables: [] :overhead_door_cond: NECB_Default :primary_heating_fuel: NaturalGas :pv_ground_azimuth_angle: NECB_Default :pv_ground_module_description: NECB_Default :pv_ground_tilt_angle: NECB_Default :pv_ground_total_area_pv_panels_m2: NECB_Default :pv_ground_type: NECB_Default :rotation_degrees: NECB_Default :run_annual_simulation: true :s3_bucket: '834599497928' :scale_x: NECB_Default :scale_y: NECB_Default :scale_z: NECB_Default :shw_eff: NECB_Default :skylight_cond: NECB_Default :skylight_solar_trans: NECB_Default :srr_set: NECB_Default :template: BTAP1980TO2010 | reference | reference | 51139067-0f86-4edb-92f7-a2c3a4728748 | BTAP1980TO2010 | SecondarySchool | NaturalGas | Natural Gas | CAN_BC_Vancouver.Intl.AP.718920_CWEC2016.epw | parametric |  | NECB_Default | NECB_Default | NECB_Default | NECB_Default | NECB_Default | NECB_Default | NECB_Default | NECB_Default | NECB_Default | NECB_Default | NECB_Default | NECB_Default | NECB_Default | NECB_Default | NECB_Default | NECB_Default | NECB_Default | NECB_Default | NECB_Default | NECB_Default | NECB_Default | NECB_Default | NECB_Default | NECB_Default | NECB_Default | NECB_Default | NECB_Default | NECB_Default | NECB_Default | NECB_Default | NECB_Default | NECB_Default | NECB_Default | NECB_Default | NECB_Default | NECB_Default | NECB_Default | NECB_Default | NECB_Default | NECB_Default | NECB_Default | NECB_Default | NECB_Default | NECB_Default | NECB_Default | aws_batch | 834599497928 | btap_private_cli |  | TRUE | TRUE |  |  | 160.4298 | 19.0314 | 156.0277 | 295.4534 | 19592 | 17870 | 35 | SecondarySchool |  |  | 1.1 | SecondarySchool | 2 |  | 2 | BTAP1980TO2010 | 0.18768 | 95216 | 0.97757 | 25.0365 | 67.9279 | 7.754 | 266.3685 | 164.6725 | VANCOUVER | BRITISH COLUMBIA | 0.92525 | 46.029 | 0 | 46.9543 | 9.2395 | 10.3262 | 0 | 19.5657 | 0 | 0.012663 | 0 | 0 | 0.32648 | 0.13469 | 0 | 0.803 | 0.035323 | 0.14054 | 0.91301 | 0.0032682 | 1.2395 | 0.11002 | 39.9329 | 165.4814 | 35 | 0.678 | [5 empty] | 0.363 | 0.568 | 4.09 | 4.09 | 1.1 | Vancouver Intl AP | CAN | 42 | 2797 | 49.195 | -123.184 | 4 | 2800 | BC | CAN_BC_Vancouver.Intl.AP.718920_CWEC2016.epw | 1.2395 | 19.0314 | 160.4298 | 11.0483 | 19.8676 | TRUE | FALSE | FALSE | FALSE | 11.1163 | 10.9649 | 0 | 0 | 0 | 0 | 2155.47 | 3977.9874 | 22.542 | 0.0056667 | 8239.09 | 0 | 1.2395 | 990 | 986.5 | 50.17 | 46.33 |  | https://s3.console.aws.amazon.com/s3/buckets/834599497928?region=ca-central-1&prefix=phylroy.lopez/reference/reference/output/51139067-0f86-4edb-92f7-a2c3a4728748/ | 1.0.002
668 |  | TRUE | 407 | 768 | 0 | 1020.3572 |  |  |  | 0.1 | 2021-09-22 20:10:30 +0000 | 438c2ebff | 0.2.14 | :adv_dx_units: NECB_Default :airloop_economizer_type: NECB_Default :algorithm_type: parametric :analysis_id: reference :analysis_name: reference :boiler_eff: NECB_Default :btap_batch_version: 1.0.002 :building_type: SecondarySchool :chiller_type: NECB_Default :compute_environment: aws_batch :datapoint_id: 34285952-fe33-45a7-8b2f-55c29605b5cc :daylighting_type: NECB_Default :dcv_type: NECB_Default :door_construction_cond: NECB_Default :ecm_system_name: NECB_Default :electrical_loads_scale: NECB_Default :enable_costing: true :epw_file: CAN_QC_Montreal-Trudeau.Intl.AP.716270_CWEC2016.epw :erv_package: NECB_Default :ext_floor_cond: NECB_Default :ext_roof_cond: NECB_Default :ext_wall_cond: NECB_Default :fdwr_set: NECB_Default :fixed_wind_solar_trans: NECB_Default :fixed_window_cond: NECB_Default :furnace_eff: NECB_Default :glass_door_cond: NECB_Default :glass_door_solar_trans: NECB_Default :ground_floor_cond: NECB_Default :ground_roof_cond: NECB_Default :ground_wall_cond: NECB_Default :image_name: btap_private_cli :infiltration_scale: NECB_Default :lights_scale: NECB_Default :lights_type: NECB_Default :nv_delta_temp_in_out: NECB_Default :nv_opening_fraction: NECB_Default :nv_temp_out_min: NECB_Default :nv_type: NECB_Default :oa_scale: NECB_Default :occupancy_loads_scale: NECB_Default :output_meters: [] :output_variables: [] :overhead_door_cond: NECB_Default :primary_heating_fuel: Electricity :pv_ground_azimuth_angle: NECB_Default :pv_ground_module_description: NECB_Default :pv_ground_tilt_angle: NECB_Default :pv_ground_total_area_pv_panels_m2: NECB_Default :pv_ground_type: NECB_Default :rotation_degrees: NECB_Default :run_annual_simulation: true :s3_bucket: '834599497928' :scale_x: NECB_Default :scale_y: NECB_Default :scale_z: NECB_Default :shw_eff: NECB_Default :skylight_cond: NECB_Default :skylight_solar_trans: NECB_Default :srr_set: NECB_Default :template: NECB2011 | reference | reference | 34285952-fe33-45a7-8b2f-55c29605b5cc | NECB2011 | SecondarySchool | Electricity | Electricity | CAN_QC_Montreal-Trudeau.Intl.AP.716270_CWEC2016.epw | parametric |  | NECB_Default | NECB_Default | NECB_Default | NECB_Default | NECB_Default | NECB_Default | NECB_Default | NECB_Default | NECB_Default | NECB_Default | NECB_Default | NECB_Default | NECB_Default | NECB_Default | NECB_Default | NECB_Default | NECB_Default | NECB_Default | NECB_Default | NECB_Default | NECB_Default | NECB_Default | NECB_Default | NECB_Default | NECB_Default | NECB_Default | NECB_Default | NECB_Default | NECB_Default | NECB_Default | NECB_Default | NECB_Default | NECB_Default | NECB_Default | NECB_Default | NECB_Default | NECB_Default | NECB_Default | NECB_Default | NECB_Default | NECB_Default | NECB_Default | NECB_Default | NECB_Default | NECB_Default | aws_batch | 834599497928 | btap_private_cli |  | TRUE | TRUE |  |  | 180.5297 | 36.9847 | 166.6399 | 238.988 | 19592 | 17870 | 37.3 | SecondarySchool |  |  | 5 | SecondarySchool | 2 |  | 2 | NECB2011 | 0.18768 | 95216 | 136.1742 | 8.9263 | 69.797 | 8.0847 | 447.8539 | 224.8716 | MONTREAL | QUEBEC | 0.40268 | 0 | 0 | 0.40268 | 25.6465 | 0 | 0 | 25.6465 | 0 | 0.057821 | 0 | 0 | 1.0362 | 0.11728 | 0 | 0.5999 | 0.035323 | 0.14054 | 0 | 0.0031258 | 1.0362 | 0.082225 | 201.1656 | 0 | 37.3 | 0.757 | [5 empty] | 0.183 | 0.247 | 2.2 | 2.2 | 5 | Montreal-Trudeau Intl AP | CAN | 323 | 4090 | 45.471 | -73.741 | 6 | 4400 | QC | CAN_QC_Montreal-Trudeau.Intl.AP.716270_CWEC2016.epw | 1.0362 | 36.9847 | 180.5297 | 13.0892 | 18.5707 | FALSE | FALSE | FALSE | FALSE | 14.54 | 16.6482 | 0 | 4.4075 | 0.001108 | 1610.95 | 0 | 3977.9874 | 22.542 | 0.0056667 | 8239.09 | 0 | 1.0362 | 550.67 | 522.5 | 11.33 | 11.33 |  | https://s3.console.aws.amazon.com/s3/buckets/834599497928?region=ca-central-1&prefix=phylroy.lopez/reference/reference/output/34285952-fe33-45a7-8b2f-55c29605b5cc/ | 1.0.002
669 |  | TRUE | 397 | 768 | 0 | 1020.0927 |  |  |  | 0.1 | 2021-09-22 20:10:35 +0000 | 438c2ebff | 0.2.14 | :adv_dx_units: NECB_Default :airloop_economizer_type: NECB_Default :algorithm_type: parametric :analysis_id: reference :analysis_name: reference :boiler_eff: NECB_Default :btap_batch_version: 1.0.002 :building_type: SecondarySchool :chiller_type: NECB_Default :compute_environment: aws_batch :datapoint_id: e561a8e9-dfb0-4842-bbec-66270c7861a1 :daylighting_type: NECB_Default :dcv_type: NECB_Default :door_construction_cond: NECB_Default :ecm_system_name: NECB_Default :electrical_loads_scale: NECB_Default :enable_costing: true :epw_file: CAN_NS_Halifax.Dockyard.713280_CWEC2016.epw :erv_package: NECB_Default :ext_floor_cond: NECB_Default :ext_roof_cond: NECB_Default :ext_wall_cond: NECB_Default :fdwr_set: NECB_Default :fixed_wind_solar_trans: NECB_Default :fixed_window_cond: NECB_Default :furnace_eff: NECB_Default :glass_door_cond: NECB_Default :glass_door_solar_trans: NECB_Default :ground_floor_cond: NECB_Default :ground_roof_cond: NECB_Default :ground_wall_cond: NECB_Default :image_name: btap_private_cli :infiltration_scale: NECB_Default :lights_scale: NECB_Default :lights_type: NECB_Default :nv_delta_temp_in_out: NECB_Default :nv_opening_fraction: NECB_Default :nv_temp_out_min: NECB_Default :nv_type: NECB_Default :oa_scale: NECB_Default :occupancy_loads_scale: NECB_Default :output_meters: [] :output_variables: [] :overhead_door_cond: NECB_Default :primary_heating_fuel: Electricity :pv_ground_azimuth_angle: NECB_Default :pv_ground_module_description: NECB_Default :pv_ground_tilt_angle: NECB_Default :pv_ground_total_area_pv_panels_m2: NECB_Default :pv_ground_type: NECB_Default :rotation_degrees: NECB_Default :run_annual_simulation: true :s3_bucket: '834599497928' :scale_x: NECB_Default :scale_y: NECB_Default :scale_z: NECB_Default :shw_eff: NECB_Default :skylight_cond: NECB_Default :skylight_solar_trans: NECB_Default :srr_set: NECB_Default :template: NECB2011 | reference | reference | e561a8e9-dfb0-4842-bbec-66270c7861a1 | NECB2011 | SecondarySchool | Electricity | Electricity | CAN_NS_Halifax.Dockyard.713280_CWEC2016.epw | parametric |  | NECB_Default | NECB_Default | NECB_Default | NECB_Default | NECB_Default | NECB_Default | NECB_Default | NECB_Default | NECB_Default | NECB_Default | NECB_Default | NECB_Default | NECB_Default | NECB_Default | NECB_Default | NECB_Default | NECB_Default | NECB_Default | NECB_Default | NECB_Default | NECB_Default | NECB_Default | NECB_Default | NECB_Default | NECB_Default | NECB_Default | NECB_Default | NECB_Default | NECB_Default | NECB_Default | NECB_Default | NECB_Default | NECB_Default | NECB_Default | NECB_Default | NECB_Default | NECB_Default | NECB_Default | NECB_Default | NECB_Default | NECB_Default | NECB_Default | NECB_Default | NECB_Default | NECB_Default | aws_batch | 834599497928 | btap_private_cli |  | TRUE | TRUE |  |  | 135.1478 | 23.6573 | 142.2132 | 204.3286 | 19592 | 17870 | 40 | SecondarySchool |  |  | 5 | SecondarySchool | 2 |  | 2 | NECB2011 | 0.18768 | 95216 | 127.5856 | 8.2196 | 74.1831 | 8.0864 | 429.4971 | 211.4224 | HALIFAX | NOVA SCOTIA | 184.8286 | 0 | 0 | 184.8286 | 36.2483 | 0 | 0 | 36.2483 | 0 | 0.025148 | 0 | 0 | 0.91145 | 0.11427 | 0 | 0.51197 | 0.035323 | 0.14054 | 0 | 0.0031258 | 0.91145 | 0.081072 | 156.6627 | 0 | 40 | 0.757 | [5 empty] | 0.183 | 0.247 | 2.2 | 2.2 | 5 | Halifax Dockyard | CAN | 112 | 3647 | 44.655 | -63.577 | 6 | 4000 | NS | CAN_NS_Halifax.Dockyard.713280_CWEC2016.epw | 0.91145 | 23.6573 | 135.1478 | 12.3035 | 17.9615 | TRUE | FALSE | FALSE | FALSE | 9.1307 | 10.0707 | 0 | 4.3457 | 0.0010924 | 1588.37 | 0 | 3977.9874 | 22.542 | 0.0056667 | 8239.09 | 0 | 0.91145 | 465.5 | 453.17 | 9 | 9 |  | https://s3.console.aws.amazon.com/s3/buckets/834599497928?region=ca-central-1&prefix=phylroy.lopez/reference/reference/output/e561a8e9-dfb0-4842-bbec-66270c7861a1/ | 1.0.002
670 |  | TRUE | 391 | 768 | 0 | 1020.2705 |  |  |  | 0.1 | 2021-09-22 20:10:22 +0000 | 438c2ebff | 0.2.14 | :adv_dx_units: NECB_Default :airloop_economizer_type: NECB_Default :algorithm_type: parametric :analysis_id: reference :analysis_name: reference :boiler_eff: NECB_Default :btap_batch_version: 1.0.002 :building_type: SecondarySchool :chiller_type: NECB_Default :compute_environment: aws_batch :datapoint_id: f587708a-53db-4dd0-9c86-86ad95e8098e :daylighting_type: NECB_Default :dcv_type: NECB_Default :door_construction_cond: NECB_Default :ecm_system_name: NECB_Default :electrical_loads_scale: NECB_Default :enable_costing: true :epw_file: CAN_BC_Vancouver.Intl.AP.718920_CWEC2016.epw :erv_package: NECB_Default :ext_floor_cond: NECB_Default :ext_roof_cond: NECB_Default :ext_wall_cond: NECB_Default :fdwr_set: NECB_Default :fixed_wind_solar_trans: NECB_Default :fixed_window_cond: NECB_Default :furnace_eff: NECB_Default :glass_door_cond: NECB_Default :glass_door_solar_trans: NECB_Default :ground_floor_cond: NECB_Default :ground_roof_cond: NECB_Default :ground_wall_cond: NECB_Default :image_name: btap_private_cli :infiltration_scale: NECB_Default :lights_scale: NECB_Default :lights_type: NECB_Default :nv_delta_temp_in_out: NECB_Default :nv_opening_fraction: NECB_Default :nv_temp_out_min: NECB_Default :nv_type: NECB_Default :oa_scale: NECB_Default :occupancy_loads_scale: NECB_Default :output_meters: [] :output_variables: [] :overhead_door_cond: NECB_Default :primary_heating_fuel: Electricity :pv_ground_azimuth_angle: NECB_Default :pv_ground_module_description: NECB_Default :pv_ground_tilt_angle: NECB_Default :pv_ground_total_area_pv_panels_m2: NECB_Default :pv_ground_type: NECB_Default :rotation_degrees: NECB_Default :run_annual_simulation: true :s3_bucket: '834599497928' :scale_x: NECB_Default :scale_y: NECB_Default :scale_z: NECB_Default :shw_eff: NECB_Default :skylight_cond: NECB_Default :skylight_solar_trans: NECB_Default :srr_set: NECB_Default :template: NECB2011 | reference | reference | f587708a-53db-4dd0-9c86-86ad95e8098e | NECB2011 | SecondarySchool | Electricity | Electricity | CAN_BC_Vancouver.Intl.AP.718920_CWEC2016.epw | parametric |  | NECB_Default | NECB_Default | NECB_Default | NECB_Default | NECB_Default | NECB_Default | NECB_Default | NECB_Default | NECB_Default | NECB_Default | NECB_Default | NECB_Default | NECB_Default | NECB_Default | NECB_Default | NECB_Default | NECB_Default | NECB_Default | NECB_Default | NECB_Default | NECB_Default | NECB_Default | NECB_Default | NECB_Default | NECB_Default | NECB_Default | NECB_Default | NECB_Default | NECB_Default | NECB_Default | NECB_Default | NECB_Default | NECB_Default | NECB_Default | NECB_Default | NECB_Default | NECB_Default | NECB_Default | NECB_Default | NECB_Default | NECB_Default | NECB_Default | NECB_Default | NECB_Default | NECB_Default | aws_batch | 834599497928 | btap_private_cli |  | TRUE | TRUE |  |  | 88.7807 | 21.6608 | 104.1492 | 164.574 | 19592 | 17870 | 40 | SecondarySchool |  |  | 5 | SecondarySchool | 2 |  | 2 | NECB2011 | 0.18768 | 95216 | 131.2987 | 7.2887 | 67.9279 | 8.0948 | 423.3978 | 208.7877 | VANCOUVER | BRITISH COLUMBIA | 2.1774 | 0 | 0 | 2.1774 | 21.7438 | 0 | 0 | 21.7438 | 0 | 0.019717 | 0 | 0 | 0.76833 | 0.1174 | 0 | 0.37494 | 0.035323 | 0.14054 | 0 | 0.0031258 | 0.76833 | 0.077289 | 110.6431 | 0 | 40 | 0.757 | [5 empty] | 0.227 | 0.315 | 2.4 | 2.4 | 5 | Vancouver Intl AP | CAN | 42 | 2797 | 49.195 | -123.184 | 4 | 2800 | BC | CAN_BC_Vancouver.Intl.AP.718920_CWEC2016.epw | 0.76833 | 21.6608 | 88.7807 | 11.0483 | 19.8676 | TRUE | FALSE | FALSE | FALSE | 11.1163 | 10.9649 | 0 | 4.143 | 0.0010415 | 1514.25 | 0 | 3977.9874 | 22.542 | 0.0056667 | 8239.09 | 0 | 0.76833 | 483.17 | 470.33 | 12 | 12 |  | https://s3.console.aws.amazon.com/s3/buckets/834599497928?region=ca-central-1&prefix=phylroy.lopez/reference/reference/output/f587708a-53db-4dd0-9c86-86ad95e8098e/ | 1.0.002
671 |  | TRUE | 467 | 768 | 0 | 1019.0185 |  |  |  | 0.1 | 2021-09-22 20:11:06 +0000 | 438c2ebff | 0.2.14 | :adv_dx_units: NECB_Default :airloop_economizer_type: NECB_Default :algorithm_type: parametric :analysis_id: reference :analysis_name: reference :boiler_eff: NECB_Default :btap_batch_version: 1.0.002 :building_type: SecondarySchool :chiller_type: NECB_Default :compute_environment: aws_batch :datapoint_id: bdd64379-5d00-4a19-8ef8-3721fbf3c12a :daylighting_type: NECB_Default :dcv_type: NECB_Default :door_construction_cond: NECB_Default :ecm_system_name: NECB_Default :electrical_loads_scale: NECB_Default :enable_costing: true :epw_file: CAN_QC_Montreal-Trudeau.Intl.AP.716270_CWEC2016.epw :erv_package: NECB_Default :ext_floor_cond: NECB_Default :ext_roof_cond: NECB_Default :ext_wall_cond: NECB_Default :fdwr_set: NECB_Default :fixed_wind_solar_trans: NECB_Default :fixed_window_cond: NECB_Default :furnace_eff: NECB_Default :glass_door_cond: NECB_Default :glass_door_solar_trans: NECB_Default :ground_floor_cond: NECB_Default :ground_roof_cond: NECB_Default :ground_wall_cond: NECB_Default :image_name: btap_private_cli :infiltration_scale: NECB_Default :lights_scale: NECB_Default :lights_type: NECB_Default :nv_delta_temp_in_out: NECB_Default :nv_opening_fraction: NECB_Default :nv_temp_out_min: NECB_Default :nv_type: NECB_Default :oa_scale: NECB_Default :occupancy_loads_scale: NECB_Default :output_meters: [] :output_variables: [] :overhead_door_cond: NECB_Default :primary_heating_fuel: NaturalGas :pv_ground_azimuth_angle: NECB_Default :pv_ground_module_description: NECB_Default :pv_ground_tilt_angle: NECB_Default :pv_ground_total_area_pv_panels_m2: NECB_Default :pv_ground_type: NECB_Default :rotation_degrees: NECB_Default :run_annual_simulation: true :s3_bucket: '834599497928' :scale_x: NECB_Default :scale_y: NECB_Default :scale_z: NECB_Default :shw_eff: NECB_Default :skylight_cond: NECB_Default :skylight_solar_trans: NECB_Default :srr_set: NECB_Default :template: NECB2017 | reference | reference | bdd64379-5d00-4a19-8ef8-3721fbf3c12a | NECB2017 | SecondarySchool | NaturalGas | Natural Gas | CAN_QC_Montreal-Trudeau.Intl.AP.716270_CWEC2016.epw | parametric |  | NECB_Default | NECB_Default | NECB_Default | NECB_Default | NECB_Default | NECB_Default | NECB_Default | NECB_Default | NECB_Default | NECB_Default | NECB_Default | NECB_Default | NECB_Default | NECB_Default | NECB_Default | NECB_Default | NECB_Default | NECB_Default | NECB_Default | NECB_Default | NECB_Default | NECB_Default | NECB_Default | NECB_Default | NECB_Default | NECB_Default | NECB_Default | NECB_Default | NECB_Default | NECB_Default | NECB_Default | NECB_Default | NECB_Default | NECB_Default | NECB_Default | NECB_Default | NECB_Default | NECB_Default | NECB_Default | NECB_Default | NECB_Default | NECB_Default | NECB_Default | NECB_Default | NECB_Default | aws_batch | 834599497928 | btap_private_cli |  | TRUE | TRUE |  |  | 229.0533 | 31.0384 | 77.97 | 190.7645 | 19592 | 17870 | 37.3 | SecondarySchool |  |  | 2 | SecondarySchool | 2 |  | 2 | NECB2017 | 0.18768 | 95216 | 139.2844 | 23.425 | 62.2906 | 7.7007 | 425.3417 | 192.641 | MONTREAL | QUEBEC | 0.12807 | 26.2609 | 0 | 26.389 | 8.1564 | 6.8788 | 0 | 15.0353 | 0 | 0.046611 | 0 | 0 | 0.32955 | 0.10544 | 0.029888 | 0.41632 | 0.035421 | 0.10909 | 0.5316 | 0.0031053 | 0.86115 | 0.11528 | 50.7629 | 234.1683 | 37.3 | 0.757 | [5 empty] | 0.156 | 0.247 | 1.9 | 1.9 | 2 | Montreal-Trudeau Intl AP | CAN | 323 | 4090 | 45.471 | -73.741 | 6 | 4400 | QC | CAN_QC_Montreal-Trudeau.Intl.AP.716270_CWEC2016.epw | 0.86115 | 31.0384 | 229.0533 | 13.0892 | 18.5707 | TRUE | FALSE | FALSE | FALSE | 14.5411 | 16.6498 | 0 | 0 | 0 | 0 | 2258.5 | 3977.9111 | 22.3732 | 0.0056244 | 8177.42 | 0 | 0.86115 | 189.83 | 163.67 | 40.67 | 40.33 |  | https://s3.console.aws.amazon.com/s3/buckets/834599497928?region=ca-central-1&prefix=phylroy.lopez/reference/reference/output/bdd64379-5d00-4a19-8ef8-3721fbf3c12a/ | 1.0.002
672 |  | TRUE | 414 | 768 | 0 | 1020.3526 |  |  |  | 0.1 | 2021-09-22 20:10:34 +0000 | 438c2ebff | 0.2.14 | :adv_dx_units: NECB_Default :airloop_economizer_type: NECB_Default :algorithm_type: parametric :analysis_id: reference :analysis_name: reference :boiler_eff: NECB_Default :btap_batch_version: 1.0.002 :building_type: SecondarySchool :chiller_type: NECB_Default :compute_environment: aws_batch :datapoint_id: 022211c4-f84e-4f4b-ad52-c9f6699b7353 :daylighting_type: NECB_Default :dcv_type: NECB_Default :door_construction_cond: NECB_Default :ecm_system_name: NECB_Default :electrical_loads_scale: NECB_Default :enable_costing: true :epw_file: CAN_NS_Halifax.Dockyard.713280_CWEC2016.epw :erv_package: NECB_Default :ext_floor_cond: NECB_Default :ext_roof_cond: NECB_Default :ext_wall_cond: NECB_Default :fdwr_set: NECB_Default :fixed_wind_solar_trans: NECB_Default :fixed_window_cond: NECB_Default :furnace_eff: NECB_Default :glass_door_cond: NECB_Default :glass_door_solar_trans: NECB_Default :ground_floor_cond: NECB_Default :ground_roof_cond: NECB_Default :ground_wall_cond: NECB_Default :image_name: btap_private_cli :infiltration_scale: NECB_Default :lights_scale: NECB_Default :lights_type: NECB_Default :nv_delta_temp_in_out: NECB_Default :nv_opening_fraction: NECB_Default :nv_temp_out_min: NECB_Default :nv_type: NECB_Default :oa_scale: NECB_Default :occupancy_loads_scale: NECB_Default :output_meters: [] :output_variables: [] :overhead_door_cond: NECB_Default :primary_heating_fuel: Electricity :pv_ground_azimuth_angle: NECB_Default :pv_ground_module_description: NECB_Default :pv_ground_tilt_angle: NECB_Default :pv_ground_total_area_pv_panels_m2: NECB_Default :pv_ground_type: NECB_Default :rotation_degrees: NECB_Default :run_annual_simulation: true :s3_bucket: '834599497928' :scale_x: NECB_Default :scale_y: NECB_Default :scale_z: NECB_Default :shw_eff: NECB_Default :skylight_cond: NECB_Default :skylight_solar_trans: NECB_Default :srr_set: NECB_Default :template: NECB2015 | reference | reference | 022211c4-f84e-4f4b-ad52-c9f6699b7353 | NECB2015 | SecondarySchool | Electricity | Electricity | CAN_NS_Halifax.Dockyard.713280_CWEC2016.epw | parametric |  | NECB_Default | NECB_Default | NECB_Default | NECB_Default | NECB_Default | NECB_Default | NECB_Default | NECB_Default | NECB_Default | NECB_Default | NECB_Default | NECB_Default | NECB_Default | NECB_Default | NECB_Default | NECB_Default | NECB_Default | NECB_Default | NECB_Default | NECB_Default | NECB_Default | NECB_Default | NECB_Default | NECB_Default | NECB_Default | NECB_Default | NECB_Default | NECB_Default | NECB_Default | NECB_Default | NECB_Default | NECB_Default | NECB_Default | NECB_Default | NECB_Default | NECB_Default | NECB_Default | NECB_Default | NECB_Default | NECB_Default | NECB_Default | NECB_Default | NECB_Default | NECB_Default | NECB_Default | aws_batch | 834599497928 | btap_private_cli |  | TRUE | TRUE |  |  | 135.8353 | 23.9044 | 143.9795 | 206.0111 | 19592 | 17870 | 40 | SecondarySchool |  |  | 5 | SecondarySchool | 2 |  | 2 | NECB2015 | 0.18768 | 95216 | 127.5856 | 8.2682 | 75.6303 | 8.0864 | 431.7014 | 212.1309 | HALIFAX | NOVA SCOTIA | 185.2994 | 0 | 0 | 185.2994 | 36.3406 | 0 | 0 | 36.3406 | 0 | 0.025367 | 0 | 0 | 0.91377 | 0.11439 | 0 | 0.51833 | 0.035421 | 0.13671 | 0 | 0.0030232 | 0.91377 | 0.080536 | 156.5699 | 0 | 40 | 0.757 | [5 empty] | 0.183 | 0.247 | 2.2 | 2.2 | 5 | Halifax Dockyard | CAN | 112 | 3647 | 44.655 | -63.577 | 6 | 4000 | NS | CAN_NS_Halifax.Dockyard.713280_CWEC2016.epw | 0.91377 | 23.9044 | 135.8353 | 12.3035 | 17.9615 | TRUE | FALSE | FALSE | FALSE | 9.1315 | 10.0723 | 0 | 4.317 | 0.0010852 | 1577.87 | 0 | 3977.9111 | 22.3732 | 0.0056244 | 8177.42 | 0 | 0.91377 | 406.67 | 394 | 9 | 9 |  | https://s3.console.aws.amazon.com/s3/buckets/834599497928?region=ca-central-1&prefix=phylroy.lopez/reference/reference/output/022211c4-f84e-4f4b-ad52-c9f6699b7353/ | 1.0.002
673 |  | TRUE | 462 | 768 | 0 | 1019.3675 |  |  |  | 0.1 | 2021-09-22 20:10:28 +0000 | 438c2ebff | 0.2.14 | :adv_dx_units: NECB_Default :airloop_economizer_type: NECB_Default :algorithm_type: parametric :analysis_id: reference :analysis_name: reference :boiler_eff: NECB_Default :btap_batch_version: 1.0.002 :building_type: SecondarySchool :chiller_type: NECB_Default :compute_environment: aws_batch :datapoint_id: e6879453-4114-4543-8c28-1381b07e8ca3 :daylighting_type: NECB_Default :dcv_type: NECB_Default :door_construction_cond: NECB_Default :ecm_system_name: NECB_Default :electrical_loads_scale: NECB_Default :enable_costing: true :epw_file: CAN_AB_Calgary.Intl.AP.718770_CWEC2016.epw :erv_package: NECB_Default :ext_floor_cond: NECB_Default :ext_roof_cond: NECB_Default :ext_wall_cond: NECB_Default :fdwr_set: NECB_Default :fixed_wind_solar_trans: NECB_Default :fixed_window_cond: NECB_Default :furnace_eff: NECB_Default :glass_door_cond: NECB_Default :glass_door_solar_trans: NECB_Default :ground_floor_cond: NECB_Default :ground_roof_cond: NECB_Default :ground_wall_cond: NECB_Default :image_name: btap_private_cli :infiltration_scale: NECB_Default :lights_scale: NECB_Default :lights_type: NECB_Default :nv_delta_temp_in_out: NECB_Default :nv_opening_fraction: NECB_Default :nv_temp_out_min: NECB_Default :nv_type: NECB_Default :oa_scale: NECB_Default :occupancy_loads_scale: NECB_Default :output_meters: [] :output_variables: [] :overhead_door_cond: NECB_Default :primary_heating_fuel: Electricity :pv_ground_azimuth_angle: NECB_Default :pv_ground_module_description: NECB_Default :pv_ground_tilt_angle: NECB_Default :pv_ground_total_area_pv_panels_m2: NECB_Default :pv_ground_type: NECB_Default :rotation_degrees: NECB_Default :run_annual_simulation: true :s3_bucket: '834599497928' :scale_x: NECB_Default :scale_y: NECB_Default :scale_z: NECB_Default :shw_eff: NECB_Default :skylight_cond: NECB_Default :skylight_solar_trans: NECB_Default :srr_set: NECB_Default :template: NECB2017 | reference | reference | e6879453-4114-4543-8c28-1381b07e8ca3 | NECB2017 | SecondarySchool | Electricity | Electricity | CAN_AB_Calgary.Intl.AP.718770_CWEC2016.epw | parametric |  | NECB_Default | NECB_Default | NECB_Default | NECB_Default | NECB_Default | NECB_Default | NECB_Default | NECB_Default | NECB_Default | NECB_Default | NECB_Default | NECB_Default | NECB_Default | NECB_Default | NECB_Default | NECB_Default | NECB_Default | NECB_Default | NECB_Default | NECB_Default | NECB_Default | NECB_Default | NECB_Default | NECB_Default | NECB_Default | NECB_Default | NECB_Default | NECB_Default | NECB_Default | NECB_Default | NECB_Default | NECB_Default | NECB_Default | NECB_Default | NECB_Default | NECB_Default | NECB_Default | NECB_Default | NECB_Default | NECB_Default | NECB_Default | NECB_Default | NECB_Default | NECB_Default | NECB_Default | aws_batch | 834599497928 | btap_private_cli |  | TRUE | TRUE |  |  | 87.9184 | 19.821 | 69.4704 | 129.2034 | 19592 | 17870 | 33.3 | SecondarySchool |  |  | 2 | SecondarySchool | 2 |  | 2 | NECB2017 | 0.18768 | 95216 | 144.0581 | 8.4828 | 65.3597 | 8.1152 | 452.8699 | 226.8541 | CALGARY | ALBERTA | 139.7892 | 0 | 0 | 139.7892 | 13.2491 | 0 | 0 | 13.2491 | 0 | 0.019714 | 0 | 0 | 0.63698 | 0.10608 | 0.027337 | 0.25009 | 0.035421 | 0.10909 | 0 | 0.0030232 | 0.63698 | 0.086226 | 114.2341 | 0 | 33.3 | 0.757 | [5 empty] | 0.138 | 0.21 | 1.9 | 1.9 | 2 | Calgary Intl AP | CAN | 64 | 4781 | 51.114 | -114.02 | 7a | 5000 | AB | CAN_AB_Calgary.Intl.AP.718770_CWEC2016.epw | 0.63698 | 19.821 | 87.9184 | 11.0464 | 17.9632 | TRUE | FALSE | FALSE | FALSE | 13.6644 | 17.5908 | 0 | 4.622 | 0.0011619 | 1689.33 | 0 | 3977.9111 | 22.3732 | 0.0056244 | 8177.42 | 0 | 0.63698 | 237.5 | 224.17 | 17.5 | 17.5 |  | https://s3.console.aws.amazon.com/s3/buckets/834599497928?region=ca-central-1&prefix=phylroy.lopez/reference/reference/output/e6879453-4114-4543-8c28-1381b07e8ca3/ | 1.0.002
674 |  | TRUE | 468 | 768 | 0 | 1021.5717 |  |  |  | 0.1 | 2021-09-22 20:10:54 +0000 | 438c2ebff | 0.2.14 | :adv_dx_units: NECB_Default :airloop_economizer_type: NECB_Default :algorithm_type: parametric :analysis_id: reference :analysis_name: reference :boiler_eff: NECB_Default :btap_batch_version: 1.0.002 :building_type: SecondarySchool :chiller_type: NECB_Default :compute_environment: aws_batch :datapoint_id: 20247222-036a-498f-8a41-6864d610e0b4 :daylighting_type: NECB_Default :dcv_type: NECB_Default :door_construction_cond: NECB_Default :ecm_system_name: NECB_Default :electrical_loads_scale: NECB_Default :enable_costing: true :epw_file: CAN_ON_Toronto.Pearson.Intl.AP.716240_CWEC2016.epw :erv_package: NECB_Default :ext_floor_cond: NECB_Default :ext_roof_cond: NECB_Default :ext_wall_cond: NECB_Default :fdwr_set: NECB_Default :fixed_wind_solar_trans: NECB_Default :fixed_window_cond: NECB_Default :furnace_eff: NECB_Default :glass_door_cond: NECB_Default :glass_door_solar_trans: NECB_Default :ground_floor_cond: NECB_Default :ground_roof_cond: NECB_Default :ground_wall_cond: NECB_Default :image_name: btap_private_cli :infiltration_scale: NECB_Default :lights_scale: NECB_Default :lights_type: NECB_Default :nv_delta_temp_in_out: NECB_Default :nv_opening_fraction: NECB_Default :nv_temp_out_min: NECB_Default :nv_type: NECB_Default :oa_scale: NECB_Default :occupancy_loads_scale: NECB_Default :output_meters: [] :output_variables: [] :overhead_door_cond: NECB_Default :primary_heating_fuel: Electricity :pv_ground_azimuth_angle: NECB_Default :pv_ground_module_description: NECB_Default :pv_ground_tilt_angle: NECB_Default :pv_ground_total_area_pv_panels_m2: NECB_Default :pv_ground_type: NECB_Default :rotation_degrees: NECB_Default :run_annual_simulation: true :s3_bucket: '834599497928' :scale_x: NECB_Default :scale_y: NECB_Default :scale_z: NECB_Default :shw_eff: NECB_Default :skylight_cond: NECB_Default :skylight_solar_trans: NECB_Default :srr_set: NECB_Default :template: NECB2017 | reference | reference | 20247222-036a-498f-8a41-6864d610e0b4 | NECB2017 | SecondarySchool | Electricity | Electricity | CAN_ON_Toronto.Pearson.Intl.AP.716240_CWEC2016.epw | parametric |  | NECB_Default | NECB_Default | NECB_Default | NECB_Default | NECB_Default | NECB_Default | NECB_Default | NECB_Default | NECB_Default | NECB_Default | NECB_Default | NECB_Default | NECB_Default | NECB_Default | NECB_Default | NECB_Default | NECB_Default | NECB_Default | NECB_Default | NECB_Default | NECB_Default | NECB_Default | NECB_Default | NECB_Default | NECB_Default | NECB_Default | NECB_Default | NECB_Default | NECB_Default | NECB_Default | NECB_Default | NECB_Default | NECB_Default | NECB_Default | NECB_Default | NECB_Default | NECB_Default | NECB_Default | NECB_Default | NECB_Default | NECB_Default | NECB_Default | NECB_Default | NECB_Default | NECB_Default | aws_batch | 834599497928 | btap_private_cli |  | TRUE | TRUE |  |  | 83.2977 | 31.8203 | 64.1501 | 130.7013 | 19592 | 17870 | 40 | SecondarySchool |  |  | 2 | SecondarySchool | 2 |  | 2 | NECB2017 | 0.18768 | 95216 | 152.1667 | 9.2658 | 68.6194 | 8.1469 | 477.2598 | 239.0612 | TORONTO | ONTARIO | 3.5802 | 0 | 0 | 3.5802 | 28.6846 | 0 | 0 | 28.6846 | 0 | 0.05116 | 0 | 0 | 0.6446 | 0.10627 | 0.029567 | 0.23094 | 0.035421 | 0.10909 | 0 | 0.0030232 | 0.6446 | 0.079133 | 106.2353 | 0 | 40 | 0.757 | [5 empty] | 0.156 | 0.278 | 1.9 | 1.9 | 2 | Toronto Pearson Intl AP | CAN | 382 | 3615 | 43.677 | -79.631 | 5 | 3890 | ON | CAN_ON_Toronto.Pearson.Intl.AP.716240_CWEC2016.epw | 0.6446 | 31.8203 | 83.2977 | 14.0097 | 16.7378 | FALSE | FALSE | FALSE | FALSE | 14.9767 | 11.2039 | 0 | 4.2418 | 0.0010663 | 1550.37 | 0 | 3977.9111 | 22.3732 | 0.0056244 | 8177.42 | 0 | 0.6446 | 309.83 | 285.33 | 16.17 | 16.17 |  | https://s3.console.aws.amazon.com/s3/buckets/834599497928?region=ca-central-1&prefix=phylroy.lopez/reference/reference/output/20247222-036a-498f-8a41-6864d610e0b4/ | 1.0.002
675 |  | TRUE | 456 | 768 | 0 | 1021.7053 |  |  |  | 0.1 | 2021-09-22 20:10:26 +0000 | 438c2ebff | 0.2.14 | :adv_dx_units: NECB_Default :airloop_economizer_type: NECB_Default :algorithm_type: parametric :analysis_id: reference :analysis_name: reference :boiler_eff: NECB_Default :btap_batch_version: 1.0.002 :building_type: SecondarySchool :chiller_type: NECB_Default :compute_environment: aws_batch :datapoint_id: bde0b424-65c2-407a-b3be-628add6e3f11 :daylighting_type: NECB_Default :dcv_type: NECB_Default :door_construction_cond: NECB_Default :ecm_system_name: NECB_Default :electrical_loads_scale: NECB_Default :enable_costing: true :epw_file: CAN_YT_Whitehorse.Intl.AP.719640_CWEC2016.epw :erv_package: NECB_Default :ext_floor_cond: NECB_Default :ext_roof_cond: NECB_Default :ext_wall_cond: NECB_Default :fdwr_set: NECB_Default :fixed_wind_solar_trans: NECB_Default :fixed_window_cond: NECB_Default :furnace_eff: NECB_Default :glass_door_cond: NECB_Default :glass_door_solar_trans: NECB_Default :ground_floor_cond: NECB_Default :ground_roof_cond: NECB_Default :ground_wall_cond: NECB_Default :image_name: btap_private_cli :infiltration_scale: NECB_Default :lights_scale: NECB_Default :lights_type: NECB_Default :nv_delta_temp_in_out: NECB_Default :nv_opening_fraction: NECB_Default :nv_temp_out_min: NECB_Default :nv_type: NECB_Default :oa_scale: NECB_Default :occupancy_loads_scale: NECB_Default :output_meters: [] :output_variables: [] :overhead_door_cond: NECB_Default :primary_heating_fuel: Electricity :pv_ground_azimuth_angle: NECB_Default :pv_ground_module_description: NECB_Default :pv_ground_tilt_angle: NECB_Default :pv_ground_total_area_pv_panels_m2: NECB_Default :pv_ground_type: NECB_Default :rotation_degrees: NECB_Default :run_annual_simulation: true :s3_bucket: '834599497928' :scale_x: NECB_Default :scale_y: NECB_Default :scale_z: NECB_Default :shw_eff: NECB_Default :skylight_cond: NECB_Default :skylight_solar_trans: NECB_Default :srr_set: NECB_Default :template: NECB2017 | reference | reference | bde0b424-65c2-407a-b3be-628add6e3f11 | NECB2017 | SecondarySchool | Electricity | Electricity | CAN_YT_Whitehorse.Intl.AP.719640_CWEC2016.epw | parametric |  | NECB_Default | NECB_Default | NECB_Default | NECB_Default | NECB_Default | NECB_Default | NECB_Default | NECB_Default | NECB_Default | NECB_Default | NECB_Default | NECB_Default | NECB_Default | NECB_Default | NECB_Default | NECB_Default | NECB_Default | NECB_Default | NECB_Default | NECB_Default | NECB_Default | NECB_Default | NECB_Default | NECB_Default | NECB_Default | NECB_Default | NECB_Default | NECB_Default | NECB_Default | NECB_Default | NECB_Default | NECB_Default | NECB_Default | NECB_Default | NECB_Default | NECB_Default | NECB_Default | NECB_Default | NECB_Default | NECB_Default | NECB_Default | NECB_Default | NECB_Default | NECB_Default | NECB_Default | aws_batch | 834599497928 | btap_private_cli |  | TRUE | TRUE |  |  | 200.7858 | 13.7113 | 123.6361 | 178.0602 | 19592 | 17870 | 22.8 | SecondarySchool |  |  | 2 | SecondarySchool | 2 |  | 2 | NECB2017 | 0.18768 | 95216 | 112.5539 | 6.9952 | 60.2242 | 7.9846 | 395.9455 | 208.1876 | WHITEHORSE | YUKON | 12.6833 | 0 | 0 | 12.6833 | 29.0464 | 0 | 0 | 29.0464 | 0 | 0.0048755 | 0 | 0 | 0.81545 | 0.093521 | 0.029928 | 0.44509 | 0.035421 | 0.10909 | 0 | 0.0030232 | 0.81545 | 0.094506 | 223.9502 | 0 | 22.8 | 0.757 | [5 empty] | 0.138 | 0.21 | 1.9 | 1.9 | 2 | Whitehorse Intl AP | CAN | 5 | 6491 | 60.709 | -135.069 | 7b | 6580 | YT | CAN_YT_Whitehorse.Intl.AP.719640_CWEC2016.epw | 0.81545 | 13.7113 | 200.7858 | 13.5189 | 12.5779 | TRUE | FALSE | FALSE | FALSE | 8.6771 | 20.6988 | 0 | 5.0659 | 0.0012735 | 1851.57 | 0 | 3977.9111 | 22.3732 | 0.0056244 | 8177.42 | 0 | 0.81545 | 35.83 | 18 | 33 | 33 |  | https://s3.console.aws.amazon.com/s3/buckets/834599497928?region=ca-central-1&prefix=phylroy.lopez/reference/reference/output/bde0b424-65c2-407a-b3be-628add6e3f11/ | 1.0.002
676 |  | TRUE | 457 | 768 | 0 | 1023.7073 |  |  |  | 0.1 | 2021-09-22 20:10:47 +0000 | 438c2ebff | 0.2.14 | :adv_dx_units: NECB_Default :airloop_economizer_type: NECB_Default :algorithm_type: parametric :analysis_id: reference :analysis_name: reference :boiler_eff: NECB_Default :btap_batch_version: 1.0.002 :building_type: SecondarySchool :chiller_type: NECB_Default :compute_environment: aws_batch :datapoint_id: f7d49007-cfa3-4831-80dd-7f822681303a :daylighting_type: NECB_Default :dcv_type: NECB_Default :door_construction_cond: NECB_Default :ecm_system_name: NECB_Default :electrical_loads_scale: NECB_Default :enable_costing: true :epw_file: CAN_YT_Whitehorse.Intl.AP.719640_CWEC2016.epw :erv_package: NECB_Default :ext_floor_cond: NECB_Default :ext_roof_cond: NECB_Default :ext_wall_cond: NECB_Default :fdwr_set: NECB_Default :fixed_wind_solar_trans: NECB_Default :fixed_window_cond: NECB_Default :furnace_eff: NECB_Default :glass_door_cond: NECB_Default :glass_door_solar_trans: NECB_Default :ground_floor_cond: NECB_Default :ground_roof_cond: NECB_Default :ground_wall_cond: NECB_Default :image_name: btap_private_cli :infiltration_scale: NECB_Default :lights_scale: NECB_Default :lights_type: NECB_Default :nv_delta_temp_in_out: NECB_Default :nv_opening_fraction: NECB_Default :nv_temp_out_min: NECB_Default :nv_type: NECB_Default :oa_scale: NECB_Default :occupancy_loads_scale: NECB_Default :output_meters: [] :output_variables: [] :overhead_door_cond: NECB_Default :primary_heating_fuel: NaturalGas :pv_ground_azimuth_angle: NECB_Default :pv_ground_module_description: NECB_Default :pv_ground_tilt_angle: NECB_Default :pv_ground_total_area_pv_panels_m2: NECB_Default :pv_ground_type: NECB_Default :rotation_degrees: NECB_Default :run_annual_simulation: true :s3_bucket: '834599497928' :scale_x: NECB_Default :scale_y: NECB_Default :scale_z: NECB_Default :shw_eff: NECB_Default :skylight_cond: NECB_Default :skylight_solar_trans: NECB_Default :srr_set: NECB_Default :template: NECB2017 | reference | reference | f7d49007-cfa3-4831-80dd-7f822681303a | NECB2017 | SecondarySchool | NaturalGas | Natural Gas | CAN_YT_Whitehorse.Intl.AP.719640_CWEC2016.epw | parametric |  | NECB_Default | NECB_Default | NECB_Default | NECB_Default | NECB_Default | NECB_Default | NECB_Default | NECB_Default | NECB_Default | NECB_Default | NECB_Default | NECB_Default | NECB_Default | NECB_Default | NECB_Default | NECB_Default | NECB_Default | NECB_Default | NECB_Default | NECB_Default | NECB_Default | NECB_Default | NECB_Default | NECB_Default | NECB_Default | NECB_Default | NECB_Default | NECB_Default | NECB_Default | NECB_Default | NECB_Default | NECB_Default | NECB_Default | NECB_Default | NECB_Default | NECB_Default | NECB_Default | NECB_Default | NECB_Default | NECB_Default | NECB_Default | NECB_Default | NECB_Default | NECB_Default | NECB_Default | aws_batch | 834599497928 | btap_private_cli |  | TRUE | TRUE |  |  | 264.5707 | 13.9853 | 123.3227 | 245.1853 | 19592 | 17870 | 22.8 | SecondarySchool |  |  | 2 | SecondarySchool | 2 |  | 2 | NECB2017 | 0.18768 | 95216 | 112.5539 | 20.8756 | 60.2242 | 7.4696 | 369.774 | 168.6508 | WHITEHORSE | YUKON | 4.3159 | 38.7939 | 0 | 43.1098 | 9.884 | 7.0711 | 0 | 16.9551 | 0 | 0.0049694 | 0 | 0 | 0.27748 | 0.094968 | 0.029924 | 0.64785 | 0.035421 | 0.10909 | 0.77961 | 0.0031156 | 1.0571 | 0.13176 | 33.1224 | 269.2216 | 22.8 | 0.757 | [5 empty] | 0.138 | 0.21 | 1.9 | 1.9 | 2 | Whitehorse Intl AP | CAN | 5 | 6491 | 60.709 | -135.069 | 7b | 6580 | YT | CAN_YT_Whitehorse.Intl.AP.719640_CWEC2016.epw | 1.0571 | 13.9853 | 264.5707 | 13.5189 | 12.5779 | TRUE | FALSE | FALSE | FALSE | 8.6771 | 20.6988 | 0 | 0 | 0 | 0 | 2581.44 | 3977.9111 | 22.3732 | 0.0056244 | 8177.42 | 0 | 1.0571 | 36.5 | 18.83 | 63 | 62.67 |  | https://s3.console.aws.amazon.com/s3/buckets/834599497928?region=ca-central-1&prefix=phylroy.lopez/reference/reference/output/f7d49007-cfa3-4831-80dd-7f822681303a/ | 1.0.002
677 |  | TRUE | 468 | 0 | 0 | 250.3884 |  |  |  | 0.1 | 2021-09-22 20:11:47 +0000 | 438c2ebff | 0.2.14 | :adv_dx_units: NECB_Default :airloop_economizer_type: NECB_Default :algorithm_type: parametric :analysis_id: reference :analysis_name: reference :boiler_eff: NECB_Default :btap_batch_version: 1.0.002 :building_type: MidriseApartment :chiller_type: NECB_Default :compute_environment: aws_batch :datapoint_id: 9760dcbd-8559-4b99-a856-8653dfe15772 :daylighting_type: NECB_Default :dcv_type: NECB_Default :door_construction_cond: NECB_Default :ecm_system_name: NECB_Default :electrical_loads_scale: NECB_Default :enable_costing: true :epw_file: CAN_QC_Montreal-Trudeau.Intl.AP.716270_CWEC2016.epw :erv_package: NECB_Default :ext_floor_cond: NECB_Default :ext_roof_cond: NECB_Default :ext_wall_cond: NECB_Default :fdwr_set: NECB_Default :fixed_wind_solar_trans: NECB_Default :fixed_window_cond: NECB_Default :furnace_eff: NECB_Default :glass_door_cond: NECB_Default :glass_door_solar_trans: NECB_Default :ground_floor_cond: NECB_Default :ground_roof_cond: NECB_Default :ground_wall_cond: NECB_Default :image_name: btap_private_cli :infiltration_scale: NECB_Default :lights_scale: NECB_Default :lights_type: NECB_Default :nv_delta_temp_in_out: NECB_Default :nv_opening_fraction: NECB_Default :nv_temp_out_min: NECB_Default :nv_type: NECB_Default :oa_scale: NECB_Default :occupancy_loads_scale: NECB_Default :output_meters: [] :output_variables: [] :overhead_door_cond: NECB_Default :primary_heating_fuel: Electricity :pv_ground_azimuth_angle: NECB_Default :pv_ground_module_description: NECB_Default :pv_ground_tilt_angle: NECB_Default :pv_ground_total_area_pv_panels_m2: NECB_Default :pv_ground_type: NECB_Default :rotation_degrees: NECB_Default :run_annual_simulation: true :s3_bucket: '834599497928' :scale_x: NECB_Default :scale_y: NECB_Default :scale_z: NECB_Default :shw_eff: NECB_Default :skylight_cond: NECB_Default :skylight_solar_trans: NECB_Default :srr_set: NECB_Default :template: BTAPPRE1980 | reference | reference | 9760dcbd-8559-4b99-a856-8653dfe15772 | BTAPPRE1980 | MidriseApartment | Electricity | Electricity | CAN_QC_Montreal-Trudeau.Intl.AP.716270_CWEC2016.epw | parametric |  | NECB_Default | NECB_Default | NECB_Default | NECB_Default | NECB_Default | NECB_Default | NECB_Default | NECB_Default | NECB_Default | NECB_Default | NECB_Default | NECB_Default | NECB_Default | NECB_Default | NECB_Default | NECB_Default | NECB_Default | NECB_Default | NECB_Default | NECB_Default | NECB_Default | NECB_Default | NECB_Default | NECB_Default | NECB_Default | NECB_Default | NECB_Default | NECB_Default | NECB_Default | NECB_Default | NECB_Default | NECB_Default | NECB_Default | NECB_Default | NECB_Default | NECB_Default | NECB_Default | NECB_Default | NECB_Default | NECB_Default | NECB_Default | NECB_Default | NECB_Default | NECB_Default | NECB_Default | aws_batch | 834599497928 | btap_private_cli |  | TRUE | TRUE |  |  | 85.2827 | 18.3912 | 101.3479 | 155.6511 | 3134.61 | 2325.6934 | 20 | MidriseApartment |  |  | 0 | MidriseApartment | 4 |  | 4 | BTAPPRE1980 | 0.24343 | 9553.837 | 0.77306 | 53.3215 | 26.2135 | 6.2924 | 177.649 | 91.0485 | MONTREAL | QUEBEC | 0.25821 | 0 | 0 | 0.25821 | 16.4455 | 0 | 0 | 16.4455 | 0 | 0.029133 | 0 | 0 | 0.66446 | 0.086272 | 0 | 0.36485 | 0.061175 | 0.042943 | 0 | 0.00023288 | 0.66446 | 0.079854 | 100.7564 | 0 | 20 | 0.678 | [5 empty] | 0.267 | 0.823 | 2.95 |  | 0 | Montreal-Trudeau Intl AP | CAN | 323 | 4090 | 45.471 | -73.741 | 6 | 4400 | QC | CAN_QC_Montreal-Trudeau.Intl.AP.716270_CWEC2016.epw | 0.66447 | 18.3912 | 85.2827 | 17.3988 | 22.1916 | TRUE | FALSE | FALSE | FALSE | 11.8814 | 14.5296 | 0 | 0.68484 | 0.010314 | 250.31 | 0 | 66.401 | 3.3516 | 0.050475 | 1225 | 0 | 0.66446 | 778.25 | 778.25 | 0.5 | 0.5 |  | https://s3.console.aws.amazon.com/s3/buckets/834599497928?region=ca-central-1&prefix=phylroy.lopez/reference/reference/output/9760dcbd-8559-4b99-a856-8653dfe15772/ | 1.0.002
678 |  | TRUE | 419 | 0 | 0 | 248.5649 |  |  |  | 0.1 | 2021-09-22 20:12:00 +0000 | 438c2ebff | 0.2.14 | :adv_dx_units: NECB_Default :airloop_economizer_type: NECB_Default :algorithm_type: parametric :analysis_id: reference :analysis_name: reference :boiler_eff: NECB_Default :btap_batch_version: 1.0.002 :building_type: MidriseApartment :chiller_type: NECB_Default :compute_environment: aws_batch :datapoint_id: 52886c5e-910a-4513-aa68-9ad0594fd9f0 :daylighting_type: NECB_Default :dcv_type: NECB_Default :door_construction_cond: NECB_Default :ecm_system_name: NECB_Default :electrical_loads_scale: NECB_Default :enable_costing: true :epw_file: CAN_YT_Whitehorse.Intl.AP.719640_CWEC2016.epw :erv_package: NECB_Default :ext_floor_cond: NECB_Default :ext_roof_cond: NECB_Default :ext_wall_cond: NECB_Default :fdwr_set: NECB_Default :fixed_wind_solar_trans: NECB_Default :fixed_window_cond: NECB_Default :furnace_eff: NECB_Default :glass_door_cond: NECB_Default :glass_door_solar_trans: NECB_Default :ground_floor_cond: NECB_Default :ground_roof_cond: NECB_Default :ground_wall_cond: NECB_Default :image_name: btap_private_cli :infiltration_scale: NECB_Default :lights_scale: NECB_Default :lights_type: NECB_Default :nv_delta_temp_in_out: NECB_Default :nv_opening_fraction: NECB_Default :nv_temp_out_min: NECB_Default :nv_type: NECB_Default :oa_scale: NECB_Default :occupancy_loads_scale: NECB_Default :output_meters: [] :output_variables: [] :overhead_door_cond: NECB_Default :primary_heating_fuel: NaturalGas :pv_ground_azimuth_angle: NECB_Default :pv_ground_module_description: NECB_Default :pv_ground_tilt_angle: NECB_Default :pv_ground_total_area_pv_panels_m2: NECB_Default :pv_ground_type: NECB_Default :rotation_degrees: NECB_Default :run_annual_simulation: true :s3_bucket: '834599497928' :scale_x: NECB_Default :scale_y: NECB_Default :scale_z: NECB_Default :shw_eff: NECB_Default :skylight_cond: NECB_Default :skylight_solar_trans: NECB_Default :srr_set: NECB_Default :template: BTAPPRE1980 | reference | reference | 52886c5e-910a-4513-aa68-9ad0594fd9f0 | BTAPPRE1980 | MidriseApartment | NaturalGas | Natural Gas | CAN_YT_Whitehorse.Intl.AP.719640_CWEC2016.epw | parametric |  | NECB_Default | NECB_Default | NECB_Default | NECB_Default | NECB_Default | NECB_Default | NECB_Default | NECB_Default | NECB_Default | NECB_Default | NECB_Default | NECB_Default | NECB_Default | NECB_Default | NECB_Default | NECB_Default | NECB_Default | NECB_Default | NECB_Default | NECB_Default | NECB_Default | NECB_Default | NECB_Default | NECB_Default | NECB_Default | NECB_Default | NECB_Default | NECB_Default | NECB_Default | NECB_Default | NECB_Default | NECB_Default | NECB_Default | NECB_Default | NECB_Default | NECB_Default | NECB_Default | NECB_Default | NECB_Default | NECB_Default | NECB_Default | NECB_Default | NECB_Default | NECB_Default | NECB_Default | aws_batch | 834599497928 | btap_private_cli |  | TRUE | TRUE |  |  | 94.0597 | 8.9947 | 133.8666 | 229.7964 | 3134.61 | 2325.6934 | 20 | MidriseApartment |  |  | 0 | MidriseApartment | 4 |  | 4 | BTAPPRE1980 | 0.24343 | 9553.837 | 0.60059 | 78.0699 | 25.2925 | 5.1611 | 220.2929 | 111.1689 | WHITEHORSE | YUKON | 3.3314 | 35.6883 | 0 | 39.0197 | 7.6293 | 6.505 | 0 | 14.1343 | 0 | 0.0091495 | 0 | 0 | 0.21418 | 0.090282 | 0 | 0.59943 | 0.061175 | 0.042943 | 0.7172 | 0.010633 | 0.93139 | 0.11777 | 19.7256 | 101.7929 | 20 | 0.678 | [5 empty] | 0.227 | 0.772 | 2.95 |  | 0 | Whitehorse Intl AP | CAN | 5 | 6491 | 60.709 | -135.069 | 7b | 6580 | YT | CAN_YT_Whitehorse.Intl.AP.719640_CWEC2016.epw | 0.93139 | 8.9947 | 94.0597 | 15.4084 | 15.7436 | TRUE | FALSE | FALSE | FALSE | 7.6842 | 20.3429 | 0 | 0 | 0 | 0 | 369.16 | 66.401 | 3.3516 | 0.050475 | 1225 | 0 | 0.93139 | 342.5 | 342.5 | 155.25 | 155.25 |  | https://s3.console.aws.amazon.com/s3/buckets/834599497928?region=ca-central-1&prefix=phylroy.lopez/reference/reference/output/52886c5e-910a-4513-aa68-9ad0594fd9f0/ | 1.0.002
679 |  | TRUE | 396 | 0 | 0 | 249.2419 |  |  |  | 0.1 | 2021-09-22 20:11:26 +0000 | 438c2ebff | 0.2.14 | :adv_dx_units: NECB_Default :airloop_economizer_type: NECB_Default :algorithm_type: parametric :analysis_id: reference :analysis_name: reference :boiler_eff: NECB_Default :btap_batch_version: 1.0.002 :building_type: MidriseApartment :chiller_type: NECB_Default :compute_environment: aws_batch :datapoint_id: dfc5e0aa-795e-45d5-8e52-f8a1087efcf9 :daylighting_type: NECB_Default :dcv_type: NECB_Default :door_construction_cond: NECB_Default :ecm_system_name: NECB_Default :electrical_loads_scale: NECB_Default :enable_costing: true :epw_file: CAN_BC_Vancouver.Intl.AP.718920_CWEC2016.epw :erv_package: NECB_Default :ext_floor_cond: NECB_Default :ext_roof_cond: NECB_Default :ext_wall_cond: NECB_Default :fdwr_set: NECB_Default :fixed_wind_solar_trans: NECB_Default :fixed_window_cond: NECB_Default :furnace_eff: NECB_Default :glass_door_cond: NECB_Default :glass_door_solar_trans: NECB_Default :ground_floor_cond: NECB_Default :ground_roof_cond: NECB_Default :ground_wall_cond: NECB_Default :image_name: btap_private_cli :infiltration_scale: NECB_Default :lights_scale: NECB_Default :lights_type: NECB_Default :nv_delta_temp_in_out: NECB_Default :nv_opening_fraction: NECB_Default :nv_temp_out_min: NECB_Default :nv_type: NECB_Default :oa_scale: NECB_Default :occupancy_loads_scale: NECB_Default :output_meters: [] :output_variables: [] :overhead_door_cond: NECB_Default :primary_heating_fuel: Electricity :pv_ground_azimuth_angle: NECB_Default :pv_ground_module_description: NECB_Default :pv_ground_tilt_angle: NECB_Default :pv_ground_total_area_pv_panels_m2: NECB_Default :pv_ground_type: NECB_Default :rotation_degrees: NECB_Default :run_annual_simulation: true :s3_bucket: '834599497928' :scale_x: NECB_Default :scale_y: NECB_Default :scale_z: NECB_Default :shw_eff: NECB_Default :skylight_cond: NECB_Default :skylight_solar_trans: NECB_Default :srr_set: NECB_Default :template: BTAP1980TO2010 | reference | reference | dfc5e0aa-795e-45d5-8e52-f8a1087efcf9 | BTAP1980TO2010 | MidriseApartment | Electricity | Electricity | CAN_BC_Vancouver.Intl.AP.718920_CWEC2016.epw | parametric |  | NECB_Default | NECB_Default | NECB_Default | NECB_Default | NECB_Default | NECB_Default | NECB_Default | NECB_Default | NECB_Default | NECB_Default | NECB_Default | NECB_Default | NECB_Default | NECB_Default | NECB_Default | NECB_Default | NECB_Default | NECB_Default | NECB_Default | NECB_Default | NECB_Default | NECB_Default | NECB_Default | NECB_Default | NECB_Default | NECB_Default | NECB_Default | NECB_Default | NECB_Default | NECB_Default | NECB_Default | NECB_Default | NECB_Default | NECB_Default | NECB_Default | NECB_Default | NECB_Default | NECB_Default | NECB_Default | NECB_Default | NECB_Default | NECB_Default | NECB_Default | NECB_Default | NECB_Default | aws_batch | 834599497928 | btap_private_cli |  | TRUE | TRUE |  |  | 45.2624 | 7.941 | 60.7873 | 101.4445 | 3134.61 | 2325.6934 | 20 | MidriseApartment |  |  | 0 | MidriseApartment | 4 |  | 4 | BTAP1980TO2010 | 0.24343 | 9553.837 | 0.84372 | 34.1312 | 25.5279 | 6.3101 | 157.5145 | 90.7016 | VANCOUVER | BRITISH COLUMBIA | 1.33 | 0 | 0 | 1.33 | 13.2817 | 0 | 0 | 13.2817 | 0 | 0.012869 | 0 | 0 | 0.46932 | 0.058001 | 0 | 0.21883 | 0.061175 | 0.042943 | 0 | 0.00023288 | 0.46932 | 0.075263 | 60.1284 | 0 | 20 | 0.678 | [5 empty] | 0.363 | 0.568 | 4.09 |  | 0 | Vancouver Intl AP | CAN | 42 | 2797 | 49.195 | -123.184 | 4 | 2800 | BC | CAN_BC_Vancouver.Intl.AP.718920_CWEC2016.epw | 0.46932 | 7.941 | 45.2624 | 12.8559 | 23.8037 | TRUE | TRUE | FALSE | FALSE | 10.3323 | 7.0394 | 0 | 0.64547 | 0.0097208 | 235.92 | 0 | 66.401 | 3.3516 | 0.050475 | 1225 | 0 | 0.46932 | 180.25 | 180 | 0 | 0 |  | https://s3.console.aws.amazon.com/s3/buckets/834599497928?region=ca-central-1&prefix=phylroy.lopez/reference/reference/output/dfc5e0aa-795e-45d5-8e52-f8a1087efcf9/ | 1.0.002
680 |  | TRUE | 455 | 0 | 0 | 250.1489 |  |  |  | 0.1 | 2021-09-22 20:12:06 +0000 | 438c2ebff | 0.2.14 | :adv_dx_units: NECB_Default :airloop_economizer_type: NECB_Default :algorithm_type: parametric :analysis_id: reference :analysis_name: reference :boiler_eff: NECB_Default :btap_batch_version: 1.0.002 :building_type: MidriseApartment :chiller_type: NECB_Default :compute_environment: aws_batch :datapoint_id: 90e6d516-93be-4e53-bff1-d9b399254682 :daylighting_type: NECB_Default :dcv_type: NECB_Default :door_construction_cond: NECB_Default :ecm_system_name: NECB_Default :electrical_loads_scale: NECB_Default :enable_costing: true :epw_file: CAN_ON_Toronto.Pearson.Intl.AP.716240_CWEC2016.epw :erv_package: NECB_Default :ext_floor_cond: NECB_Default :ext_roof_cond: NECB_Default :ext_wall_cond: NECB_Default :fdwr_set: NECB_Default :fixed_wind_solar_trans: NECB_Default :fixed_window_cond: NECB_Default :furnace_eff: NECB_Default :glass_door_cond: NECB_Default :glass_door_solar_trans: NECB_Default :ground_floor_cond: NECB_Default :ground_roof_cond: NECB_Default :ground_wall_cond: NECB_Default :image_name: btap_private_cli :infiltration_scale: NECB_Default :lights_scale: NECB_Default :lights_type: NECB_Default :nv_delta_temp_in_out: NECB_Default :nv_opening_fraction: NECB_Default :nv_temp_out_min: NECB_Default :nv_type: NECB_Default :oa_scale: NECB_Default :occupancy_loads_scale: NECB_Default :output_meters: [] :output_variables: [] :overhead_door_cond: NECB_Default :primary_heating_fuel: NaturalGas :pv_ground_azimuth_angle: NECB_Default :pv_ground_module_description: NECB_Default :pv_ground_tilt_angle: NECB_Default :pv_ground_total_area_pv_panels_m2: NECB_Default :pv_ground_type: NECB_Default :rotation_degrees: NECB_Default :run_annual_simulation: true :s3_bucket: '834599497928' :scale_x: NECB_Default :scale_y: NECB_Default :scale_z: NECB_Default :shw_eff: NECB_Default :skylight_cond: NECB_Default :skylight_solar_trans: NECB_Default :srr_set: NECB_Default :template: BTAP1980TO2010 | reference | reference | 90e6d516-93be-4e53-bff1-d9b399254682 | BTAP1980TO2010 | MidriseApartment | NaturalGas | Natural Gas | CAN_ON_Toronto.Pearson.Intl.AP.716240_CWEC2016.epw | parametric |  | NECB_Default | NECB_Default | NECB_Default | NECB_Default | NECB_Default | NECB_Default | NECB_Default | NECB_Default | NECB_Default | NECB_Default | NECB_Default | NECB_Default | NECB_Default | NECB_Default | NECB_Default | NECB_Default | NECB_Default | NECB_Default | NECB_Default | NECB_Default | NECB_Default | NECB_Default | NECB_Default | NECB_Default | NECB_Default | NECB_Default | NECB_Default | NECB_Default | NECB_Default | NECB_Default | NECB_Default | NECB_Default | NECB_Default | NECB_Default | NECB_Default | NECB_Default | NECB_Default | NECB_Default | NECB_Default | NECB_Default | NECB_Default | NECB_Default | NECB_Default | NECB_Default | NECB_Default | aws_batch | 834599497928 | btap_private_cli |  | TRUE | TRUE |  |  | 103.5087 | 20.0647 | 87.343 | 170.5564 | 3134.61 | 2325.6934 | 20 | MidriseApartment |  |  | 0 | MidriseApartment | 4 |  | 4 | BTAP1980TO2010 | 0.24343 | 9553.837 | 0.92044 | 97.9355 | 28.9006 | 5.5016 | 261.537 | 128.279 | TORONTO | ONTARIO | 1.269 | 24.1982 | 0 | 25.4672 | 10.1669 | 4.2698 | 0 | 14.4366 | 0 | 0.032004 | 0 | 0 | 0.22847 | 0.083644 | 0 | 0.38909 | 0.061175 | 0.042943 | 0.48966 | 0.0086996 | 0.71812 | 0.10057 | 26.5854 | 109.4323 | 20 | 0.678 | [5 empty] | 0.296 | 0.682 | 3.35 |  | 0 | Toronto Pearson Intl AP | CAN | 382 | 3615 | 43.677 | -79.631 | 5 | 3890 | ON | CAN_ON_Toronto.Pearson.Intl.AP.716240_CWEC2016.epw | 0.71812 | 20.0647 | 103.5087 | 18.4424 | 20.6117 | TRUE | FALSE | FALSE | FALSE | 11.8207 | 8.5416 | 0 | 0 | 0 | 0 | 315.24 | 66.401 | 3.3516 | 0.050475 | 1225 | 0 | 0.71812 | 896.75 | 896.75 | 3.5 | 3.5 |  | https://s3.console.aws.amazon.com/s3/buckets/834599497928?region=ca-central-1&prefix=phylroy.lopez/reference/reference/output/90e6d516-93be-4e53-bff1-d9b399254682/ | 1.0.002
681 |  | TRUE | 409 | 0 | 0 | 188.7849 |  |  |  | 0.1 | 2021-09-22 20:12:39 +0000 | 438c2ebff | 0.2.14 | :adv_dx_units: NECB_Default :airloop_economizer_type: NECB_Default :algorithm_type: parametric :analysis_id: reference :analysis_name: reference :boiler_eff: NECB_Default :btap_batch_version: 1.0.002 :building_type: LowriseApartment :chiller_type: NECB_Default :compute_environment: aws_batch :datapoint_id: e42434bf-ebf4-4a65-9d1a-782c0d6483b2 :daylighting_type: NECB_Default :dcv_type: NECB_Default :door_construction_cond: NECB_Default :ecm_system_name: NECB_Default :electrical_loads_scale: NECB_Default :enable_costing: true :epw_file: CAN_QC_Montreal-Trudeau.Intl.AP.716270_CWEC2016.epw :erv_package: NECB_Default :ext_floor_cond: NECB_Default :ext_roof_cond: NECB_Default :ext_wall_cond: NECB_Default :fdwr_set: NECB_Default :fixed_wind_solar_trans: NECB_Default :fixed_window_cond: NECB_Default :furnace_eff: NECB_Default :glass_door_cond: NECB_Default :glass_door_solar_trans: NECB_Default :ground_floor_cond: NECB_Default :ground_roof_cond: NECB_Default :ground_wall_cond: NECB_Default :image_name: btap_private_cli :infiltration_scale: NECB_Default :lights_scale: NECB_Default :lights_type: NECB_Default :nv_delta_temp_in_out: NECB_Default :nv_opening_fraction: NECB_Default :nv_temp_out_min: NECB_Default :nv_type: NECB_Default :oa_scale: NECB_Default :occupancy_loads_scale: NECB_Default :output_meters: [] :output_variables: [] :overhead_door_cond: NECB_Default :primary_heating_fuel: NaturalGas :pv_ground_azimuth_angle: NECB_Default :pv_ground_module_description: NECB_Default :pv_ground_tilt_angle: NECB_Default :pv_ground_total_area_pv_panels_m2: NECB_Default :pv_ground_type: NECB_Default :rotation_degrees: NECB_Default :run_annual_simulation: true :s3_bucket: '834599497928' :scale_x: NECB_Default :scale_y: NECB_Default :scale_z: NECB_Default :shw_eff: NECB_Default :skylight_cond: NECB_Default :skylight_solar_trans: NECB_Default :srr_set: NECB_Default :template: BTAP1980TO2010 | reference | reference | e42434bf-ebf4-4a65-9d1a-782c0d6483b2 | BTAP1980TO2010 | LowriseApartment | NaturalGas | Natural Gas | CAN_QC_Montreal-Trudeau.Intl.AP.716270_CWEC2016.epw | parametric |  | NECB_Default | NECB_Default | NECB_Default | NECB_Default | NECB_Default | NECB_Default | NECB_Default | NECB_Default | NECB_Default | NECB_Default | NECB_Default | NECB_Default | NECB_Default | NECB_Default | NECB_Default | NECB_Default | NECB_Default | NECB_Default | NECB_Default | NECB_Default | NECB_Default | NECB_Default | NECB_Default | NECB_Default | NECB_Default | NECB_Default | NECB_Default | NECB_Default | NECB_Default | NECB_Default | NECB_Default | NECB_Default | NECB_Default | NECB_Default | NECB_Default | NECB_Default | NECB_Default | NECB_Default | NECB_Default | NECB_Default | NECB_Default | NECB_Default | NECB_Default | NECB_Default | NECB_Default | aws_batch | 834599497928 | btap_private_cli |  | TRUE | TRUE |  |  | 120.0079 | 23.3189 | 123.0971 | 225.1972 | 1763.22 | 1532.4718 | 37.3 | LowriseApartment |  |  | 2 | LowriseApartment | 3 | 3 | 3 | BTAP1980TO2010 | 0.28516 | 5374.0333 | 1.6305 | 102.0181 | 27.1852 | 5.6503 | 290.7053 | 154.2211 | MONTREAL | QUEBEC | 0.10147 | 32.3743 | 0 | 32.4757 | 6.4628 | 8.4802 | 0 | 14.943 | 0 | 0.041708 | 0 | 0 | 0.26112 | 0.10315 | 0 | 0.55246 | 0.059958 | 0.045803 | 0.65535 | 0.010504 | 0.91647 | 0.10289 | 30.7039 | 125.9689 | 37.3 | 0.678 | [5 empty] | 0.267 | 0.426 | 2.95 | 2.95 | 2 | Montreal-Trudeau Intl AP | CAN | 323 | 4090 | 45.471 | -73.741 | 6 | 4400 | QC | CAN_QC_Montreal-Trudeau.Intl.AP.716270_CWEC2016.epw | 0.91647 | 23.3189 | 120.0079 | 15.7594 | 21.7056 | TRUE | FALSE | FALSE | FALSE | 11.5946 | 14.5661 | 0 | 0 | 0 | 0 | 181.42 | 44.4281 | 1.8816 | 0.042351 | 687.71 | 0 | 0.91647 | 1459.5 | 1459.5 | 0.5 | 0.5 |  | https://s3.console.aws.amazon.com/s3/buckets/834599497928?region=ca-central-1&prefix=phylroy.lopez/reference/reference/output/e42434bf-ebf4-4a65-9d1a-782c0d6483b2/ | 1.0.002
682 |  | TRUE | 357 | 0 | 0 | 188.5239 |  |  |  | 0.1 | 2021-09-22 20:12:43 +0000 | 438c2ebff | 0.2.14 | :adv_dx_units: NECB_Default :airloop_economizer_type: NECB_Default :algorithm_type: parametric :analysis_id: reference :analysis_name: reference :boiler_eff: NECB_Default :btap_batch_version: 1.0.002 :building_type: LowriseApartment :chiller_type: NECB_Default :compute_environment: aws_batch :datapoint_id: 03e7c65d-c4bf-48d2-8c5c-29ae23790203 :daylighting_type: NECB_Default :dcv_type: NECB_Default :door_construction_cond: NECB_Default :ecm_system_name: NECB_Default :electrical_loads_scale: NECB_Default :enable_costing: true :epw_file: CAN_BC_Vancouver.Intl.AP.718920_CWEC2016.epw :erv_package: NECB_Default :ext_floor_cond: NECB_Default :ext_roof_cond: NECB_Default :ext_wall_cond: NECB_Default :fdwr_set: NECB_Default :fixed_wind_solar_trans: NECB_Default :fixed_window_cond: NECB_Default :furnace_eff: NECB_Default :glass_door_cond: NECB_Default :glass_door_solar_trans: NECB_Default :ground_floor_cond: NECB_Default :ground_roof_cond: NECB_Default :ground_wall_cond: NECB_Default :image_name: btap_private_cli :infiltration_scale: NECB_Default :lights_scale: NECB_Default :lights_type: NECB_Default :nv_delta_temp_in_out: NECB_Default :nv_opening_fraction: NECB_Default :nv_temp_out_min: NECB_Default :nv_type: NECB_Default :oa_scale: NECB_Default :occupancy_loads_scale: NECB_Default :output_meters: [] :output_variables: [] :overhead_door_cond: NECB_Default :primary_heating_fuel: NaturalGas :pv_ground_azimuth_angle: NECB_Default :pv_ground_module_description: NECB_Default :pv_ground_tilt_angle: NECB_Default :pv_ground_total_area_pv_panels_m2: NECB_Default :pv_ground_type: NECB_Default :rotation_degrees: NECB_Default :run_annual_simulation: true :s3_bucket: '834599497928' :scale_x: NECB_Default :scale_y: NECB_Default :scale_z: NECB_Default :shw_eff: NECB_Default :skylight_cond: NECB_Default :skylight_solar_trans: NECB_Default :srr_set: NECB_Default :template: BTAP1980TO2010 | reference | reference | 03e7c65d-c4bf-48d2-8c5c-29ae23790203 | BTAP1980TO2010 | LowriseApartment | NaturalGas | Natural Gas | CAN_BC_Vancouver.Intl.AP.718920_CWEC2016.epw | parametric |  | NECB_Default | NECB_Default | NECB_Default | NECB_Default | NECB_Default | NECB_Default | NECB_Default | NECB_Default | NECB_Default | NECB_Default | NECB_Default | NECB_Default | NECB_Default | NECB_Default | NECB_Default | NECB_Default | NECB_Default | NECB_Default | NECB_Default | NECB_Default | NECB_Default | NECB_Default | NECB_Default | NECB_Default | NECB_Default | NECB_Default | NECB_Default | NECB_Default | NECB_Default | NECB_Default | NECB_Default | NECB_Default | NECB_Default | NECB_Default | NECB_Default | NECB_Default | NECB_Default | NECB_Default | NECB_Default | NECB_Default | NECB_Default | NECB_Default | NECB_Default | NECB_Default | NECB_Default | aws_batch | 834599497928 | btap_private_cli |  | TRUE | TRUE |  |  | 61.5308 | 12.6351 | 83.6034 | 164.883 | 1763.22 | 1532.4718 | 37.3 | LowriseApartment |  |  | 2 | LowriseApartment | 3 | 3 | 3 | BTAP1980TO2010 | 0.28516 | 5374.0333 | 1.7796 | 96.5424 | 26.4762 | 5.7215 | 291.553 | 161.0333 | VANCOUVER | BRITISH COLUMBIA | 0.64288 | 23.8205 | 0 | 24.4633 | 6.4198 | 5.3439 | 0 | 11.7637 | 0 | 0.024092 | 0 | 0 | 0.22685 | 0.088282 | 0 | 0.37517 | 0.059958 | 0.045803 | 0.47249 | 0.0087113 | 0.69934 | 0.097328 | 21.0853 | 66.0277 | 37.3 | 0.678 | [5 empty] | 0.363 | 0.568 | 4.09 | 4.09 | 2 | Vancouver Intl AP | CAN | 42 | 2797 | 49.195 | -123.184 | 4 | 2800 | BC | CAN_BC_Vancouver.Intl.AP.718920_CWEC2016.epw | 0.69934 | 12.6351 | 61.5308 | 11.1401 | 23.0821 | TRUE | FALSE | FALSE | FALSE | 9.8952 | 6.9062 | 0 | 0 | 0 | 0 | 171.61 | 44.4281 | 1.8816 | 0.042351 | 687.71 | 0 | 0.69934 | 1172.75 | 1172.75 | 12.5 | 12.5 |  | https://s3.console.aws.amazon.com/s3/buckets/834599497928?region=ca-central-1&prefix=phylroy.lopez/reference/reference/output/03e7c65d-c4bf-48d2-8c5c-29ae23790203/ | 1.0.002
683 |  | TRUE | 469 | 0 | 0 | 250.7386 |  |  |  | 0.1 | 2021-09-22 20:12:39 +0000 | 438c2ebff | 0.2.14 | :adv_dx_units: NECB_Default :airloop_economizer_type: NECB_Default :algorithm_type: parametric :analysis_id: reference :analysis_name: reference :boiler_eff: NECB_Default :btap_batch_version: 1.0.002 :building_type: MidriseApartment :chiller_type: NECB_Default :compute_environment: aws_batch :datapoint_id: 0dc95dcd-55db-492b-bf24-8cc1f6a6f8d3 :daylighting_type: NECB_Default :dcv_type: NECB_Default :door_construction_cond: NECB_Default :ecm_system_name: NECB_Default :electrical_loads_scale: NECB_Default :enable_costing: true :epw_file: CAN_AB_Edmonton.Intl.AP.711230_CWEC2016.epw :erv_package: NECB_Default :ext_floor_cond: NECB_Default :ext_roof_cond: NECB_Default :ext_wall_cond: NECB_Default :fdwr_set: NECB_Default :fixed_wind_solar_trans: NECB_Default :fixed_window_cond: NECB_Default :furnace_eff: NECB_Default :glass_door_cond: NECB_Default :glass_door_solar_trans: NECB_Default :ground_floor_cond: NECB_Default :ground_roof_cond: NECB_Default :ground_wall_cond: NECB_Default :image_name: btap_private_cli :infiltration_scale: NECB_Default :lights_scale: NECB_Default :lights_type: NECB_Default :nv_delta_temp_in_out: NECB_Default :nv_opening_fraction: NECB_Default :nv_temp_out_min: NECB_Default :nv_type: NECB_Default :oa_scale: NECB_Default :occupancy_loads_scale: NECB_Default :output_meters: [] :output_variables: [] :overhead_door_cond: NECB_Default :primary_heating_fuel: NaturalGas :pv_ground_azimuth_angle: NECB_Default :pv_ground_module_description: NECB_Default :pv_ground_tilt_angle: NECB_Default :pv_ground_total_area_pv_panels_m2: NECB_Default :pv_ground_type: NECB_Default :rotation_degrees: NECB_Default :run_annual_simulation: true :s3_bucket: '834599497928' :scale_x: NECB_Default :scale_y: NECB_Default :scale_z: NECB_Default :shw_eff: NECB_Default :skylight_cond: NECB_Default :skylight_solar_trans: NECB_Default :srr_set: NECB_Default :template: NECB2011 | reference | reference | 0dc95dcd-55db-492b-bf24-8cc1f6a6f8d3 | NECB2011 | MidriseApartment | NaturalGas | Natural Gas | CAN_AB_Edmonton.Intl.AP.711230_CWEC2016.epw | parametric |  | NECB_Default | NECB_Default | NECB_Default | NECB_Default | NECB_Default | NECB_Default | NECB_Default | NECB_Default | NECB_Default | NECB_Default | NECB_Default | NECB_Default | NECB_Default | NECB_Default | NECB_Default | NECB_Default | NECB_Default | NECB_Default | NECB_Default | NECB_Default | NECB_Default | NECB_Default | NECB_Default | NECB_Default | NECB_Default | NECB_Default | NECB_Default | NECB_Default | NECB_Default | NECB_Default | NECB_Default | NECB_Default | NECB_Default | NECB_Default | NECB_Default | NECB_Default | NECB_Default | NECB_Default | NECB_Default | NECB_Default | NECB_Default | NECB_Default | NECB_Default | NECB_Default | NECB_Default | aws_batch | 834599497928 | btap_private_cli |  | TRUE | TRUE |  |  | 64.2524 | 12.8375 | 62.3452 | 143.9564 | 3134.61 | 2325.6934 | 32.5 | MidriseApartment |  |  | 5 | MidriseApartment | 4 |  | 4 | NECB2011 | 0.24343 | 9553.837 | 73.4999 | 85.9216 | 28.5515 | 5.4034 | 322.614 | 129.2375 | EDMONTON | ALBERTA | 53.9744 | 18.9948 | 0 | 72.9692 | 5.1156 | 1.3551 | 0 | 6.4708 | 0 | 0.045936 | 0 | 0 | 0.24594 | 0.087714 | 0 | 0.26335 | 0.061175 | 0.042943 | 0.37642 | 0.0081765 | 0.62236 | 0.11306 | 20.7687 | 67.0339 | 32.5 | 0.757 | [5 empty] | 0.162 | 0.21 | 2.2 | 2.2 | 5 | Edmonton Intl AP | CAN | 23 | 5588 | 53.31 | -113.579 | 7a | 5120 | AB | CAN_AB_Edmonton.Intl.AP.711230_CWEC2016.epw | 0.62236 | 12.8375 | 64.2524 | 13.0002 | 19.4691 | TRUE | FALSE | FALSE | FALSE | 10.7099 | 18.2943 | 0 | 0 | 0 | 0 | 354.41 | 66.401 | 3.3516 | 0.050475 | 1225 | 0 | 0.62236 | 159.5 | 159.25 | 0 | 0 |  | https://s3.console.aws.amazon.com/s3/buckets/834599497928?region=ca-central-1&prefix=phylroy.lopez/reference/reference/output/0dc95dcd-55db-492b-bf24-8cc1f6a6f8d3/ | 1.0.002
684 |  | TRUE | 395 | 0 | 0 | 190.6667 |  |  |  | 0.1 | 2021-09-22 20:12:52 +0000 | 438c2ebff | 0.2.14 | :adv_dx_units: NECB_Default :airloop_economizer_type: NECB_Default :algorithm_type: parametric :analysis_id: reference :analysis_name: reference :boiler_eff: NECB_Default :btap_batch_version: 1.0.002 :building_type: LowriseApartment :chiller_type: NECB_Default :compute_environment: aws_batch :datapoint_id: fd4e7348-5079-49ba-8326-5595679bfe46 :daylighting_type: NECB_Default :dcv_type: NECB_Default :door_construction_cond: NECB_Default :ecm_system_name: NECB_Default :electrical_loads_scale: NECB_Default :enable_costing: true :epw_file: CAN_NS_Halifax.Dockyard.713280_CWEC2016.epw :erv_package: NECB_Default :ext_floor_cond: NECB_Default :ext_roof_cond: NECB_Default :ext_wall_cond: NECB_Default :fdwr_set: NECB_Default :fixed_wind_solar_trans: NECB_Default :fixed_window_cond: NECB_Default :furnace_eff: NECB_Default :glass_door_cond: NECB_Default :glass_door_solar_trans: NECB_Default :ground_floor_cond: NECB_Default :ground_roof_cond: NECB_Default :ground_wall_cond: NECB_Default :image_name: btap_private_cli :infiltration_scale: NECB_Default :lights_scale: NECB_Default :lights_type: NECB_Default :nv_delta_temp_in_out: NECB_Default :nv_opening_fraction: NECB_Default :nv_temp_out_min: NECB_Default :nv_type: NECB_Default :oa_scale: NECB_Default :occupancy_loads_scale: NECB_Default :output_meters: [] :output_variables: [] :overhead_door_cond: NECB_Default :primary_heating_fuel: NaturalGas :pv_ground_azimuth_angle: NECB_Default :pv_ground_module_description: NECB_Default :pv_ground_tilt_angle: NECB_Default :pv_ground_total_area_pv_panels_m2: NECB_Default :pv_ground_type: NECB_Default :rotation_degrees: NECB_Default :run_annual_simulation: true :s3_bucket: '834599497928' :scale_x: NECB_Default :scale_y: NECB_Default :scale_z: NECB_Default :shw_eff: NECB_Default :skylight_cond: NECB_Default :skylight_solar_trans: NECB_Default :srr_set: NECB_Default :template: NECB2011 | reference | reference | fd4e7348-5079-49ba-8326-5595679bfe46 | NECB2011 | LowriseApartment | NaturalGas | Natural Gas | CAN_NS_Halifax.Dockyard.713280_CWEC2016.epw | parametric |  | NECB_Default | NECB_Default | NECB_Default | NECB_Default | NECB_Default | NECB_Default | NECB_Default | NECB_Default | NECB_Default | NECB_Default | NECB_Default | NECB_Default | NECB_Default | NECB_Default | NECB_Default | NECB_Default | NECB_Default | NECB_Default | NECB_Default | NECB_Default | NECB_Default | NECB_Default | NECB_Default | NECB_Default | NECB_Default | NECB_Default | NECB_Default | NECB_Default | NECB_Default | NECB_Default | NECB_Default | NECB_Default | NECB_Default | NECB_Default | NECB_Default | NECB_Default | NECB_Default | NECB_Default | NECB_Default | NECB_Default | NECB_Default | NECB_Default | NECB_Default | NECB_Default | NECB_Default | aws_batch | 834599497928 | btap_private_cli |  | TRUE | TRUE |  |  | 54.046 | 14.5737 | 50.8728 | 130.5912 | 1763.22 | 1532.4718 | 40 | LowriseApartment |  |  | 5 | LowriseApartment | 3 | 3 | 3 | NECB2011 | 0.28516 | 5374.0333 | 85.1263 | 97.2864 | 28.8865 | 5.6812 | 380.1725 | 163.1922 | HALIFAX | NOVA SCOTIA | 52.4543 | 15.7845 | 0 | 68.2387 | 10.2873 | 3.9842 | 0 | 14.2714 | 0 | 0.054281 | 0 | 0 | 0.25867 | 0.091327 | 0 | 0.21556 | 0.059958 | 0.045803 | 0.31722 | 0.0073048 | 0.57589 | 0.10165 | 22.3131 | 61.1429 | 40 | 0.757 | [5 empty] | 0.183 | 0.247 | 2.2 | 2.2 | 5 | Halifax Dockyard | CAN | 112 | 3647 | 44.655 | -63.577 | 6 | 4000 | NS | CAN_NS_Halifax.Dockyard.713280_CWEC2016.epw | 0.57588 | 14.5737 | 54.046 | 13.3337 | 21.1497 | FALSE | FALSE | FALSE | FALSE | 7.1713 | 6.9073 | 0 | 0 | 0 | 0 | 179.24 | 44.4281 | 1.8816 | 0.042351 | 687.71 | 0 | 0.57589 | 232.75 | 231.25 | 0 | 0 |  | https://s3.console.aws.amazon.com/s3/buckets/834599497928?region=ca-central-1&prefix=phylroy.lopez/reference/reference/output/fd4e7348-5079-49ba-8326-5595679bfe46/ | 1.0.002
685 |  | TRUE | 486 | 0 | 0 | 251.9689 |  |  |  | 0.1 | 2021-09-22 20:12:04 +0000 | 438c2ebff | 0.2.14 | :adv_dx_units: NECB_Default :airloop_economizer_type: NECB_Default :algorithm_type: parametric :analysis_id: reference :analysis_name: reference :boiler_eff: NECB_Default :btap_batch_version: 1.0.002 :building_type: MidriseApartment :chiller_type: NECB_Default :compute_environment: aws_batch :datapoint_id: 34858c30-974c-4c33-8fe3-60dbf08f7d3b :daylighting_type: NECB_Default :dcv_type: NECB_Default :door_construction_cond: NECB_Default :ecm_system_name: NECB_Default :electrical_loads_scale: NECB_Default :enable_costing: true :epw_file: CAN_ON_Toronto.Pearson.Intl.AP.716240_CWEC2016.epw :erv_package: NECB_Default :ext_floor_cond: NECB_Default :ext_roof_cond: NECB_Default :ext_wall_cond: NECB_Default :fdwr_set: NECB_Default :fixed_wind_solar_trans: NECB_Default :fixed_window_cond: NECB_Default :furnace_eff: NECB_Default :glass_door_cond: NECB_Default :glass_door_solar_trans: NECB_Default :ground_floor_cond: NECB_Default :ground_roof_cond: NECB_Default :ground_wall_cond: NECB_Default :image_name: btap_private_cli :infiltration_scale: NECB_Default :lights_scale: NECB_Default :lights_type: NECB_Default :nv_delta_temp_in_out: NECB_Default :nv_opening_fraction: NECB_Default :nv_temp_out_min: NECB_Default :nv_type: NECB_Default :oa_scale: NECB_Default :occupancy_loads_scale: NECB_Default :output_meters: [] :output_variables: [] :overhead_door_cond: NECB_Default :primary_heating_fuel: Electricity :pv_ground_azimuth_angle: NECB_Default :pv_ground_module_description: NECB_Default :pv_ground_tilt_angle: NECB_Default :pv_ground_total_area_pv_panels_m2: NECB_Default :pv_ground_type: NECB_Default :rotation_degrees: NECB_Default :run_annual_simulation: true :s3_bucket: '834599497928' :scale_x: NECB_Default :scale_y: NECB_Default :scale_z: NECB_Default :shw_eff: NECB_Default :skylight_cond: NECB_Default :skylight_solar_trans: NECB_Default :srr_set: NECB_Default :template: NECB2011 | reference | reference | 34858c30-974c-4c33-8fe3-60dbf08f7d3b | NECB2011 | MidriseApartment | Electricity | Electricity | CAN_ON_Toronto.Pearson.Intl.AP.716240_CWEC2016.epw | parametric |  | NECB_Default | NECB_Default | NECB_Default | NECB_Default | NECB_Default | NECB_Default | NECB_Default | NECB_Default | NECB_Default | NECB_Default | NECB_Default | NECB_Default | NECB_Default | NECB_Default | NECB_Default | NECB_Default | NECB_Default | NECB_Default | NECB_Default | NECB_Default | NECB_Default | NECB_Default | NECB_Default | NECB_Default | NECB_Default | NECB_Default | NECB_Default | NECB_Default | NECB_Default | NECB_Default | NECB_Default | NECB_Default | NECB_Default | NECB_Default | NECB_Default | NECB_Default | NECB_Default | NECB_Default | NECB_Default | NECB_Default | NECB_Default | NECB_Default | NECB_Default | NECB_Default | NECB_Default | aws_batch | 834599497928 | btap_private_cli |  | TRUE | TRUE |  |  | 56.7595 | 16.5711 | 44.0149 | 106.7943 | 3134.61 | 2325.6934 | 40 | MidriseApartment |  |  | 5 | MidriseApartment | 4 |  | 4 | NECB2011 | 0.24343 | 9553.837 | 78.7602 | 52.7086 | 28.9006 | 6.3963 | 268.1867 | 101.4211 | TORONTO | ONTARIO | 2.7137 | 0 | 0 | 2.7137 | 21.7417 | 0 | 0 | 21.7417 | 0 | 0.064719 | 0 | 0 | 0.48858 | 0.083586 | 0 | 0.15845 | 0.061175 | 0.042943 | 0 | 0.00023288 | 0.48858 | 0.077467 | 72.4924 | 0 | 40 | 0.757 | [5 empty] | 0.183 | 0.278 | 2.2 | 2.2 | 5 | Toronto Pearson Intl AP | CAN | 382 | 3615 | 43.677 | -79.631 | 5 | 3890 | ON | CAN_ON_Toronto.Pearson.Intl.AP.716240_CWEC2016.epw | 0.48858 | 16.5711 | 56.7595 | 18.4423 | 20.6118 | TRUE | FALSE | FALSE | FALSE | 11.8207 | 8.5416 | 0 | 0.66438 | 0.010006 | 242.83 | 0 | 66.401 | 3.3516 | 0.050475 | 1225 | 0 | 0.48858 | 423.5 | 419.5 | 0 | 0 |  | https://s3.console.aws.amazon.com/s3/buckets/834599497928?region=ca-central-1&prefix=phylroy.lopez/reference/reference/output/34858c30-974c-4c33-8fe3-60dbf08f7d3b/ | 1.0.002
686 |  | TRUE | 426 | 0 | 0 | 191.5919 |  |  |  | 0.1 | 2021-09-22 20:12:32 +0000 | 438c2ebff | 0.2.14 | :adv_dx_units: NECB_Default :airloop_economizer_type: NECB_Default :algorithm_type: parametric :analysis_id: reference :analysis_name: reference :boiler_eff: NECB_Default :btap_batch_version: 1.0.002 :building_type: LowriseApartment :chiller_type: NECB_Default :compute_environment: aws_batch :datapoint_id: 73fbf554-c7e7-4a16-a70a-d4378e0c168a :daylighting_type: NECB_Default :dcv_type: NECB_Default :door_construction_cond: NECB_Default :ecm_system_name: NECB_Default :electrical_loads_scale: NECB_Default :enable_costing: true :epw_file: CAN_ON_Toronto.Pearson.Intl.AP.716240_CWEC2016.epw :erv_package: NECB_Default :ext_floor_cond: NECB_Default :ext_roof_cond: NECB_Default :ext_wall_cond: NECB_Default :fdwr_set: NECB_Default :fixed_wind_solar_trans: NECB_Default :fixed_window_cond: NECB_Default :furnace_eff: NECB_Default :glass_door_cond: NECB_Default :glass_door_solar_trans: NECB_Default :ground_floor_cond: NECB_Default :ground_roof_cond: NECB_Default :ground_wall_cond: NECB_Default :image_name: btap_private_cli :infiltration_scale: NECB_Default :lights_scale: NECB_Default :lights_type: NECB_Default :nv_delta_temp_in_out: NECB_Default :nv_opening_fraction: NECB_Default :nv_temp_out_min: NECB_Default :nv_type: NECB_Default :oa_scale: NECB_Default :occupancy_loads_scale: NECB_Default :output_meters: [] :output_variables: [] :overhead_door_cond: NECB_Default :primary_heating_fuel: Electricity :pv_ground_azimuth_angle: NECB_Default :pv_ground_module_description: NECB_Default :pv_ground_tilt_angle: NECB_Default :pv_ground_total_area_pv_panels_m2: NECB_Default :pv_ground_type: NECB_Default :rotation_degrees: NECB_Default :run_annual_simulation: true :s3_bucket: '834599497928' :scale_x: NECB_Default :scale_y: NECB_Default :scale_z: NECB_Default :shw_eff: NECB_Default :skylight_cond: NECB_Default :skylight_solar_trans: NECB_Default :srr_set: NECB_Default :template: NECB2011 | reference | reference | 73fbf554-c7e7-4a16-a70a-d4378e0c168a | NECB2011 | LowriseApartment | Electricity | Electricity | CAN_ON_Toronto.Pearson.Intl.AP.716240_CWEC2016.epw | parametric |  | NECB_Default | NECB_Default | NECB_Default | NECB_Default | NECB_Default | NECB_Default | NECB_Default | NECB_Default | NECB_Default | NECB_Default | NECB_Default | NECB_Default | NECB_Default | NECB_Default | NECB_Default | NECB_Default | NECB_Default | NECB_Default | NECB_Default | NECB_Default | NECB_Default | NECB_Default | NECB_Default | NECB_Default | NECB_Default | NECB_Default | NECB_Default | NECB_Default | NECB_Default | NECB_Default | NECB_Default | NECB_Default | NECB_Default | NECB_Default | NECB_Default | NECB_Default | NECB_Default | NECB_Default | NECB_Default | NECB_Default | NECB_Default | NECB_Default | NECB_Default | NECB_Default | NECB_Default | aws_batch | 834599497928 | btap_private_cli |  | TRUE | TRUE |  |  | 60.3105 | 19.1253 | 52.8374 | 121.747 | 1763.22 | 1532.4718 | 40 | LowriseApartment |  |  | 5 | LowriseApartment | 3 | 3 | 3 | NECB2011 | 0.28516 | 5374.0333 | 98.8901 | 56.96 | 29.9652 | 10.1101 | 327.5772 | 131.6518 | TORONTO | ONTARIO | 3.0218 | 0 | 0 | 3.0218 | 24.2102 | 0 | 0 | 24.2102 | 0 | 0.070814 | 0 | 0 | 0.54405 | 0.099279 | 0 | 0.19021 | 0.059958 | 0.045803 | 0 | 0.00014746 | 0.54405 | 0.077841 | 76.8809 | 0 | 40 | 0.757 | [5 empty] | 0.183 | 0.278 | 2.2 | 2.2 | 5 | Toronto Pearson Intl AP | CAN | 382 | 3615 | 43.677 | -79.631 | 5 | 3890 | ON | CAN_ON_Toronto.Pearson.Intl.AP.716240_CWEC2016.epw | 0.54405 | 19.1253 | 60.3105 | 16.8326 | 19.9366 | FALSE | FALSE | FALSE | FALSE | 11.573 | 8.5272 | 0 | 0.37551 | 0.0084521 | 137.25 | 0 | 44.4281 | 1.8816 | 0.042351 | 687.71 | 0 | 0.54405 | 708.25 | 704.25 | 0 | 0 |  | https://s3.console.aws.amazon.com/s3/buckets/834599497928?region=ca-central-1&prefix=phylroy.lopez/reference/reference/output/73fbf554-c7e7-4a16-a70a-d4378e0c168a/ | 1.0.002
687 |  | TRUE | 448 | 0 | 0 | 253.0755 |  |  |  | 0.1 | 2021-09-22 20:12:02 +0000 | 438c2ebff | 0.2.14 | :adv_dx_units: NECB_Default :airloop_economizer_type: NECB_Default :algorithm_type: parametric :analysis_id: reference :analysis_name: reference :boiler_eff: NECB_Default :btap_batch_version: 1.0.002 :building_type: MidriseApartment :chiller_type: NECB_Default :compute_environment: aws_batch :datapoint_id: b1be1b87-8c9d-4d1e-8265-eb3b2d6d111b :daylighting_type: NECB_Default :dcv_type: NECB_Default :door_construction_cond: NECB_Default :ecm_system_name: NECB_Default :electrical_loads_scale: NECB_Default :enable_costing: true :epw_file: CAN_YT_Whitehorse.Intl.AP.719640_CWEC2016.epw :erv_package: NECB_Default :ext_floor_cond: NECB_Default :ext_roof_cond: NECB_Default :ext_wall_cond: NECB_Default :fdwr_set: NECB_Default :fixed_wind_solar_trans: NECB_Default :fixed_window_cond: NECB_Default :furnace_eff: NECB_Default :glass_door_cond: NECB_Default :glass_door_solar_trans: NECB_Default :ground_floor_cond: NECB_Default :ground_roof_cond: NECB_Default :ground_wall_cond: NECB_Default :image_name: btap_private_cli :infiltration_scale: NECB_Default :lights_scale: NECB_Default :lights_type: NECB_Default :nv_delta_temp_in_out: NECB_Default :nv_opening_fraction: NECB_Default :nv_temp_out_min: NECB_Default :nv_type: NECB_Default :oa_scale: NECB_Default :occupancy_loads_scale: NECB_Default :output_meters: [] :output_variables: [] :overhead_door_cond: NECB_Default :primary_heating_fuel: Electricity :pv_ground_azimuth_angle: NECB_Default :pv_ground_module_description: NECB_Default :pv_ground_tilt_angle: NECB_Default :pv_ground_total_area_pv_panels_m2: NECB_Default :pv_ground_type: NECB_Default :rotation_degrees: NECB_Default :run_annual_simulation: true :s3_bucket: '834599497928' :scale_x: NECB_Default :scale_y: NECB_Default :scale_z: NECB_Default :shw_eff: NECB_Default :skylight_cond: NECB_Default :skylight_solar_trans: NECB_Default :srr_set: NECB_Default :template: NECB2011 | reference | reference | b1be1b87-8c9d-4d1e-8265-eb3b2d6d111b | NECB2011 | MidriseApartment | Electricity | Electricity | CAN_YT_Whitehorse.Intl.AP.719640_CWEC2016.epw | parametric |  | NECB_Default | NECB_Default | NECB_Default | NECB_Default | NECB_Default | NECB_Default | NECB_Default | NECB_Default | NECB_Default | NECB_Default | NECB_Default | NECB_Default | NECB_Default | NECB_Default | NECB_Default | NECB_Default | NECB_Default | NECB_Default | NECB_Default | NECB_Default | NECB_Default | NECB_Default | NECB_Default | NECB_Default | NECB_Default | NECB_Default | NECB_Default | NECB_Default | NECB_Default | NECB_Default | NECB_Default | NECB_Default | NECB_Default | NECB_Default | NECB_Default | NECB_Default | NECB_Default | NECB_Default | NECB_Default | NECB_Default | NECB_Default | NECB_Default | NECB_Default | NECB_Default | NECB_Default | aws_batch | 834599497928 | btap_private_cli |  | TRUE | TRUE |  |  | 52.0943 | 9.8546 | 74.0221 | 128.3644 | 3134.61 | 2325.6934 | 22.8 | MidriseApartment |  |  | 5 | MidriseApartment | 4 |  | 4 | NECB2011 | 0.24343 | 9553.837 | 58.8297 | 40.4987 | 25.2925 | 6.1835 | 220.032 | 89.2275 | WHITEHORSE | YUKON | 8.807 | 0 | 0 | 8.807 | 20.1691 | 0 | 0 | 20.1691 | 0 | 0.026239 | 0 | 0 | 0.56623 | 0.077362 | 0 | 0.26648 | 0.061175 | 0.042943 | 0 | 0.00023288 | 0.56623 | 0.091795 | 67.7561 | 0 | 22.8 | 0.757 | [5 empty] | 0.162 | 0.21 | 2.2 | 2.2 | 5 | Whitehorse Intl AP | CAN | 5 | 6491 | 60.709 | -135.069 | 7b | 6580 | YT | CAN_YT_Whitehorse.Intl.AP.719640_CWEC2016.epw | 0.56623 | 9.8546 | 52.0943 | 15.4084 | 15.7437 | TRUE | FALSE | FALSE | FALSE | 7.6842 | 20.343 | 0 | 0.78725 | 0.011856 | 287.74 | 0 | 66.401 | 3.3516 | 0.050475 | 1225 | 0 | 0.56623 | 192.75 | 191.75 | 0 | 0 |  | https://s3.console.aws.amazon.com/s3/buckets/834599497928?region=ca-central-1&prefix=phylroy.lopez/reference/reference/output/b1be1b87-8c9d-4d1e-8265-eb3b2d6d111b/ | 1.0.002
688 |  | TRUE | 419 | 0 | 0 | 250.9243 |  |  |  | 0.1 | 2021-09-22 20:12:41 +0000 | 438c2ebff | 0.2.14 | :adv_dx_units: NECB_Default :airloop_economizer_type: NECB_Default :algorithm_type: parametric :analysis_id: reference :analysis_name: reference :boiler_eff: NECB_Default :btap_batch_version: 1.0.002 :building_type: MidriseApartment :chiller_type: NECB_Default :compute_environment: aws_batch :datapoint_id: 3e241d40-41aa-43a2-9802-4313698f20b6 :daylighting_type: NECB_Default :dcv_type: NECB_Default :door_construction_cond: NECB_Default :ecm_system_name: NECB_Default :electrical_loads_scale: NECB_Default :enable_costing: true :epw_file: CAN_BC_Vancouver.Intl.AP.718920_CWEC2016.epw :erv_package: NECB_Default :ext_floor_cond: NECB_Default :ext_roof_cond: NECB_Default :ext_wall_cond: NECB_Default :fdwr_set: NECB_Default :fixed_wind_solar_trans: NECB_Default :fixed_window_cond: NECB_Default :furnace_eff: NECB_Default :glass_door_cond: NECB_Default :glass_door_solar_trans: NECB_Default :ground_floor_cond: NECB_Default :ground_roof_cond: NECB_Default :ground_wall_cond: NECB_Default :image_name: btap_private_cli :infiltration_scale: NECB_Default :lights_scale: NECB_Default :lights_type: NECB_Default :nv_delta_temp_in_out: NECB_Default :nv_opening_fraction: NECB_Default :nv_temp_out_min: NECB_Default :nv_type: NECB_Default :oa_scale: NECB_Default :occupancy_loads_scale: NECB_Default :output_meters: [] :output_variables: [] :overhead_door_cond: NECB_Default :primary_heating_fuel: NaturalGas :pv_ground_azimuth_angle: NECB_Default :pv_ground_module_description: NECB_Default :pv_ground_tilt_angle: NECB_Default :pv_ground_total_area_pv_panels_m2: NECB_Default :pv_ground_type: NECB_Default :rotation_degrees: NECB_Default :run_annual_simulation: true :s3_bucket: '834599497928' :scale_x: NECB_Default :scale_y: NECB_Default :scale_z: NECB_Default :shw_eff: NECB_Default :skylight_cond: NECB_Default :skylight_solar_trans: NECB_Default :srr_set: NECB_Default :template: NECB2015 | reference | reference | 3e241d40-41aa-43a2-9802-4313698f20b6 | NECB2015 | MidriseApartment | NaturalGas | Natural Gas | CAN_BC_Vancouver.Intl.AP.718920_CWEC2016.epw | parametric |  | NECB_Default | NECB_Default | NECB_Default | NECB_Default | NECB_Default | NECB_Default | NECB_Default | NECB_Default | NECB_Default | NECB_Default | NECB_Default | NECB_Default | NECB_Default | NECB_Default | NECB_Default | NECB_Default | NECB_Default | NECB_Default | NECB_Default | NECB_Default | NECB_Default | NECB_Default | NECB_Default | NECB_Default | NECB_Default | NECB_Default | NECB_Default | NECB_Default | NECB_Default | NECB_Default | NECB_Default | NECB_Default | NECB_Default | NECB_Default | NECB_Default | NECB_Default | NECB_Default | NECB_Default | NECB_Default | NECB_Default | NECB_Default | NECB_Default | NECB_Default | NECB_Default | NECB_Default | aws_batch | 834599497928 | btap_private_cli |  | TRUE | TRUE |  |  | 35.969 | 13.0608 | 31.1407 | 138.2566 | 3134.61 | 2325.6934 | 40 | MidriseApartment |  |  | 5 | MidriseApartment | 4 |  | 4 | NECB2015 | 0.24343 | 9553.837 | 69.3218 | 79.3005 | 25.5279 | 6.7615 | 305.109 | 124.1973 | VANCOUVER | BRITISH COLUMBIA | 0.6955 | 17.9353 | 0 | 18.6308 | 6.9452 | 4.0236 | 0 | 10.9689 | 0 | 0.061705 | 0 | 0 | 0.24541 | 0.073023 | 0 | 0.12959 | 0.06121 | 0.042238 | 0.35576 | 0.0072385 | 0.60117 | 0.22617 | 21.3471 | 48.1949 | 40 | 0.757 | [5 empty] | 0.227 | 0.315 | 2.4 | 2.4 | 5 | Vancouver Intl AP | CAN | 42 | 2797 | 49.195 | -123.184 | 4 | 2800 | BC | CAN_BC_Vancouver.Intl.AP.718920_CWEC2016.epw | 0.60117 | 13.0608 | 35.969 | 12.8559 | 23.8037 | FALSE | FALSE | FALSE | FALSE | 10.8731 | 8.4662 | 0 | 0 | 0 | 0 | 708.95 | 130.2314 | 7.8118 | 0.059984 | 2855.21 | 0 | 0.60117 | 255 | 255 | 3.75 | 3.75 |  | https://s3.console.aws.amazon.com/s3/buckets/834599497928?region=ca-central-1&prefix=phylroy.lopez/reference/reference/output/3e241d40-41aa-43a2-9802-4313698f20b6/ | 1.0.002
689 |  | TRUE | 490 | 0 | 0 | 248.8726 |  |  |  | 0.1 | 2021-09-22 20:12:37 +0000 | 438c2ebff | 0.2.14 | :adv_dx_units: NECB_Default :airloop_economizer_type: NECB_Default :algorithm_type: parametric :analysis_id: reference :analysis_name: reference :boiler_eff: NECB_Default :btap_batch_version: 1.0.002 :building_type: MidriseApartment :chiller_type: NECB_Default :compute_environment: aws_batch :datapoint_id: be846fca-8010-4a32-a5c4-d66229cc446b :daylighting_type: NECB_Default :dcv_type: NECB_Default :door_construction_cond: NECB_Default :ecm_system_name: NECB_Default :electrical_loads_scale: NECB_Default :enable_costing: true :epw_file: CAN_QC_Montreal-Trudeau.Intl.AP.716270_CWEC2016.epw :erv_package: NECB_Default :ext_floor_cond: NECB_Default :ext_roof_cond: NECB_Default :ext_wall_cond: NECB_Default :fdwr_set: NECB_Default :fixed_wind_solar_trans: NECB_Default :fixed_window_cond: NECB_Default :furnace_eff: NECB_Default :glass_door_cond: NECB_Default :glass_door_solar_trans: NECB_Default :ground_floor_cond: NECB_Default :ground_roof_cond: NECB_Default :ground_wall_cond: NECB_Default :image_name: btap_private_cli :infiltration_scale: NECB_Default :lights_scale: NECB_Default :lights_type: NECB_Default :nv_delta_temp_in_out: NECB_Default :nv_opening_fraction: NECB_Default :nv_temp_out_min: NECB_Default :nv_type: NECB_Default :oa_scale: NECB_Default :occupancy_loads_scale: NECB_Default :output_meters: [] :output_variables: [] :overhead_door_cond: NECB_Default :primary_heating_fuel: Electricity :pv_ground_azimuth_angle: NECB_Default :pv_ground_module_description: NECB_Default :pv_ground_tilt_angle: NECB_Default :pv_ground_total_area_pv_panels_m2: NECB_Default :pv_ground_type: NECB_Default :rotation_degrees: NECB_Default :run_annual_simulation: true :s3_bucket: '834599497928' :scale_x: NECB_Default :scale_y: NECB_Default :scale_z: NECB_Default :shw_eff: NECB_Default :skylight_cond: NECB_Default :skylight_solar_trans: NECB_Default :srr_set: NECB_Default :template: NECB2017 | reference | reference | be846fca-8010-4a32-a5c4-d66229cc446b | NECB2017 | MidriseApartment | Electricity | Electricity | CAN_QC_Montreal-Trudeau.Intl.AP.716270_CWEC2016.epw | parametric |  | NECB_Default | NECB_Default | NECB_Default | NECB_Default | NECB_Default | NECB_Default | NECB_Default | NECB_Default | NECB_Default | NECB_Default | NECB_Default | NECB_Default | NECB_Default | NECB_Default | NECB_Default | NECB_Default | NECB_Default | NECB_Default | NECB_Default | NECB_Default | NECB_Default | NECB_Default | NECB_Default | NECB_Default | NECB_Default | NECB_Default | NECB_Default | NECB_Default | NECB_Default | NECB_Default | NECB_Default | NECB_Default | NECB_Default | NECB_Default | NECB_Default | NECB_Default | NECB_Default | NECB_Default | NECB_Default | NECB_Default | NECB_Default | NECB_Default | NECB_Default | NECB_Default | NECB_Default | aws_batch | 834599497928 | btap_private_cli |  | TRUE | TRUE |  |  | 52.4408 | 13.7637 | 22.8187 | 112.6332 | 3134.61 | 2325.6934 | 37.3 | MidriseApartment |  |  | 2 | MidriseApartment | 4 |  | 4 | NECB2017 | 0.24343 | 9553.837 | 74.0433 | 46.3503 | 26.2135 | 26.2928 | 292.0222 | 119.1223 | MONTREAL | QUEBEC | 0.20532 | 0 | 0 | 0.20532 | 13.0766 | 0 | 0 | 13.0766 | 0 | 0.068037 | 0 | 0 | 0.52835 | 0.069645 | 0.020092 | 0.082147 | 0.06121 | 0.041568 | 0 | 0.00084859 | 0.52835 | 0.1848 | 72.55 | 0 | 37.3 | 0.757 | [5 empty] | 0.156 | 0.247 | 1.9 | 1.9 | 2 | Montreal-Trudeau Intl AP | CAN | 323 | 4090 | 45.471 | -73.741 | 6 | 4400 | QC | CAN_QC_Montreal-Trudeau.Intl.AP.716270_CWEC2016.epw | 0.52835 | 13.7637 | 52.4408 | 17.3988 | 22.1917 | FALSE | FALSE | FALSE | FALSE | 12.8458 | 15.9564 | 0 | 1.5849 | 0.01217 | 579.28 | 0 | 130.2314 | 7.8118 | 0.059984 | 2855.21 | 0 | 0.52835 | 275 | 274 | 0 | 0 |  | https://s3.console.aws.amazon.com/s3/buckets/834599497928?region=ca-central-1&prefix=phylroy.lopez/reference/reference/output/be846fca-8010-4a32-a5c4-d66229cc446b/ | 1.0.002
690 |  | TRUE | 397 | 720 | 0 | 1077.6873 |  |  |  | 0.1 | 2021-09-22 20:11:24 +0000 | 438c2ebff | 0.2.14 | :adv_dx_units: NECB_Default :airloop_economizer_type: NECB_Default :algorithm_type: parametric :analysis_id: reference :analysis_name: reference :boiler_eff: NECB_Default :btap_batch_version: 1.0.002 :building_type: SecondarySchool :chiller_type: NECB_Default :compute_environment: aws_batch :datapoint_id: c1e06bbd-9655-42d7-9272-fc6f72195c44 :daylighting_type: NECB_Default :dcv_type: NECB_Default :door_construction_cond: NECB_Default :ecm_system_name: NECB_Default :electrical_loads_scale: NECB_Default :enable_costing: true :epw_file: CAN_YT_Whitehorse.Intl.AP.719640_CWEC2016.epw :erv_package: NECB_Default :ext_floor_cond: NECB_Default :ext_roof_cond: NECB_Default :ext_wall_cond: NECB_Default :fdwr_set: NECB_Default :fixed_wind_solar_trans: NECB_Default :fixed_window_cond: NECB_Default :furnace_eff: NECB_Default :glass_door_cond: NECB_Default :glass_door_solar_trans: NECB_Default :ground_floor_cond: NECB_Default :ground_roof_cond: NECB_Default :ground_wall_cond: NECB_Default :image_name: btap_private_cli :infiltration_scale: NECB_Default :lights_scale: NECB_Default :lights_type: NECB_Default :nv_delta_temp_in_out: NECB_Default :nv_opening_fraction: NECB_Default :nv_temp_out_min: NECB_Default :nv_type: NECB_Default :oa_scale: NECB_Default :occupancy_loads_scale: NECB_Default :output_meters: [] :output_variables: [] :overhead_door_cond: NECB_Default :primary_heating_fuel: Electricity :pv_ground_azimuth_angle: NECB_Default :pv_ground_module_description: NECB_Default :pv_ground_tilt_angle: NECB_Default :pv_ground_total_area_pv_panels_m2: NECB_Default :pv_ground_type: NECB_Default :rotation_degrees: NECB_Default :run_annual_simulation: true :s3_bucket: '834599497928' :scale_x: NECB_Default :scale_y: NECB_Default :scale_z: NECB_Default :shw_eff: NECB_Default :skylight_cond: NECB_Default :skylight_solar_trans: NECB_Default :srr_set: NECB_Default :template: BTAPPRE1980 | reference | reference | c1e06bbd-9655-42d7-9272-fc6f72195c44 | BTAPPRE1980 | SecondarySchool | Electricity | Electricity | CAN_YT_Whitehorse.Intl.AP.719640_CWEC2016.epw | parametric |  | NECB_Default | NECB_Default | NECB_Default | NECB_Default | NECB_Default | NECB_Default | NECB_Default | NECB_Default | NECB_Default | NECB_Default | NECB_Default | NECB_Default | NECB_Default | NECB_Default | NECB_Default | NECB_Default | NECB_Default | NECB_Default | NECB_Default | NECB_Default | NECB_Default | NECB_Default | NECB_Default | NECB_Default | NECB_Default | NECB_Default | NECB_Default | NECB_Default | NECB_Default | NECB_Default | NECB_Default | NECB_Default | NECB_Default | NECB_Default | NECB_Default | NECB_Default | NECB_Default | NECB_Default | NECB_Default | NECB_Default | NECB_Default | NECB_Default | NECB_Default | NECB_Default | NECB_Default | aws_batch | 834599497928 | btap_private_cli |  | TRUE | TRUE |  |  | 243.5916 | 18.1524 | 332.7719 | 398.5265 | 19592 | 17870 | 35 | SecondarySchool |  |  | 1.1 | SecondarySchool | 2 |  | 2 | BTAPPRE1980 | 0.18768 | 95216 | 0.69587 | 10.6777 | 67.028 | 7.9846 | 289.9274 | 203.5413 | WHITEHORSE | YUKON | 25.0502 | 0 | 0 | 25.0502 | 57.3682 | 0 | 0 | 57.3682 | 0 | 0.0050301 | 0 | 0 | 1.6106 | 0.13342 | 0 | 1.198 | 0.035323 | 0.14054 | 0 | 0.0031258 | 1.6106 | 0.095145 | 268.9995 | 0 | 35 | 0.678 | [5 empty] | 0.227 | 0.772 | 2.95 | 2.95 | 1.1 | Whitehorse Intl AP | CAN | 5 | 6491 | 60.709 | -135.069 | 7b | 6580 | YT | CAN_YT_Whitehorse.Intl.AP.719640_CWEC2016.epw | 1.6106 | 18.1524 | 243.5916 | 13.5189 | 12.5779 | TRUE | FALSE | FALSE | FALSE | 8.6764 | 20.6972 | 0 | 5.1001 | 0.0012821 | 1864.09 | 0 | 3977.9874 | 22.542 | 0.0056667 | 8239.09 | 0 | 1.6106 | 597.33 | 586.83 | 68.67 | 54.33 |  | https://s3.console.aws.amazon.com/s3/buckets/834599497928?region=ca-central-1&prefix=phylroy.lopez/reference/reference/output/c1e06bbd-9655-42d7-9272-fc6f72195c44/ | 1.0.002
691 |  | TRUE | 413 | 768 | 0 | 1077.3812 |  |  |  | 0.1 | 2021-09-22 20:12:09 +0000 | 438c2ebff | 0.2.14 | :adv_dx_units: NECB_Default :airloop_economizer_type: NECB_Default :algorithm_type: parametric :analysis_id: reference :analysis_name: reference :boiler_eff: NECB_Default :btap_batch_version: 1.0.002 :building_type: SecondarySchool :chiller_type: NECB_Default :compute_environment: aws_batch :datapoint_id: c905118c-8792-4444-ad1f-91534cc74041 :daylighting_type: NECB_Default :dcv_type: NECB_Default :door_construction_cond: NECB_Default :ecm_system_name: NECB_Default :electrical_loads_scale: NECB_Default :enable_costing: true :epw_file: CAN_NS_Halifax.Dockyard.713280_CWEC2016.epw :erv_package: NECB_Default :ext_floor_cond: NECB_Default :ext_roof_cond: NECB_Default :ext_wall_cond: NECB_Default :fdwr_set: NECB_Default :fixed_wind_solar_trans: NECB_Default :fixed_window_cond: NECB_Default :furnace_eff: NECB_Default :glass_door_cond: NECB_Default :glass_door_solar_trans: NECB_Default :ground_floor_cond: NECB_Default :ground_roof_cond: NECB_Default :ground_wall_cond: NECB_Default :image_name: btap_private_cli :infiltration_scale: NECB_Default :lights_scale: NECB_Default :lights_type: NECB_Default :nv_delta_temp_in_out: NECB_Default :nv_opening_fraction: NECB_Default :nv_temp_out_min: NECB_Default :nv_type: NECB_Default :oa_scale: NECB_Default :occupancy_loads_scale: NECB_Default :output_meters: [] :output_variables: [] :overhead_door_cond: NECB_Default :primary_heating_fuel: NaturalGas :pv_ground_azimuth_angle: NECB_Default :pv_ground_module_description: NECB_Default :pv_ground_tilt_angle: NECB_Default :pv_ground_total_area_pv_panels_m2: NECB_Default :pv_ground_type: NECB_Default :rotation_degrees: NECB_Default :run_annual_simulation: true :s3_bucket: '834599497928' :scale_x: NECB_Default :scale_y: NECB_Default :scale_z: NECB_Default :shw_eff: NECB_Default :skylight_cond: NECB_Default :skylight_solar_trans: NECB_Default :srr_set: NECB_Default :template: NECB2015 | reference | reference | c905118c-8792-4444-ad1f-91534cc74041 | NECB2015 | SecondarySchool | NaturalGas | Natural Gas | CAN_NS_Halifax.Dockyard.713280_CWEC2016.epw | parametric |  | NECB_Default | NECB_Default | NECB_Default | NECB_Default | NECB_Default | NECB_Default | NECB_Default | NECB_Default | NECB_Default | NECB_Default | NECB_Default | NECB_Default | NECB_Default | NECB_Default | NECB_Default | NECB_Default | NECB_Default | NECB_Default | NECB_Default | NECB_Default | NECB_Default | NECB_Default | NECB_Default | NECB_Default | NECB_Default | NECB_Default | NECB_Default | NECB_Default | NECB_Default | NECB_Default | NECB_Default | NECB_Default | NECB_Default | NECB_Default | NECB_Default | NECB_Default | NECB_Default | NECB_Default | NECB_Default | NECB_Default | NECB_Default | NECB_Default | NECB_Default | NECB_Default | NECB_Default | aws_batch | 834599497928 | btap_private_cli |  | TRUE | TRUE |  |  | 188.0088 | 24.3908 | 143.6885 | 274.8038 | 19592 | 17870 | 40 | SecondarySchool |  |  | 5 | SecondarySchool | 2 |  | 2 | NECB2015 | 0.18768 | 95216 | 127.5856 | 22.7007 | 75.6303 | 7.7453 | 412.7541 | 179.0923 | HALIFAX | NOVA SCOTIA | 64.2422 | 42.0289 | 0 | 106.271 | 12.5991 | 10.6085 | 0 | 23.2076 | 0 | 0.025879 | 0 | 0 | 0.3168 | 0.11569 | 0 | 0.7309 | 0.035421 | 0.13671 | 0.84462 | 0.0030962 | 1.1614 | 0.11372 | 44.3945 | 195.2205 | 40 | 0.757 | [5 empty] | 0.183 | 0.247 | 2.2 | 2.2 | 5 | Halifax Dockyard | CAN | 112 | 3647 | 44.655 | -63.577 | 6 | 4000 | NS | CAN_NS_Halifax.Dockyard.713280_CWEC2016.epw | 1.1614 | 24.3908 | 188.0088 | 12.3035 | 17.9615 | TRUE | FALSE | FALSE | FALSE | 9.1315 | 10.0723 | 0 | 0 | 0 | 0 | 2228.03 | 3977.9111 | 22.3732 | 0.0056244 | 8177.42 | 0 | 1.1614 | 407.5 | 394.83 | 35.33 | 35.33 |  | https://s3.console.aws.amazon.com/s3/buckets/834599497928?region=ca-central-1&prefix=phylroy.lopez/reference/reference/output/c905118c-8792-4444-ad1f-91534cc74041/ | 1.0.002
692 |  | TRUE | 417 | 768 | 0 | 1077.8302 |  |  |  | 0.1 | 2021-09-22 20:11:18 +0000 | 438c2ebff | 0.2.14 | :adv_dx_units: NECB_Default :airloop_economizer_type: NECB_Default :algorithm_type: parametric :analysis_id: reference :analysis_name: reference :boiler_eff: NECB_Default :btap_batch_version: 1.0.002 :building_type: SecondarySchool :chiller_type: NECB_Default :compute_environment: aws_batch :datapoint_id: ea1bb253-14f9-401b-ac4f-7d74c123b01f :daylighting_type: NECB_Default :dcv_type: NECB_Default :door_construction_cond: NECB_Default :ecm_system_name: NECB_Default :electrical_loads_scale: NECB_Default :enable_costing: true :epw_file: CAN_AB_Edmonton.Intl.AP.711230_CWEC2016.epw :erv_package: NECB_Default :ext_floor_cond: NECB_Default :ext_roof_cond: NECB_Default :ext_wall_cond: NECB_Default :fdwr_set: NECB_Default :fixed_wind_solar_trans: NECB_Default :fixed_window_cond: NECB_Default :furnace_eff: NECB_Default :glass_door_cond: NECB_Default :glass_door_solar_trans: NECB_Default :ground_floor_cond: NECB_Default :ground_roof_cond: NECB_Default :ground_wall_cond: NECB_Default :image_name: btap_private_cli :infiltration_scale: NECB_Default :lights_scale: NECB_Default :lights_type: NECB_Default :nv_delta_temp_in_out: NECB_Default :nv_opening_fraction: NECB_Default :nv_temp_out_min: NECB_Default :nv_type: NECB_Default :oa_scale: NECB_Default :occupancy_loads_scale: NECB_Default :output_meters: [] :output_variables: [] :overhead_door_cond: NECB_Default :primary_heating_fuel: NaturalGas :pv_ground_azimuth_angle: NECB_Default :pv_ground_module_description: NECB_Default :pv_ground_tilt_angle: NECB_Default :pv_ground_total_area_pv_panels_m2: NECB_Default :pv_ground_type: NECB_Default :rotation_degrees: NECB_Default :run_annual_simulation: true :s3_bucket: '834599497928' :scale_x: NECB_Default :scale_y: NECB_Default :scale_z: NECB_Default :shw_eff: NECB_Default :skylight_cond: NECB_Default :skylight_solar_trans: NECB_Default :srr_set: NECB_Default :template: NECB2015 | reference | reference | ea1bb253-14f9-401b-ac4f-7d74c123b01f | NECB2015 | SecondarySchool | NaturalGas | Natural Gas | CAN_AB_Edmonton.Intl.AP.711230_CWEC2016.epw | parametric |  | NECB_Default | NECB_Default | NECB_Default | NECB_Default | NECB_Default | NECB_Default | NECB_Default | NECB_Default | NECB_Default | NECB_Default | NECB_Default | NECB_Default | NECB_Default | NECB_Default | NECB_Default | NECB_Default | NECB_Default | NECB_Default | NECB_Default | NECB_Default | NECB_Default | NECB_Default | NECB_Default | NECB_Default | NECB_Default | NECB_Default | NECB_Default | NECB_Default | NECB_Default | NECB_Default | NECB_Default | NECB_Default | NECB_Default | NECB_Default | NECB_Default | NECB_Default | NECB_Default | NECB_Default | NECB_Default | NECB_Default | NECB_Default | NECB_Default | NECB_Default | NECB_Default | NECB_Default | aws_batch | 834599497928 | btap_private_cli |  | TRUE | TRUE |  |  | 226.9598 | 24.5689 | 197.6752 | 351.9409 | 19592 | 17870 | 32.5 | SecondarySchool |  |  | 5 | SecondarySchool | 2 |  | 2 | NECB2015 | 0.18768 | 95216 | 138.2018 | 23.642 | 77.5339 | 7.8584 | 435.7855 | 188.5494 | EDMONTON | ALBERTA | 69.1183 | 56.7274 | 0 | 125.8457 | 6.551 | 4.047 | 0 | 10.598 | 0 | 0.022047 | 0 | 0 | 0.31495 | 0.11763 | 0 | 0.99815 | 0.035421 | 0.13671 | 1.1242 | 0.003139 | 1.4391 | 0.12602 | 44.7067 | 232.8379 | 32.5 | 0.757 | [5 empty] | 0.162 | 0.21 | 2.2 | 2.2 | 5 | Edmonton Intl AP | CAN | 23 | 5588 | 53.31 | -113.579 | 7a | 5120 | AB | CAN_AB_Edmonton.Intl.AP.711230_CWEC2016.epw | 1.4391 | 24.5689 | 226.9598 | 11.2321 | 16.212 | TRUE | FALSE | FALSE | FALSE | 12.5098 | 19.4048 | 0 | 0 | 0 | 0 | 2468.9 | 3977.9111 | 22.3732 | 0.0056244 | 8177.42 | 0 | 1.4391 | 452.5 | 439.83 | 42.83 | 42.83 |  | https://s3.console.aws.amazon.com/s3/buckets/834599497928?region=ca-central-1&prefix=phylroy.lopez/reference/reference/output/ea1bb253-14f9-401b-ac4f-7d74c123b01f/ | 1.0.002
693 |  | TRUE | 402 | 768 | 0 | 1078.5255 |  |  |  | 0.1 | 2021-09-22 20:11:27 +0000 | 438c2ebff | 0.2.14 | :adv_dx_units: NECB_Default :airloop_economizer_type: NECB_Default :algorithm_type: parametric :analysis_id: reference :analysis_name: reference :boiler_eff: NECB_Default :btap_batch_version: 1.0.002 :building_type: SecondarySchool :chiller_type: NECB_Default :compute_environment: aws_batch :datapoint_id: 52cc3f8f-8438-4a8c-809a-390329dd5240 :daylighting_type: NECB_Default :dcv_type: NECB_Default :door_construction_cond: NECB_Default :ecm_system_name: NECB_Default :electrical_loads_scale: NECB_Default :enable_costing: true :epw_file: CAN_AB_Calgary.Intl.AP.718770_CWEC2016.epw :erv_package: NECB_Default :ext_floor_cond: NECB_Default :ext_roof_cond: NECB_Default :ext_wall_cond: NECB_Default :fdwr_set: NECB_Default :fixed_wind_solar_trans: NECB_Default :fixed_window_cond: NECB_Default :furnace_eff: NECB_Default :glass_door_cond: NECB_Default :glass_door_solar_trans: NECB_Default :ground_floor_cond: NECB_Default :ground_roof_cond: NECB_Default :ground_wall_cond: NECB_Default :image_name: btap_private_cli :infiltration_scale: NECB_Default :lights_scale: NECB_Default :lights_type: NECB_Default :nv_delta_temp_in_out: NECB_Default :nv_opening_fraction: NECB_Default :nv_temp_out_min: NECB_Default :nv_type: NECB_Default :oa_scale: NECB_Default :occupancy_loads_scale: NECB_Default :output_meters: [] :output_variables: [] :overhead_door_cond: NECB_Default :primary_heating_fuel: NaturalGas :pv_ground_azimuth_angle: NECB_Default :pv_ground_module_description: NECB_Default :pv_ground_tilt_angle: NECB_Default :pv_ground_total_area_pv_panels_m2: NECB_Default :pv_ground_type: NECB_Default :rotation_degrees: NECB_Default :run_annual_simulation: true :s3_bucket: '834599497928' :scale_x: NECB_Default :scale_y: NECB_Default :scale_z: NECB_Default :shw_eff: NECB_Default :skylight_cond: NECB_Default :skylight_solar_trans: NECB_Default :srr_set: NECB_Default :template: NECB2011 | reference | reference | 52cc3f8f-8438-4a8c-809a-390329dd5240 | NECB2011 | SecondarySchool | NaturalGas | Natural Gas | CAN_AB_Calgary.Intl.AP.718770_CWEC2016.epw | parametric |  | NECB_Default | NECB_Default | NECB_Default | NECB_Default | NECB_Default | NECB_Default | NECB_Default | NECB_Default | NECB_Default | NECB_Default | NECB_Default | NECB_Default | NECB_Default | NECB_Default | NECB_Default | NECB_Default | NECB_Default | NECB_Default | NECB_Default | NECB_Default | NECB_Default | NECB_Default | NECB_Default | NECB_Default | NECB_Default | NECB_Default | NECB_Default | NECB_Default | NECB_Default | NECB_Default | NECB_Default | NECB_Default | NECB_Default | NECB_Default | NECB_Default | NECB_Default | NECB_Default | NECB_Default | NECB_Default | NECB_Default | NECB_Default | NECB_Default | NECB_Default | NECB_Default | NECB_Default | aws_batch | 834599497928 | btap_private_cli |  | TRUE | TRUE |  |  | 203.6267 | 25.9489 | 151.8681 | 289.269 | 19592 | 17870 | 33.3 | SecondarySchool |  |  | 5 | SecondarySchool | 2 |  | 2 | NECB2011 | 0.18768 | 95216 | 141.4768 | 23.1558 | 73.342 | 7.849 | 434.1934 | 188.3699 | CALGARY | ALBERTA | 71.7258 | 44.9313 | 0 | 116.6572 | 6.7981 | 3.2054 | 0 | 10.0036 | 0 | 0.025038 | 0 | 0 | 0.32683 | 0.12272 | 0 | 0.76872 | 0.035323 | 0.14054 | 0.8904 | 0.0032044 | 1.2172 | 0.12169 | 46.1277 | 210.9303 | 33.3 | 0.757 | [5 empty] | 0.162 | 0.21 | 2.2 | 2.2 | 5 | Calgary Intl AP | CAN | 64 | 4781 | 51.114 | -114.02 | 7a | 5000 | AB | CAN_AB_Calgary.Intl.AP.718770_CWEC2016.epw | 1.2172 | 25.9489 | 203.6267 | 11.0464 | 17.9632 | TRUE | FALSE | FALSE | FALSE | 13.6635 | 17.5893 | 0 | 0 | 0 | 0 | 2384.06 | 3977.9874 | 22.542 | 0.0056667 | 8239.09 | 0 | 1.2172 | 583 | 567.33 | 32.5 | 32.5 |  | https://s3.console.aws.amazon.com/s3/buckets/834599497928?region=ca-central-1&prefix=phylroy.lopez/reference/reference/output/52cc3f8f-8438-4a8c-809a-390329dd5240/ | 1.0.002
694 |  | TRUE | 420 | 768 | 0 | 1078.0847 |  |  |  | 0.1 | 2021-09-22 20:11:17 +0000 | 438c2ebff | 0.2.14 | :adv_dx_units: NECB_Default :airloop_economizer_type: NECB_Default :algorithm_type: parametric :analysis_id: reference :analysis_name: reference :boiler_eff: NECB_Default :btap_batch_version: 1.0.002 :building_type: SecondarySchool :chiller_type: NECB_Default :compute_environment: aws_batch :datapoint_id: eeb4ae28-7794-45a4-9f57-fc4fe4a2201f :daylighting_type: NECB_Default :dcv_type: NECB_Default :door_construction_cond: NECB_Default :ecm_system_name: NECB_Default :electrical_loads_scale: NECB_Default :enable_costing: true :epw_file: CAN_AB_Calgary.Intl.AP.718770_CWEC2016.epw :erv_package: NECB_Default :ext_floor_cond: NECB_Default :ext_roof_cond: NECB_Default :ext_wall_cond: NECB_Default :fdwr_set: NECB_Default :fixed_wind_solar_trans: NECB_Default :fixed_window_cond: NECB_Default :furnace_eff: NECB_Default :glass_door_cond: NECB_Default :glass_door_solar_trans: NECB_Default :ground_floor_cond: NECB_Default :ground_roof_cond: NECB_Default :ground_wall_cond: NECB_Default :image_name: btap_private_cli :infiltration_scale: NECB_Default :lights_scale: NECB_Default :lights_type: NECB_Default :nv_delta_temp_in_out: NECB_Default :nv_opening_fraction: NECB_Default :nv_temp_out_min: NECB_Default :nv_type: NECB_Default :oa_scale: NECB_Default :occupancy_loads_scale: NECB_Default :output_meters: [] :output_variables: [] :overhead_door_cond: NECB_Default :primary_heating_fuel: Electricity :pv_ground_azimuth_angle: NECB_Default :pv_ground_module_description: NECB_Default :pv_ground_tilt_angle: NECB_Default :pv_ground_total_area_pv_panels_m2: NECB_Default :pv_ground_type: NECB_Default :rotation_degrees: NECB_Default :run_annual_simulation: true :s3_bucket: '834599497928' :scale_x: NECB_Default :scale_y: NECB_Default :scale_z: NECB_Default :shw_eff: NECB_Default :skylight_cond: NECB_Default :skylight_solar_trans: NECB_Default :srr_set: NECB_Default :template: NECB2015 | reference | reference | eeb4ae28-7794-45a4-9f57-fc4fe4a2201f | NECB2015 | SecondarySchool | Electricity | Electricity | CAN_AB_Calgary.Intl.AP.718770_CWEC2016.epw | parametric |  | NECB_Default | NECB_Default | NECB_Default | NECB_Default | NECB_Default | NECB_Default | NECB_Default | NECB_Default | NECB_Default | NECB_Default | NECB_Default | NECB_Default | NECB_Default | NECB_Default | NECB_Default | NECB_Default | NECB_Default | NECB_Default | NECB_Default | NECB_Default | NECB_Default | NECB_Default | NECB_Default | NECB_Default | NECB_Default | NECB_Default | NECB_Default | NECB_Default | NECB_Default | NECB_Default | NECB_Default | NECB_Default | NECB_Default | NECB_Default | NECB_Default | NECB_Default | NECB_Default | NECB_Default | NECB_Default | NECB_Default | NECB_Default | NECB_Default | NECB_Default | NECB_Default | NECB_Default | aws_batch | 834599497928 | btap_private_cli |  | TRUE | TRUE |  |  | 151.8841 | 25.8119 | 154.155 | 219.5565 | 19592 | 17870 | 33.3 | SecondarySchool |  |  | 5 | SecondarySchool | 2 |  | 2 | NECB2015 | 0.18768 | 95216 | 141.4768 | 9.2615 | 74.7631 | 8.1152 | 458.6506 | 225.034 | CALGARY | ALBERTA | 211.2353 | 0 | 0 | 211.2353 | 20.0207 | 0 | 0 | 20.0207 | 0 | 0.024866 | 0 | 0 | 0.96253 | 0.12133 | 0 | 0.55496 | 0.035421 | 0.13671 | 0 | 0.0030232 | 0.96253 | 0.086225 | 178.718 | 0 | 33.3 | 0.757 | [5 empty] | 0.162 | 0.21 | 2.2 | 2.2 | 5 | Calgary Intl AP | CAN | 64 | 4781 | 51.114 | -114.02 | 7a | 5000 | AB | CAN_AB_Calgary.Intl.AP.718770_CWEC2016.epw | 0.96253 | 25.8119 | 151.8841 | 11.0464 | 17.9632 | TRUE | FALSE | FALSE | FALSE | 13.6644 | 17.5908 | 0 | 4.6219 | 0.0011619 | 1689.32 | 0 | 3977.9111 | 22.3732 | 0.0056244 | 8177.42 | 0 | 0.96253 | 540.67 | 525.33 | 11.33 | 11.33 |  | https://s3.console.aws.amazon.com/s3/buckets/834599497928?region=ca-central-1&prefix=phylroy.lopez/reference/reference/output/eeb4ae28-7794-45a4-9f57-fc4fe4a2201f/ | 1.0.002
695 |  | TRUE | 402 | 720 | 0 | 1080.4552 |  |  |  | 0.1 | 2021-09-22 20:11:00 +0000 | 438c2ebff | 0.2.14 | :adv_dx_units: NECB_Default :airloop_economizer_type: NECB_Default :algorithm_type: parametric :analysis_id: reference :analysis_name: reference :boiler_eff: NECB_Default :btap_batch_version: 1.0.002 :building_type: SecondarySchool :chiller_type: NECB_Default :compute_environment: aws_batch :datapoint_id: d7a4cf5b-3f1b-4118-a87f-ea43dd29b969 :daylighting_type: NECB_Default :dcv_type: NECB_Default :door_construction_cond: NECB_Default :ecm_system_name: NECB_Default :electrical_loads_scale: NECB_Default :enable_costing: true :epw_file: CAN_AB_Edmonton.Intl.AP.711230_CWEC2016.epw :erv_package: NECB_Default :ext_floor_cond: NECB_Default :ext_roof_cond: NECB_Default :ext_wall_cond: NECB_Default :fdwr_set: NECB_Default :fixed_wind_solar_trans: NECB_Default :fixed_window_cond: NECB_Default :furnace_eff: NECB_Default :glass_door_cond: NECB_Default :glass_door_solar_trans: NECB_Default :ground_floor_cond: NECB_Default :ground_roof_cond: NECB_Default :ground_wall_cond: NECB_Default :image_name: btap_private_cli :infiltration_scale: NECB_Default :lights_scale: NECB_Default :lights_type: NECB_Default :nv_delta_temp_in_out: NECB_Default :nv_opening_fraction: NECB_Default :nv_temp_out_min: NECB_Default :nv_type: NECB_Default :oa_scale: NECB_Default :occupancy_loads_scale: NECB_Default :output_meters: [] :output_variables: [] :overhead_door_cond: NECB_Default :primary_heating_fuel: NaturalGas :pv_ground_azimuth_angle: NECB_Default :pv_ground_module_description: NECB_Default :pv_ground_tilt_angle: NECB_Default :pv_ground_total_area_pv_panels_m2: NECB_Default :pv_ground_type: NECB_Default :rotation_degrees: NECB_Default :run_annual_simulation: true :s3_bucket: '834599497928' :scale_x: NECB_Default :scale_y: NECB_Default :scale_z: NECB_Default :shw_eff: NECB_Default :skylight_cond: NECB_Default :skylight_solar_trans: NECB_Default :srr_set: NECB_Default :template: BTAP1980TO2010 | reference | reference | d7a4cf5b-3f1b-4118-a87f-ea43dd29b969 | BTAP1980TO2010 | SecondarySchool | NaturalGas | Natural Gas | CAN_AB_Edmonton.Intl.AP.711230_CWEC2016.epw | parametric |  | NECB_Default | NECB_Default | NECB_Default | NECB_Default | NECB_Default | NECB_Default | NECB_Default | NECB_Default | NECB_Default | NECB_Default | NECB_Default | NECB_Default | NECB_Default | NECB_Default | NECB_Default | NECB_Default | NECB_Default | NECB_Default | NECB_Default | NECB_Default | NECB_Default | NECB_Default | NECB_Default | NECB_Default | NECB_Default | NECB_Default | NECB_Default | NECB_Default | NECB_Default | NECB_Default | NECB_Default | NECB_Default | NECB_Default | NECB_Default | NECB_Default | NECB_Default | NECB_Default | NECB_Default | NECB_Default | NECB_Default | NECB_Default | NECB_Default | NECB_Default | NECB_Default | NECB_Default | aws_batch | 834599497928 | btap_private_cli |  | TRUE | TRUE |  |  | 295.6472 | 23.0025 | 268.8246 | 455.455 | 19592 | 17870 | 35 | SecondarySchool |  |  | 1.1 | SecondarySchool | 2 |  | 2 | BTAP1980TO2010 | 0.18768 | 95216 | 0.92512 | 30.0607 | 76.0525 | 7.8584 | 293.1593 | 178.2626 | EDMONTON | ALBERTA | 73.1691 | 74.7892 | 0 | 147.9583 | 6.9349 | 5.3355 | 0 | 12.2705 | 0 | 0.016606 | 0 | 0 | 0.33341 | 0.13758 | 0 | 1.3549 | 0.035323 | 0.14054 | 1.4821 | 0.0033585 | 1.8155 | 0.12716 | 44.2195 | 303.8235 | 35 | 0.678 | [5 empty] | 0.227 | 0.346 | 2.95 | 2.95 | 1.1 | Edmonton Intl AP | CAN | 23 | 5588 | 53.31 | -113.579 | 7a | 5120 | AB | CAN_AB_Edmonton.Intl.AP.711230_CWEC2016.epw | 1.8155 | 23.0025 | 295.6472 | 11.2321 | 16.212 | TRUE | FALSE | FALSE | FALSE | 12.509 | 19.4032 | 0 | 0 | 0 | 0 | 2491.39 | 3977.9874 | 22.542 | 0.0056667 | 8239.09 | 0 | 1.8155 | 867.17 | 861.33 | 33.67 | 32.33 |  | https://s3.console.aws.amazon.com/s3/buckets/834599497928?region=ca-central-1&prefix=phylroy.lopez/reference/reference/output/d7a4cf5b-3f1b-4118-a87f-ea43dd29b969/ | 1.0.002
696 |  | TRUE | 419 | 768 | 0 | 1078.668 |  |  |  | 0.1 | 2021-09-22 20:11:53 +0000 | 438c2ebff | 0.2.14 | :adv_dx_units: NECB_Default :airloop_economizer_type: NECB_Default :algorithm_type: parametric :analysis_id: reference :analysis_name: reference :boiler_eff: NECB_Default :btap_batch_version: 1.0.002 :building_type: SecondarySchool :chiller_type: NECB_Default :compute_environment: aws_batch :datapoint_id: f20df98a-34f6-4585-9872-ea97ec2b8bfb :daylighting_type: NECB_Default :dcv_type: NECB_Default :door_construction_cond: NECB_Default :ecm_system_name: NECB_Default :electrical_loads_scale: NECB_Default :enable_costing: true :epw_file: CAN_AB_Calgary.Intl.AP.718770_CWEC2016.epw :erv_package: NECB_Default :ext_floor_cond: NECB_Default :ext_roof_cond: NECB_Default :ext_wall_cond: NECB_Default :fdwr_set: NECB_Default :fixed_wind_solar_trans: NECB_Default :fixed_window_cond: NECB_Default :furnace_eff: NECB_Default :glass_door_cond: NECB_Default :glass_door_solar_trans: NECB_Default :ground_floor_cond: NECB_Default :ground_roof_cond: NECB_Default :ground_wall_cond: NECB_Default :image_name: btap_private_cli :infiltration_scale: NECB_Default :lights_scale: NECB_Default :lights_type: NECB_Default :nv_delta_temp_in_out: NECB_Default :nv_opening_fraction: NECB_Default :nv_temp_out_min: NECB_Default :nv_type: NECB_Default :oa_scale: NECB_Default :occupancy_loads_scale: NECB_Default :output_meters: [] :output_variables: [] :overhead_door_cond: NECB_Default :primary_heating_fuel: NaturalGas :pv_ground_azimuth_angle: NECB_Default :pv_ground_module_description: NECB_Default :pv_ground_tilt_angle: NECB_Default :pv_ground_total_area_pv_panels_m2: NECB_Default :pv_ground_type: NECB_Default :rotation_degrees: NECB_Default :run_annual_simulation: true :s3_bucket: '834599497928' :scale_x: NECB_Default :scale_y: NECB_Default :scale_z: NECB_Default :shw_eff: NECB_Default :skylight_cond: NECB_Default :skylight_solar_trans: NECB_Default :srr_set: NECB_Default :template: NECB2015 | reference | reference | f20df98a-34f6-4585-9872-ea97ec2b8bfb | NECB2015 | SecondarySchool | NaturalGas | Natural Gas | CAN_AB_Calgary.Intl.AP.718770_CWEC2016.epw | parametric |  | NECB_Default | NECB_Default | NECB_Default | NECB_Default | NECB_Default | NECB_Default | NECB_Default | NECB_Default | NECB_Default | NECB_Default | NECB_Default | NECB_Default | NECB_Default | NECB_Default | NECB_Default | NECB_Default | NECB_Default | NECB_Default | NECB_Default | NECB_Default | NECB_Default | NECB_Default | NECB_Default | NECB_Default | NECB_Default | NECB_Default | NECB_Default | NECB_Default | NECB_Default | NECB_Default | NECB_Default | NECB_Default | NECB_Default | NECB_Default | NECB_Default | NECB_Default | NECB_Default | NECB_Default | NECB_Default | NECB_Default | NECB_Default | NECB_Default | NECB_Default | NECB_Default | NECB_Default | aws_batch | 834599497928 | btap_private_cli |  | TRUE | TRUE |  |  | 206.6363 | 26.3344 | 153.7565 | 293.3138 | 19592 | 17870 | 33.3 | SecondarySchool |  |  | 5 | SecondarySchool | 2 |  | 2 | NECB2015 | 0.18768 | 95216 | 141.4768 | 23.2695 | 74.7631 | 7.849 | 435.9483 | 188.5899 | CALGARY | ALBERTA | 71.0459 | 45.6339 | 0 | 116.6798 | 6.7337 | 3.2556 | 0 | 9.9892 | 0 | 0.025368 | 0 | 0 | 0.32373 | 0.12312 | 0 | 0.78345 | 0.035421 | 0.13671 | 0.90433 | 0.0031202 | 1.2281 | 0.12087 | 46.7931 | 212.7969 | 33.3 | 0.757 | [5 empty] | 0.162 | 0.21 | 2.2 | 2.2 | 5 | Calgary Intl AP | CAN | 64 | 4781 | 51.114 | -114.02 | 7a | 5000 | AB | CAN_AB_Calgary.Intl.AP.718770_CWEC2016.epw | 1.2281 | 26.3344 | 206.6363 | 11.0464 | 17.9632 | TRUE | FALSE | FALSE | FALSE | 13.6644 | 17.5908 | 0 | 0 | 0 | 0 | 2368.16 | 3977.9111 | 22.3732 | 0.0056244 | 8177.42 | 0 | 1.2281 | 542.17 | 526.83 | 38.17 | 38.17 |  | https://s3.console.aws.amazon.com/s3/buckets/834599497928?region=ca-central-1&prefix=phylroy.lopez/reference/reference/output/f20df98a-34f6-4585-9872-ea97ec2b8bfb/ | 1.0.002
697 |  | TRUE | 381 | 720 | 0 | 1081.3181 |  |  |  | 0.1 | 2021-09-22 20:11:29 +0000 | 438c2ebff | 0.2.14 | :adv_dx_units: NECB_Default :airloop_economizer_type: NECB_Default :algorithm_type: parametric :analysis_id: reference :analysis_name: reference :boiler_eff: NECB_Default :btap_batch_version: 1.0.002 :building_type: SecondarySchool :chiller_type: NECB_Default :compute_environment: aws_batch :datapoint_id: 6add275c-dee3-4623-852f-d6eb39d6cbdb :daylighting_type: NECB_Default :dcv_type: NECB_Default :door_construction_cond: NECB_Default :ecm_system_name: NECB_Default :electrical_loads_scale: NECB_Default :enable_costing: true :epw_file: CAN_BC_Vancouver.Intl.AP.718920_CWEC2016.epw :erv_package: NECB_Default :ext_floor_cond: NECB_Default :ext_roof_cond: NECB_Default :ext_wall_cond: NECB_Default :fdwr_set: NECB_Default :fixed_wind_solar_trans: NECB_Default :fixed_window_cond: NECB_Default :furnace_eff: NECB_Default :glass_door_cond: NECB_Default :glass_door_solar_trans: NECB_Default :ground_floor_cond: NECB_Default :ground_roof_cond: NECB_Default :ground_wall_cond: NECB_Default :image_name: btap_private_cli :infiltration_scale: NECB_Default :lights_scale: NECB_Default :lights_type: NECB_Default :nv_delta_temp_in_out: NECB_Default :nv_opening_fraction: NECB_Default :nv_temp_out_min: NECB_Default :nv_type: NECB_Default :oa_scale: NECB_Default :occupancy_loads_scale: NECB_Default :output_meters: [] :output_variables: [] :overhead_door_cond: NECB_Default :primary_heating_fuel: Electricity :pv_ground_azimuth_angle: NECB_Default :pv_ground_module_description: NECB_Default :pv_ground_tilt_angle: NECB_Default :pv_ground_total_area_pv_panels_m2: NECB_Default :pv_ground_type: NECB_Default :rotation_degrees: NECB_Default :run_annual_simulation: true :s3_bucket: '834599497928' :scale_x: NECB_Default :scale_y: NECB_Default :scale_z: NECB_Default :shw_eff: NECB_Default :skylight_cond: NECB_Default :skylight_solar_trans: NECB_Default :srr_set: NECB_Default :template: BTAP1980TO2010 | reference | reference | 6add275c-dee3-4623-852f-d6eb39d6cbdb | BTAP1980TO2010 | SecondarySchool | Electricity | Electricity | CAN_BC_Vancouver.Intl.AP.718920_CWEC2016.epw | parametric |  | NECB_Default | NECB_Default | NECB_Default | NECB_Default | NECB_Default | NECB_Default | NECB_Default | NECB_Default | NECB_Default | NECB_Default | NECB_Default | NECB_Default | NECB_Default | NECB_Default | NECB_Default | NECB_Default | NECB_Default | NECB_Default | NECB_Default | NECB_Default | NECB_Default | NECB_Default | NECB_Default | NECB_Default | NECB_Default | NECB_Default | NECB_Default | NECB_Default | NECB_Default | NECB_Default | NECB_Default | NECB_Default | NECB_Default | NECB_Default | NECB_Default | NECB_Default | NECB_Default | NECB_Default | NECB_Default | NECB_Default | NECB_Default | NECB_Default | NECB_Default | NECB_Default | NECB_Default | aws_batch | 834599497928 | btap_private_cli |  | TRUE | TRUE |  |  | 115.5199 | 19.0316 | 156.3027 | 219.2045 | 19592 | 17870 | 35 | SecondarySchool |  |  | 1.1 | SecondarySchool | 2 |  | 2 | BTAP1980TO2010 | 0.18768 | 95216 | 0.97757 | 9.9357 | 67.9279 | 8.0948 | 279.3754 | 192.4394 | VANCOUVER | BRITISH COLUMBIA | 2.7348 | 0 | 0 | 2.7348 | 27.3096 | 0 | 0 | 27.3096 | 0 | 0.012662 | 0 | 0 | 0.965 | 0.13337 | 0 | 0.56269 | 0.035323 | 0.14054 | 0 | 0.0031258 | 0.965 | 0.077288 | 138.4944 | 0 | 35 | 0.678 | [5 empty] | 0.363 | 0.568 | 4.09 | 4.09 | 1.1 | Vancouver Intl AP | CAN | 42 | 2797 | 49.195 | -123.184 | 4 | 2800 | BC | CAN_BC_Vancouver.Intl.AP.718920_CWEC2016.epw | 0.965 | 19.0316 | 115.5199 | 11.0483 | 19.8676 | TRUE | FALSE | FALSE | FALSE | 11.1163 | 10.9649 | 0 | 4.1429 | 0.0010415 | 1514.23 | 0 | 3977.9874 | 22.542 | 0.0056667 | 8239.09 | 0 | 0.965 | 988.5 | 985 | 7.83 | 7.83 |  | https://s3.console.aws.amazon.com/s3/buckets/834599497928?region=ca-central-1&prefix=phylroy.lopez/reference/reference/output/6add275c-dee3-4623-852f-d6eb39d6cbdb/ | 1.0.002
698 |  | TRUE | 460 | 768 | 0 | 1079.3747 |  |  |  | 0.1 | 2021-09-22 20:11:56 +0000 | 438c2ebff | 0.2.14 | :adv_dx_units: NECB_Default :airloop_economizer_type: NECB_Default :algorithm_type: parametric :analysis_id: reference :analysis_name: reference :boiler_eff: NECB_Default :btap_batch_version: 1.0.002 :building_type: SecondarySchool :chiller_type: NECB_Default :compute_environment: aws_batch :datapoint_id: c1c8263d-4016-4fd5-aef3-7ecd761e7266 :daylighting_type: NECB_Default :dcv_type: NECB_Default :door_construction_cond: NECB_Default :ecm_system_name: NECB_Default :electrical_loads_scale: NECB_Default :enable_costing: true :epw_file: CAN_NS_Halifax.Dockyard.713280_CWEC2016.epw :erv_package: NECB_Default :ext_floor_cond: NECB_Default :ext_roof_cond: NECB_Default :ext_wall_cond: NECB_Default :fdwr_set: NECB_Default :fixed_wind_solar_trans: NECB_Default :fixed_window_cond: NECB_Default :furnace_eff: NECB_Default :glass_door_cond: NECB_Default :glass_door_solar_trans: NECB_Default :ground_floor_cond: NECB_Default :ground_roof_cond: NECB_Default :ground_wall_cond: NECB_Default :image_name: btap_private_cli :infiltration_scale: NECB_Default :lights_scale: NECB_Default :lights_type: NECB_Default :nv_delta_temp_in_out: NECB_Default :nv_opening_fraction: NECB_Default :nv_temp_out_min: NECB_Default :nv_type: NECB_Default :oa_scale: NECB_Default :occupancy_loads_scale: NECB_Default :output_meters: [] :output_variables: [] :overhead_door_cond: NECB_Default :primary_heating_fuel: Electricity :pv_ground_azimuth_angle: NECB_Default :pv_ground_module_description: NECB_Default :pv_ground_tilt_angle: NECB_Default :pv_ground_total_area_pv_panels_m2: NECB_Default :pv_ground_type: NECB_Default :rotation_degrees: NECB_Default :run_annual_simulation: true :s3_bucket: '834599497928' :scale_x: NECB_Default :scale_y: NECB_Default :scale_z: NECB_Default :shw_eff: NECB_Default :skylight_cond: NECB_Default :skylight_solar_trans: NECB_Default :srr_set: NECB_Default :template: NECB2017 | reference | reference | c1c8263d-4016-4fd5-aef3-7ecd761e7266 | NECB2017 | SecondarySchool | Electricity | Electricity | CAN_NS_Halifax.Dockyard.713280_CWEC2016.epw | parametric |  | NECB_Default | NECB_Default | NECB_Default | NECB_Default | NECB_Default | NECB_Default | NECB_Default | NECB_Default | NECB_Default | NECB_Default | NECB_Default | NECB_Default | NECB_Default | NECB_Default | NECB_Default | NECB_Default | NECB_Default | NECB_Default | NECB_Default | NECB_Default | NECB_Default | NECB_Default | NECB_Default | NECB_Default | NECB_Default | NECB_Default | NECB_Default | NECB_Default | NECB_Default | NECB_Default | NECB_Default | NECB_Default | NECB_Default | NECB_Default | NECB_Default | NECB_Default | NECB_Default | NECB_Default | NECB_Default | NECB_Default | NECB_Default | NECB_Default | NECB_Default | NECB_Default | NECB_Default | aws_batch | 834599497928 | btap_private_cli |  | TRUE | TRUE |  |  | 65.5708 | 19.0092 | 61.9163 | 119.6902 | 19592 | 17870 | 40 | SecondarySchool |  |  | 2 | SecondarySchool | 2 |  | 2 | NECB2017 | 0.18768 | 95216 | 130.774 | 7.6932 | 66.1841 | 8.0864 | 432.5392 | 219.8015 | HALIFAX | NOVA SCOTIA | 122.5477 | 0 | 0 | 122.5477 | 24.0339 | 0 | 0 | 24.0339 | 0 | 0.020418 | 0 | 0 | 0.60432 | 0.10401 | 0.02893 | 0.2229 | 0.035421 | 0.10909 | 0 | 0.0030232 | 0.60432 | 0.080536 | 86.7005 | 0 | 40 | 0.757 | [5 empty] | 0.156 | 0.247 | 1.9 | 1.9 | 2 | Halifax Dockyard | CAN | 112 | 3647 | 44.655 | -63.577 | 6 | 4000 | NS | CAN_NS_Halifax.Dockyard.713280_CWEC2016.epw | 0.60432 | 19.0092 | 65.5708 | 12.3035 | 17.9615 | TRUE | FALSE | FALSE | FALSE | 9.1315 | 10.0723 | 0 | 4.317 | 0.0010852 | 1577.87 | 0 | 3977.9111 | 22.3732 | 0.0056244 | 8177.42 | 0 | 0.60432 | 148.33 | 136.33 | 15.33 | 15.33 |  | https://s3.console.aws.amazon.com/s3/buckets/834599497928?region=ca-central-1&prefix=phylroy.lopez/reference/reference/output/c1c8263d-4016-4fd5-aef3-7ecd761e7266/ | 1.0.002
699 |  | TRUE | 468 | 768 | 0 | 1080.5721 |  |  |  | 0.1 | 2021-09-22 20:11:28 +0000 | 438c2ebff | 0.2.14 | :adv_dx_units: NECB_Default :airloop_economizer_type: NECB_Default :algorithm_type: parametric :analysis_id: reference :analysis_name: reference :boiler_eff: NECB_Default :btap_batch_version: 1.0.002 :building_type: SecondarySchool :chiller_type: NECB_Default :compute_environment: aws_batch :datapoint_id: 0cfae8f7-ad25-417b-8329-4d03e65e6471 :daylighting_type: NECB_Default :dcv_type: NECB_Default :door_construction_cond: NECB_Default :ecm_system_name: NECB_Default :electrical_loads_scale: NECB_Default :enable_costing: true :epw_file: CAN_QC_Montreal-Trudeau.Intl.AP.716270_CWEC2016.epw :erv_package: NECB_Default :ext_floor_cond: NECB_Default :ext_roof_cond: NECB_Default :ext_wall_cond: NECB_Default :fdwr_set: NECB_Default :fixed_wind_solar_trans: NECB_Default :fixed_window_cond: NECB_Default :furnace_eff: NECB_Default :glass_door_cond: NECB_Default :glass_door_solar_trans: NECB_Default :ground_floor_cond: NECB_Default :ground_roof_cond: NECB_Default :ground_wall_cond: NECB_Default :image_name: btap_private_cli :infiltration_scale: NECB_Default :lights_scale: NECB_Default :lights_type: NECB_Default :nv_delta_temp_in_out: NECB_Default :nv_opening_fraction: NECB_Default :nv_temp_out_min: NECB_Default :nv_type: NECB_Default :oa_scale: NECB_Default :occupancy_loads_scale: NECB_Default :output_meters: [] :output_variables: [] :overhead_door_cond: NECB_Default :primary_heating_fuel: Electricity :pv_ground_azimuth_angle: NECB_Default :pv_ground_module_description: NECB_Default :pv_ground_tilt_angle: NECB_Default :pv_ground_total_area_pv_panels_m2: NECB_Default :pv_ground_type: NECB_Default :rotation_degrees: NECB_Default :run_annual_simulation: true :s3_bucket: '834599497928' :scale_x: NECB_Default :scale_y: NECB_Default :scale_z: NECB_Default :shw_eff: NECB_Default :skylight_cond: NECB_Default :skylight_solar_trans: NECB_Default :srr_set: NECB_Default :template: NECB2017 | reference | reference | 0cfae8f7-ad25-417b-8329-4d03e65e6471 | NECB2017 | SecondarySchool | Electricity | Electricity | CAN_QC_Montreal-Trudeau.Intl.AP.716270_CWEC2016.epw | parametric |  | NECB_Default | NECB_Default | NECB_Default | NECB_Default | NECB_Default | NECB_Default | NECB_Default | NECB_Default | NECB_Default | NECB_Default | NECB_Default | NECB_Default | NECB_Default | NECB_Default | NECB_Default | NECB_Default | NECB_Default | NECB_Default | NECB_Default | NECB_Default | NECB_Default | NECB_Default | NECB_Default | NECB_Default | NECB_Default | NECB_Default | NECB_Default | NECB_Default | NECB_Default | NECB_Default | NECB_Default | NECB_Default | NECB_Default | NECB_Default | NECB_Default | NECB_Default | NECB_Default | NECB_Default | NECB_Default | NECB_Default | NECB_Default | NECB_Default | NECB_Default | NECB_Default | NECB_Default | aws_batch | 834599497928 | btap_private_cli |  | TRUE | TRUE |  |  | 179.8291 | 30.4147 | 78.1793 | 143.3892 | 19592 | 17870 | 37.3 | SecondarySchool |  |  | 2 | SecondarySchool | 2 |  | 2 | NECB2017 | 0.18768 | 95216 | 139.2844 | 8.3483 | 62.2906 | 8.0847 | 446.8615 | 228.8535 | MONTREAL | QUEBEC | 0.26837 | 0 | 0 | 0.26837 | 17.0923 | 0 | 0 | 17.0923 | 0 | 0.045685 | 0 | 0 | 0.6906 | 0.10436 | 0.029892 | 0.28145 | 0.035421 | 0.10909 | 0 | 0.0030232 | 0.6906 | 0.081683 | 199.3211 | 0 | 37.3 | 0.757 | [5 empty] | 0.156 | 0.247 | 1.9 | 1.9 | 2 | Montreal-Trudeau Intl AP | CAN | 323 | 4090 | 45.471 | -73.741 | 6 | 4400 | QC | CAN_QC_Montreal-Trudeau.Intl.AP.716270_CWEC2016.epw | 0.6906 | 30.4147 | 179.8291 | 13.0892 | 18.5707 | TRUE | FALSE | FALSE | FALSE | 14.5411 | 16.6498 | 0 | 4.3785 | 0.0011007 | 1600.34 | 0 | 3977.9111 | 22.3732 | 0.0056244 | 8177.42 | 0 | 0.6906 | 193.5 | 167.17 | 17.67 | 17.67 |  | https://s3.console.aws.amazon.com/s3/buckets/834599497928?region=ca-central-1&prefix=phylroy.lopez/reference/reference/output/0cfae8f7-ad25-417b-8329-4d03e65e6471/ | 1.0.002
700 |  | TRUE | 430 | 768 | 0 | 1080.5473 |  |  |  | 0.1 | 2021-09-22 20:11:31 +0000 | 438c2ebff | 0.2.14 | :adv_dx_units: NECB_Default :airloop_economizer_type: NECB_Default :algorithm_type: parametric :analysis_id: reference :analysis_name: reference :boiler_eff: NECB_Default :btap_batch_version: 1.0.002 :building_type: SecondarySchool :chiller_type: NECB_Default :compute_environment: aws_batch :datapoint_id: e297fb8d-14ea-4d6d-813f-4c520a54e5ca :daylighting_type: NECB_Default :dcv_type: NECB_Default :door_construction_cond: NECB_Default :ecm_system_name: NECB_Default :electrical_loads_scale: NECB_Default :enable_costing: true :epw_file: CAN_BC_Vancouver.Intl.AP.718920_CWEC2016.epw :erv_package: NECB_Default :ext_floor_cond: NECB_Default :ext_roof_cond: NECB_Default :ext_wall_cond: NECB_Default :fdwr_set: NECB_Default :fixed_wind_solar_trans: NECB_Default :fixed_window_cond: NECB_Default :furnace_eff: NECB_Default :glass_door_cond: NECB_Default :glass_door_solar_trans: NECB_Default :ground_floor_cond: NECB_Default :ground_roof_cond: NECB_Default :ground_wall_cond: NECB_Default :image_name: btap_private_cli :infiltration_scale: NECB_Default :lights_scale: NECB_Default :lights_type: NECB_Default :nv_delta_temp_in_out: NECB_Default :nv_opening_fraction: NECB_Default :nv_temp_out_min: NECB_Default :nv_type: NECB_Default :oa_scale: NECB_Default :occupancy_loads_scale: NECB_Default :output_meters: [] :output_variables: [] :overhead_door_cond: NECB_Default :primary_heating_fuel: Electricity :pv_ground_azimuth_angle: NECB_Default :pv_ground_module_description: NECB_Default :pv_ground_tilt_angle: NECB_Default :pv_ground_total_area_pv_panels_m2: NECB_Default :pv_ground_type: NECB_Default :rotation_degrees: NECB_Default :run_annual_simulation: true :s3_bucket: '834599497928' :scale_x: NECB_Default :scale_y: NECB_Default :scale_z: NECB_Default :shw_eff: NECB_Default :skylight_cond: NECB_Default :skylight_solar_trans: NECB_Default :srr_set: NECB_Default :template: NECB2017 | reference | reference | e297fb8d-14ea-4d6d-813f-4c520a54e5ca | NECB2017 | SecondarySchool | Electricity | Electricity | CAN_BC_Vancouver.Intl.AP.718920_CWEC2016.epw | parametric |  | NECB_Default | NECB_Default | NECB_Default | NECB_Default | NECB_Default | NECB_Default | NECB_Default | NECB_Default | NECB_Default | NECB_Default | NECB_Default | NECB_Default | NECB_Default | NECB_Default | NECB_Default | NECB_Default | NECB_Default | NECB_Default | NECB_Default | NECB_Default | NECB_Default | NECB_Default | NECB_Default | NECB_Default | NECB_Default | NECB_Default | NECB_Default | NECB_Default | NECB_Default | NECB_Default | NECB_Default | NECB_Default | NECB_Default | NECB_Default | NECB_Default | NECB_Default | NECB_Default | NECB_Default | NECB_Default | NECB_Default | NECB_Default | NECB_Default | NECB_Default | NECB_Default | NECB_Default | aws_batch | 834599497928 | btap_private_cli |  | TRUE | TRUE |  |  | 49.091 | 17.836 | 46.5594 | 102.3658 | 19592 | 17870 | 40 | SecondarySchool |  |  | 2 | SecondarySchool | 2 |  | 2 | NECB2017 | 0.18768 | 95216 | 131.0431 | 6.8667 | 60.6781 | 8.0948 | 416.6024 | 209.9198 | VANCOUVER | BRITISH COLUMBIA | 1.5302 | 0 | 0 | 1.5302 | 15.2804 | 0 | 0 | 15.2804 | 0 | 0.015942 | 0 | 0 | 0.53994 | 0.10515 | 0.026919 | 0.16761 | 0.035421 | 0.10909 | 0 | 0.0030232 | 0.53994 | 0.076784 | 73.9113 | 0 | 40 | 0.757 | [5 empty] | 0.193 | 0.315 | 2.1 | 2.1 | 2 | Vancouver Intl AP | CAN | 42 | 2797 | 49.195 | -123.184 | 4 | 2800 | BC | CAN_BC_Vancouver.Intl.AP.718920_CWEC2016.epw | 0.53994 | 17.836 | 49.091 | 11.0483 | 19.8676 | TRUE | FALSE | FALSE | FALSE | 11.1168 | 10.9665 | 0 | 4.1159 | 0.0010347 | 1504.35 | 0 | 3977.9111 | 22.3732 | 0.0056244 | 8177.42 | 0 | 0.53994 | 173 | 161.83 | 23 | 22.83 |  | https://s3.console.aws.amazon.com/s3/buckets/834599497928?region=ca-central-1&prefix=phylroy.lopez/reference/reference/output/e297fb8d-14ea-4d6d-813f-4c520a54e5ca/ | 1.0.002
701 |  | TRUE | 415 | 768 | 0 | 1081.3774 |  |  |  | 0.1 | 2021-09-22 20:11:55 +0000 | 438c2ebff | 0.2.14 | :adv_dx_units: NECB_Default :airloop_economizer_type: NECB_Default :algorithm_type: parametric :analysis_id: reference :analysis_name: reference :boiler_eff: NECB_Default :btap_batch_version: 1.0.002 :building_type: SecondarySchool :chiller_type: NECB_Default :compute_environment: aws_batch :datapoint_id: a21e19c8-8ab8-4839-9a0b-702b9ed7682a :daylighting_type: NECB_Default :dcv_type: NECB_Default :door_construction_cond: NECB_Default :ecm_system_name: NECB_Default :electrical_loads_scale: NECB_Default :enable_costing: true :epw_file: CAN_YT_Whitehorse.Intl.AP.719640_CWEC2016.epw :erv_package: NECB_Default :ext_floor_cond: NECB_Default :ext_roof_cond: NECB_Default :ext_wall_cond: NECB_Default :fdwr_set: NECB_Default :fixed_wind_solar_trans: NECB_Default :fixed_window_cond: NECB_Default :furnace_eff: NECB_Default :glass_door_cond: NECB_Default :glass_door_solar_trans: NECB_Default :ground_floor_cond: NECB_Default :ground_roof_cond: NECB_Default :ground_wall_cond: NECB_Default :image_name: btap_private_cli :infiltration_scale: NECB_Default :lights_scale: NECB_Default :lights_type: NECB_Default :nv_delta_temp_in_out: NECB_Default :nv_opening_fraction: NECB_Default :nv_temp_out_min: NECB_Default :nv_type: NECB_Default :oa_scale: NECB_Default :occupancy_loads_scale: NECB_Default :output_meters: [] :output_variables: [] :overhead_door_cond: NECB_Default :primary_heating_fuel: NaturalGas :pv_ground_azimuth_angle: NECB_Default :pv_ground_module_description: NECB_Default :pv_ground_tilt_angle: NECB_Default :pv_ground_total_area_pv_panels_m2: NECB_Default :pv_ground_type: NECB_Default :rotation_degrees: NECB_Default :run_annual_simulation: true :s3_bucket: '834599497928' :scale_x: NECB_Default :scale_y: NECB_Default :scale_z: NECB_Default :shw_eff: NECB_Default :skylight_cond: NECB_Default :skylight_solar_trans: NECB_Default :srr_set: NECB_Default :template: NECB2015 | reference | reference | a21e19c8-8ab8-4839-9a0b-702b9ed7682a | NECB2015 | SecondarySchool | NaturalGas | Natural Gas | CAN_YT_Whitehorse.Intl.AP.719640_CWEC2016.epw | parametric |  | NECB_Default | NECB_Default | NECB_Default | NECB_Default | NECB_Default | NECB_Default | NECB_Default | NECB_Default | NECB_Default | NECB_Default | NECB_Default | NECB_Default | NECB_Default | NECB_Default | NECB_Default | NECB_Default | NECB_Default | NECB_Default | NECB_Default | NECB_Default | NECB_Default | NECB_Default | NECB_Default | NECB_Default | NECB_Default | NECB_Default | NECB_Default | NECB_Default | NECB_Default | NECB_Default | NECB_Default | NECB_Default | NECB_Default | NECB_Default | NECB_Default | NECB_Default | NECB_Default | NECB_Default | NECB_Default | NECB_Default | NECB_Default | NECB_Default | NECB_Default | NECB_Default | NECB_Default | aws_batch | 834599497928 | btap_private_cli |  | TRUE | TRUE |  |  | 272.1704 | 18.076 | 240.6534 | 404.3579 | 19592 | 17870 | 22.8 | SecondarySchool |  |  | 5 | SecondarySchool | 2 |  | 2 | NECB2015 | 0.18768 | 95216 | 110.3663 | 22.5891 | 68.3912 | 7.4696 | 368.4319 | 159.6157 | WHITEHORSE | YUKON | 4.4551 | 66.7477 | 0 | 71.2029 | 10.2029 | 12.1663 | 0 | 22.3692 | 0 | 0.0066139 | 0 | 0 | 0.28644 | 0.10455 | 0 | 1.2097 | 0.035421 | 0.13671 | 1.3414 | 0.0031426 | 1.6278 | 0.13165 | 37.4699 | 276.6482 | 22.8 | 0.757 | [5 empty] | 0.162 | 0.21 | 2.2 | 2.2 | 5 | Whitehorse Intl AP | CAN | 5 | 6491 | 60.709 | -135.069 | 7b | 6580 | YT | CAN_YT_Whitehorse.Intl.AP.719640_CWEC2016.epw | 1.6278 | 18.076 | 272.1704 | 13.5189 | 12.5779 | TRUE | FALSE | FALSE | FALSE | 8.6771 | 20.6988 | 0 | 0 | 0 | 0 | 2579.22 | 3977.9111 | 22.3732 | 0.0056244 | 8177.42 | 0 | 1.6278 | 173.17 | 157.17 | 51.33 | 51.33 |  | https://s3.console.aws.amazon.com/s3/buckets/834599497928?region=ca-central-1&prefix=phylroy.lopez/reference/reference/output/a21e19c8-8ab8-4839-9a0b-702b9ed7682a/ | 1.0.002
702 |  | TRUE | 461 | 768 | 0 | 1081.2633 |  |  |  | 0.1 | 2021-09-22 20:11:25 +0000 | 438c2ebff | 0.2.14 | :adv_dx_units: NECB_Default :airloop_economizer_type: NECB_Default :algorithm_type: parametric :analysis_id: reference :analysis_name: reference :boiler_eff: NECB_Default :btap_batch_version: 1.0.002 :building_type: SecondarySchool :chiller_type: NECB_Default :compute_environment: aws_batch :datapoint_id: 803d70cb-9b2f-4b7f-9ef8-6e3c5fb95fad :daylighting_type: NECB_Default :dcv_type: NECB_Default :door_construction_cond: NECB_Default :ecm_system_name: NECB_Default :electrical_loads_scale: NECB_Default :enable_costing: true :epw_file: CAN_AB_Calgary.Intl.AP.718770_CWEC2016.epw :erv_package: NECB_Default :ext_floor_cond: NECB_Default :ext_roof_cond: NECB_Default :ext_wall_cond: NECB_Default :fdwr_set: NECB_Default :fixed_wind_solar_trans: NECB_Default :fixed_window_cond: NECB_Default :furnace_eff: NECB_Default :glass_door_cond: NECB_Default :glass_door_solar_trans: NECB_Default :ground_floor_cond: NECB_Default :ground_roof_cond: NECB_Default :ground_wall_cond: NECB_Default :image_name: btap_private_cli :infiltration_scale: NECB_Default :lights_scale: NECB_Default :lights_type: NECB_Default :nv_delta_temp_in_out: NECB_Default :nv_opening_fraction: NECB_Default :nv_temp_out_min: NECB_Default :nv_type: NECB_Default :oa_scale: NECB_Default :occupancy_loads_scale: NECB_Default :output_meters: [] :output_variables: [] :overhead_door_cond: NECB_Default :primary_heating_fuel: NaturalGas :pv_ground_azimuth_angle: NECB_Default :pv_ground_module_description: NECB_Default :pv_ground_tilt_angle: NECB_Default :pv_ground_total_area_pv_panels_m2: NECB_Default :pv_ground_type: NECB_Default :rotation_degrees: NECB_Default :run_annual_simulation: true :s3_bucket: '834599497928' :scale_x: NECB_Default :scale_y: NECB_Default :scale_z: NECB_Default :shw_eff: NECB_Default :skylight_cond: NECB_Default :skylight_solar_trans: NECB_Default :srr_set: NECB_Default :template: NECB2017 | reference | reference | 803d70cb-9b2f-4b7f-9ef8-6e3c5fb95fad | NECB2017 | SecondarySchool | NaturalGas | Natural Gas | CAN_AB_Calgary.Intl.AP.718770_CWEC2016.epw | parametric |  | NECB_Default | NECB_Default | NECB_Default | NECB_Default | NECB_Default | NECB_Default | NECB_Default | NECB_Default | NECB_Default | NECB_Default | NECB_Default | NECB_Default | NECB_Default | NECB_Default | NECB_Default | NECB_Default | NECB_Default | NECB_Default | NECB_Default | NECB_Default | NECB_Default | NECB_Default | NECB_Default | NECB_Default | NECB_Default | NECB_Default | NECB_Default | NECB_Default | NECB_Default | NECB_Default | NECB_Default | NECB_Default | NECB_Default | NECB_Default | NECB_Default | NECB_Default | NECB_Default | NECB_Default | NECB_Default | NECB_Default | NECB_Default | NECB_Default | NECB_Default | NECB_Default | NECB_Default | aws_batch | 834599497928 | btap_private_cli |  | TRUE | TRUE |  |  | 120.6945 | 20.2216 | 69.1561 | 173.7829 | 19592 | 17870 | 33.3 | SecondarySchool |  |  | 2 | SecondarySchool | 2 |  | 2 | NECB2017 | 0.18768 | 95216 | 144.0581 | 23.3634 | 65.3597 | 7.849 | 431.9652 | 191.335 | CALGARY | ALBERTA | 66.4464 | 24.9619 | 0 | 91.4083 | 6.2977 | 1.7808 | 0 | 8.0785 | 0 | 0.020109 | 0 | 0 | 0.30278 | 0.10774 | 0.02732 | 0.37363 | 0.035421 | 0.10909 | 0.49467 | 0.0030972 | 0.79745 | 0.12104 | 40.1985 | 129.8891 | 33.3 | 0.757 | [5 empty] | 0.138 | 0.21 | 1.9 | 1.9 | 2 | Calgary Intl AP | CAN | 64 | 4781 | 51.114 | -114.02 | 7a | 5000 | AB | CAN_AB_Calgary.Intl.AP.718770_CWEC2016.epw | 0.79745 | 20.2216 | 120.6945 | 11.0464 | 17.9632 | TRUE | FALSE | FALSE | FALSE | 13.6644 | 17.5908 | 0 | 0 | 0 | 0 | 2371.37 | 3977.9111 | 22.3732 | 0.0056244 | 8177.42 | 0 | 0.79745 | 234 | 220.83 | 51.17 | 51.17 |  | https://s3.console.aws.amazon.com/s3/buckets/834599497928?region=ca-central-1&prefix=phylroy.lopez/reference/reference/output/803d70cb-9b2f-4b7f-9ef8-6e3c5fb95fad/ | 1.0.002
703 |  | TRUE | 466 | 768 | 0 | 1082.023 |  |  |  | 0.1 | 2021-09-22 20:11:32 +0000 | 438c2ebff | 0.2.14 | :adv_dx_units: NECB_Default :airloop_economizer_type: NECB_Default :algorithm_type: parametric :analysis_id: reference :analysis_name: reference :boiler_eff: NECB_Default :btap_batch_version: 1.0.002 :building_type: SecondarySchool :chiller_type: NECB_Default :compute_environment: aws_batch :datapoint_id: e980fa53-abb3-4d86-9ea0-a7bd64be5d51 :daylighting_type: NECB_Default :dcv_type: NECB_Default :door_construction_cond: NECB_Default :ecm_system_name: NECB_Default :electrical_loads_scale: NECB_Default :enable_costing: true :epw_file: CAN_AB_Edmonton.Intl.AP.711230_CWEC2016.epw :erv_package: NECB_Default :ext_floor_cond: NECB_Default :ext_roof_cond: NECB_Default :ext_wall_cond: NECB_Default :fdwr_set: NECB_Default :fixed_wind_solar_trans: NECB_Default :fixed_window_cond: NECB_Default :furnace_eff: NECB_Default :glass_door_cond: NECB_Default :glass_door_solar_trans: NECB_Default :ground_floor_cond: NECB_Default :ground_roof_cond: NECB_Default :ground_wall_cond: NECB_Default :image_name: btap_private_cli :infiltration_scale: NECB_Default :lights_scale: NECB_Default :lights_type: NECB_Default :nv_delta_temp_in_out: NECB_Default :nv_opening_fraction: NECB_Default :nv_temp_out_min: NECB_Default :nv_type: NECB_Default :oa_scale: NECB_Default :occupancy_loads_scale: NECB_Default :output_meters: [] :output_variables: [] :overhead_door_cond: NECB_Default :primary_heating_fuel: Electricity :pv_ground_azimuth_angle: NECB_Default :pv_ground_module_description: NECB_Default :pv_ground_tilt_angle: NECB_Default :pv_ground_total_area_pv_panels_m2: NECB_Default :pv_ground_type: NECB_Default :rotation_degrees: NECB_Default :run_annual_simulation: true :s3_bucket: '834599497928' :scale_x: NECB_Default :scale_y: NECB_Default :scale_z: NECB_Default :shw_eff: NECB_Default :skylight_cond: NECB_Default :skylight_solar_trans: NECB_Default :srr_set: NECB_Default :template: NECB2017 | reference | reference | e980fa53-abb3-4d86-9ea0-a7bd64be5d51 | NECB2017 | SecondarySchool | Electricity | Electricity | CAN_AB_Edmonton.Intl.AP.711230_CWEC2016.epw | parametric |  | NECB_Default | NECB_Default | NECB_Default | NECB_Default | NECB_Default | NECB_Default | NECB_Default | NECB_Default | NECB_Default | NECB_Default | NECB_Default | NECB_Default | NECB_Default | NECB_Default | NECB_Default | NECB_Default | NECB_Default | NECB_Default | NECB_Default | NECB_Default | NECB_Default | NECB_Default | NECB_Default | NECB_Default | NECB_Default | NECB_Default | NECB_Default | NECB_Default | NECB_Default | NECB_Default | NECB_Default | NECB_Default | NECB_Default | NECB_Default | NECB_Default | NECB_Default | NECB_Default | NECB_Default | NECB_Default | NECB_Default | NECB_Default | NECB_Default | NECB_Default | NECB_Default | NECB_Default | aws_batch | 834599497928 | btap_private_cli |  | TRUE | TRUE |  |  | 171.3435 | 19.3398 | 92.371 | 151.6286 | 19592 | 17870 | 32.5 | SecondarySchool |  |  | 2 | SecondarySchool | 2 |  | 2 | NECB2017 | 0.18768 | 95216 | 140.8951 | 8.7543 | 67.8345 | 8.1071 | 457.5629 | 231.9719 | EDMONTON | ALBERTA | 157.9541 | 0 | 0 | 157.9541 | 14.9708 | 0 | 0 | 14.9708 | 0 | 0.017071 | 0 | 0 | 0.71975 | 0.10296 | 0.029378 | 0.33254 | 0.035421 | 0.10909 | 0 | 0.0030232 | 0.71975 | 0.090272 | 196.743 | 0 | 32.5 | 0.757 | [5 empty] | 0.138 | 0.21 | 1.9 | 1.9 | 2 | Edmonton Intl AP | CAN | 23 | 5588 | 53.31 | -113.579 | 7a | 5120 | AB | CAN_AB_Edmonton.Intl.AP.711230_CWEC2016.epw | 0.71975 | 19.3398 | 171.3435 | 11.2321 | 16.212 | TRUE | FALSE | FALSE | FALSE | 12.5098 | 19.4048 | 0 | 4.8389 | 0.0012164 | 1768.61 | 0 | 3977.9111 | 22.3732 | 0.0056244 | 8177.42 | 0 | 0.71975 | 140.67 | 130.5 | 25.67 | 25.67 |  | https://s3.console.aws.amazon.com/s3/buckets/834599497928?region=ca-central-1&prefix=phylroy.lopez/reference/reference/output/e980fa53-abb3-4d86-9ea0-a7bd64be5d51/ | 1.0.002
704 |  | TRUE | 429 | 768 | 0 | 1081.8949 |  |  |  | 0.1 | 2021-09-22 20:11:50 +0000 | 438c2ebff | 0.2.14 | :adv_dx_units: NECB_Default :airloop_economizer_type: NECB_Default :algorithm_type: parametric :analysis_id: reference :analysis_name: reference :boiler_eff: NECB_Default :btap_batch_version: 1.0.002 :building_type: SecondarySchool :chiller_type: NECB_Default :compute_environment: aws_batch :datapoint_id: deaffdeb-d9c0-4953-b880-63e10f0a9341 :daylighting_type: NECB_Default :dcv_type: NECB_Default :door_construction_cond: NECB_Default :ecm_system_name: NECB_Default :electrical_loads_scale: NECB_Default :enable_costing: true :epw_file: CAN_BC_Vancouver.Intl.AP.718920_CWEC2016.epw :erv_package: NECB_Default :ext_floor_cond: NECB_Default :ext_roof_cond: NECB_Default :ext_wall_cond: NECB_Default :fdwr_set: NECB_Default :fixed_wind_solar_trans: NECB_Default :fixed_window_cond: NECB_Default :furnace_eff: NECB_Default :glass_door_cond: NECB_Default :glass_door_solar_trans: NECB_Default :ground_floor_cond: NECB_Default :ground_roof_cond: NECB_Default :ground_wall_cond: NECB_Default :image_name: btap_private_cli :infiltration_scale: NECB_Default :lights_scale: NECB_Default :lights_type: NECB_Default :nv_delta_temp_in_out: NECB_Default :nv_opening_fraction: NECB_Default :nv_temp_out_min: NECB_Default :nv_type: NECB_Default :oa_scale: NECB_Default :occupancy_loads_scale: NECB_Default :output_meters: [] :output_variables: [] :overhead_door_cond: NECB_Default :primary_heating_fuel: NaturalGas :pv_ground_azimuth_angle: NECB_Default :pv_ground_module_description: NECB_Default :pv_ground_tilt_angle: NECB_Default :pv_ground_total_area_pv_panels_m2: NECB_Default :pv_ground_type: NECB_Default :rotation_degrees: NECB_Default :run_annual_simulation: true :s3_bucket: '834599497928' :scale_x: NECB_Default :scale_y: NECB_Default :scale_z: NECB_Default :shw_eff: NECB_Default :skylight_cond: NECB_Default :skylight_solar_trans: NECB_Default :srr_set: NECB_Default :template: NECB2017 | reference | reference | deaffdeb-d9c0-4953-b880-63e10f0a9341 | NECB2017 | SecondarySchool | NaturalGas | Natural Gas | CAN_BC_Vancouver.Intl.AP.718920_CWEC2016.epw | parametric |  | NECB_Default | NECB_Default | NECB_Default | NECB_Default | NECB_Default | NECB_Default | NECB_Default | NECB_Default | NECB_Default | NECB_Default | NECB_Default | NECB_Default | NECB_Default | NECB_Default | NECB_Default | NECB_Default | NECB_Default | NECB_Default | NECB_Default | NECB_Default | NECB_Default | NECB_Default | NECB_Default | NECB_Default | NECB_Default | NECB_Default | NECB_Default | NECB_Default | NECB_Default | NECB_Default | NECB_Default | NECB_Default | NECB_Default | NECB_Default | NECB_Default | NECB_Default | NECB_Default | NECB_Default | NECB_Default | NECB_Default | NECB_Default | NECB_Default | NECB_Default | NECB_Default | NECB_Default | aws_batch | 834599497928 | btap_private_cli |  | TRUE | TRUE |  |  | 70.7383 | 18.1979 | 46.3934 | 135.6792 | 19592 | 17870 | 40 | SecondarySchool |  |  | 2 | SecondarySchool | 2 |  | 2 | NECB2017 | 0.18768 | 95216 | 131.0431 | 19.9799 | 60.6781 | 7.754 | 402.5433 | 183.0883 | VANCOUVER | BRITISH COLUMBIA | 0.84122 | 18.3022 | 0 | 19.1434 | 8.4004 | 4.1059 | 0 | 12.5064 | 0 | 0.016261 | 0 | 0 | 0.29684 | 0.10608 | 0.026918 | 0.25405 | 0.035421 | 0.10909 | 0.36303 | 0.0030696 | 0.65987 | 0.10899 | 37.7785 | 77.505 | 40 | 0.757 | [5 empty] | 0.193 | 0.315 | 2.1 | 2.1 | 2 | Vancouver Intl AP | CAN | 42 | 2797 | 49.195 | -123.184 | 4 | 2800 | BC | CAN_BC_Vancouver.Intl.AP.718920_CWEC2016.epw | 0.65987 | 18.1979 | 70.7383 | 11.0483 | 19.8676 | TRUE | FALSE | FALSE | FALSE | 11.1168 | 10.9665 | 0 | 0 | 0 | 0 | 2135.31 | 3977.9111 | 22.3732 | 0.0056244 | 8177.42 | 0 | 0.65987 | 172.33 | 161.33 | 59.17 | 58.83 |  | https://s3.console.aws.amazon.com/s3/buckets/834599497928?region=ca-central-1&prefix=phylroy.lopez/reference/reference/output/deaffdeb-d9c0-4953-b880-63e10f0a9341/ | 1.0.002
705 |  | TRUE | 426 | 0 | 0 | 311.6573 |  |  |  | 0.1 | 2021-09-22 20:12:23 +0000 | 438c2ebff | 0.2.14 | :adv_dx_units: NECB_Default :airloop_economizer_type: NECB_Default :algorithm_type: parametric :analysis_id: reference :analysis_name: reference :boiler_eff: NECB_Default :btap_batch_version: 1.0.002 :building_type: MidriseApartment :chiller_type: NECB_Default :compute_environment: aws_batch :datapoint_id: 84f1461e-8241-4789-ab85-f43d1ba68f73 :daylighting_type: NECB_Default :dcv_type: NECB_Default :door_construction_cond: NECB_Default :ecm_system_name: NECB_Default :electrical_loads_scale: NECB_Default :enable_costing: true :epw_file: CAN_NS_Halifax.Dockyard.713280_CWEC2016.epw :erv_package: NECB_Default :ext_floor_cond: NECB_Default :ext_roof_cond: NECB_Default :ext_wall_cond: NECB_Default :fdwr_set: NECB_Default :fixed_wind_solar_trans: NECB_Default :fixed_window_cond: NECB_Default :furnace_eff: NECB_Default :glass_door_cond: NECB_Default :glass_door_solar_trans: NECB_Default :ground_floor_cond: NECB_Default :ground_roof_cond: NECB_Default :ground_wall_cond: NECB_Default :image_name: btap_private_cli :infiltration_scale: NECB_Default :lights_scale: NECB_Default :lights_type: NECB_Default :nv_delta_temp_in_out: NECB_Default :nv_opening_fraction: NECB_Default :nv_temp_out_min: NECB_Default :nv_type: NECB_Default :oa_scale: NECB_Default :occupancy_loads_scale: NECB_Default :output_meters: [] :output_variables: [] :overhead_door_cond: NECB_Default :primary_heating_fuel: Electricity :pv_ground_azimuth_angle: NECB_Default :pv_ground_module_description: NECB_Default :pv_ground_tilt_angle: NECB_Default :pv_ground_total_area_pv_panels_m2: NECB_Default :pv_ground_type: NECB_Default :rotation_degrees: NECB_Default :run_annual_simulation: true :s3_bucket: '834599497928' :scale_x: NECB_Default :scale_y: NECB_Default :scale_z: NECB_Default :shw_eff: NECB_Default :skylight_cond: NECB_Default :skylight_solar_trans: NECB_Default :srr_set: NECB_Default :template: BTAPPRE1980 | reference | reference | 84f1461e-8241-4789-ab85-f43d1ba68f73 | BTAPPRE1980 | MidriseApartment | Electricity | Electricity | CAN_NS_Halifax.Dockyard.713280_CWEC2016.epw | parametric |  | NECB_Default | NECB_Default | NECB_Default | NECB_Default | NECB_Default | NECB_Default | NECB_Default | NECB_Default | NECB_Default | NECB_Default | NECB_Default | NECB_Default | NECB_Default | NECB_Default | NECB_Default | NECB_Default | NECB_Default | NECB_Default | NECB_Default | NECB_Default | NECB_Default | NECB_Default | NECB_Default | NECB_Default | NECB_Default | NECB_Default | NECB_Default | NECB_Default | NECB_Default | NECB_Default | NECB_Default | NECB_Default | NECB_Default | NECB_Default | NECB_Default | NECB_Default | NECB_Default | NECB_Default | NECB_Default | NECB_Default | NECB_Default | NECB_Default | NECB_Default | NECB_Default | NECB_Default | aws_batch | 834599497928 | btap_private_cli |  | TRUE | TRUE |  |  | 66.2095 | 7.953 | 79.1362 | 125.5942 | 3134.61 | 2325.6934 | 20 | MidriseApartment |  |  | 0 | MidriseApartment | 4 |  | 4 | BTAPPRE1980 | 0.24343 | 9553.837 | 0.77983 | 44.2248 | 27.8547 | 6.3036 | 169.0123 | 89.8494 | HALIFAX | NOVA SCOTIA | 112.8016 | 0 | 0 | 112.8016 | 22.1225 | 0 | 0 | 22.1225 | 0 | 0.014742 | 0 | 0 | 0.55626 | 0.073489 | 0 | 0.28489 | 0.061175 | 0.042943 | 0 | 0.00023288 | 0.55626 | 0.078785 | 82.0635 | 0 | 20 | 0.678 | [5 empty] | 0.267 | 0.823 | 2.95 |  | 0 | Halifax Dockyard | CAN | 112 | 3647 | 44.655 | -63.577 | 6 | 4000 | NS | CAN_NS_Halifax.Dockyard.713280_CWEC2016.epw | 0.55626 | 7.953 | 66.2095 | 15.0287 | 21.7931 | TRUE | FALSE | FALSE | FALSE | 7.5456 | 6.9636 | 0 | 0.67568 | 0.010176 | 246.96 | 0 | 66.401 | 3.3516 | 0.050475 | 1225 | 0 | 0.55626 | 359 | 359 | 0 | 0 |  | https://s3.console.aws.amazon.com/s3/buckets/834599497928?region=ca-central-1&prefix=phylroy.lopez/reference/reference/output/84f1461e-8241-4789-ab85-f43d1ba68f73/ | 1.0.002
706 |  | TRUE | 444 | 0 | 0 | 311.1669 |  |  |  | 0.1 | 2021-09-22 20:12:27 +0000 | 438c2ebff | 0.2.14 | :adv_dx_units: NECB_Default :airloop_economizer_type: NECB_Default :algorithm_type: parametric :analysis_id: reference :analysis_name: reference :boiler_eff: NECB_Default :btap_batch_version: 1.0.002 :building_type: MidriseApartment :chiller_type: NECB_Default :compute_environment: aws_batch :datapoint_id: 36b49ad9-ff52-4131-972b-c6a9cecc8772 :daylighting_type: NECB_Default :dcv_type: NECB_Default :door_construction_cond: NECB_Default :ecm_system_name: NECB_Default :electrical_loads_scale: NECB_Default :enable_costing: true :epw_file: CAN_AB_Edmonton.Intl.AP.711230_CWEC2016.epw :erv_package: NECB_Default :ext_floor_cond: NECB_Default :ext_roof_cond: NECB_Default :ext_wall_cond: NECB_Default :fdwr_set: NECB_Default :fixed_wind_solar_trans: NECB_Default :fixed_window_cond: NECB_Default :furnace_eff: NECB_Default :glass_door_cond: NECB_Default :glass_door_solar_trans: NECB_Default :ground_floor_cond: NECB_Default :ground_roof_cond: NECB_Default :ground_wall_cond: NECB_Default :image_name: btap_private_cli :infiltration_scale: NECB_Default :lights_scale: NECB_Default :lights_type: NECB_Default :nv_delta_temp_in_out: NECB_Default :nv_opening_fraction: NECB_Default :nv_temp_out_min: NECB_Default :nv_type: NECB_Default :oa_scale: NECB_Default :occupancy_loads_scale: NECB_Default :output_meters: [] :output_variables: [] :overhead_door_cond: NECB_Default :primary_heating_fuel: Electricity :pv_ground_azimuth_angle: NECB_Default :pv_ground_module_description: NECB_Default :pv_ground_tilt_angle: NECB_Default :pv_ground_total_area_pv_panels_m2: NECB_Default :pv_ground_type: NECB_Default :rotation_degrees: NECB_Default :run_annual_simulation: true :s3_bucket: '834599497928' :scale_x: NECB_Default :scale_y: NECB_Default :scale_z: NECB_Default :shw_eff: NECB_Default :skylight_cond: NECB_Default :skylight_solar_trans: NECB_Default :srr_set: NECB_Default :template: BTAPPRE1980 | reference | reference | 36b49ad9-ff52-4131-972b-c6a9cecc8772 | BTAPPRE1980 | MidriseApartment | Electricity | Electricity | CAN_AB_Edmonton.Intl.AP.711230_CWEC2016.epw | parametric |  | NECB_Default | NECB_Default | NECB_Default | NECB_Default | NECB_Default | NECB_Default | NECB_Default | NECB_Default | NECB_Default | NECB_Default | NECB_Default | NECB_Default | NECB_Default | NECB_Default | NECB_Default | NECB_Default | NECB_Default | NECB_Default | NECB_Default | NECB_Default | NECB_Default | NECB_Default | NECB_Default | NECB_Default | NECB_Default | NECB_Default | NECB_Default | NECB_Default | NECB_Default | NECB_Default | NECB_Default | NECB_Default | NECB_Default | NECB_Default | NECB_Default | NECB_Default | NECB_Default | NECB_Default | NECB_Default | NECB_Default | NECB_Default | NECB_Default | NECB_Default | NECB_Default | NECB_Default | aws_batch | 834599497928 | btap_private_cli |  | TRUE | TRUE |  |  | 77.6821 | 9.9568 | 107.8364 | 161.9128 | 3134.61 | 2325.6934 | 20 | MidriseApartment |  |  | 0 | MidriseApartment | 4 |  | 4 | BTAPPRE1980 | 0.24343 | 9553.837 | 0.79845 | 48.9209 | 28.5515 | 6.3409 | 177.5741 | 92.9624 | EDMONTON | ALBERTA | 150.769 | 0 | 0 | 150.769 | 14.2898 | 0 | 0 | 14.2898 | 0 | 0.015871 | 0 | 0 | 0.687 | 0.090694 | 0 | 0.38821 | 0.061175 | 0.042943 | 0 | 0.00023288 | 0.687 | 0.08788 | 89.98 | 0 | 20 | 0.678 | [5 empty] | 0.227 | 0.772 | 2.95 |  | 0 | Edmonton Intl AP | CAN | 23 | 5588 | 53.31 | -113.579 | 7a | 5120 | AB | CAN_AB_Edmonton.Intl.AP.711230_CWEC2016.epw | 0.68701 | 9.9568 | 77.6821 | 13.0002 | 19.469 | TRUE | TRUE | FALSE | FALSE | 10.7099 | 18.2943 | 0 | 0.75368 | 0.01135 | 275.47 | 0 | 66.401 | 3.3516 | 0.050475 | 1225 | 0 | 0.687 | 496 | 496 | 5.75 | 5.75 |  | https://s3.console.aws.amazon.com/s3/buckets/834599497928?region=ca-central-1&prefix=phylroy.lopez/reference/reference/output/36b49ad9-ff52-4131-972b-c6a9cecc8772/ | 1.0.002
707 |  | TRUE | 396 | 0 | 0 | 311.1071 |  |  |  | 0.1 | 2021-09-22 20:12:52 +0000 | 438c2ebff | 0.2.14 | :adv_dx_units: NECB_Default :airloop_economizer_type: NECB_Default :algorithm_type: parametric :analysis_id: reference :analysis_name: reference :boiler_eff: NECB_Default :btap_batch_version: 1.0.002 :building_type: MidriseApartment :chiller_type: NECB_Default :compute_environment: aws_batch :datapoint_id: eb85fc6c-8922-4b68-b6ed-fb0993ce3b2d :daylighting_type: NECB_Default :dcv_type: NECB_Default :door_construction_cond: NECB_Default :ecm_system_name: NECB_Default :electrical_loads_scale: NECB_Default :enable_costing: true :epw_file: CAN_BC_Vancouver.Intl.AP.718920_CWEC2016.epw :erv_package: NECB_Default :ext_floor_cond: NECB_Default :ext_roof_cond: NECB_Default :ext_wall_cond: NECB_Default :fdwr_set: NECB_Default :fixed_wind_solar_trans: NECB_Default :fixed_window_cond: NECB_Default :furnace_eff: NECB_Default :glass_door_cond: NECB_Default :glass_door_solar_trans: NECB_Default :ground_floor_cond: NECB_Default :ground_roof_cond: NECB_Default :ground_wall_cond: NECB_Default :image_name: btap_private_cli :infiltration_scale: NECB_Default :lights_scale: NECB_Default :lights_type: NECB_Default :nv_delta_temp_in_out: NECB_Default :nv_opening_fraction: NECB_Default :nv_temp_out_min: NECB_Default :nv_type: NECB_Default :oa_scale: NECB_Default :occupancy_loads_scale: NECB_Default :output_meters: [] :output_variables: [] :overhead_door_cond: NECB_Default :primary_heating_fuel: Electricity :pv_ground_azimuth_angle: NECB_Default :pv_ground_module_description: NECB_Default :pv_ground_tilt_angle: NECB_Default :pv_ground_total_area_pv_panels_m2: NECB_Default :pv_ground_type: NECB_Default :rotation_degrees: NECB_Default :run_annual_simulation: true :s3_bucket: '834599497928' :scale_x: NECB_Default :scale_y: NECB_Default :scale_z: NECB_Default :shw_eff: NECB_Default :skylight_cond: NECB_Default :skylight_solar_trans: NECB_Default :srr_set: NECB_Default :template: BTAPPRE1980 | reference | reference | eb85fc6c-8922-4b68-b6ed-fb0993ce3b2d | BTAPPRE1980 | MidriseApartment | Electricity | Electricity | CAN_BC_Vancouver.Intl.AP.718920_CWEC2016.epw | parametric |  | NECB_Default | NECB_Default | NECB_Default | NECB_Default | NECB_Default | NECB_Default | NECB_Default | NECB_Default | NECB_Default | NECB_Default | NECB_Default | NECB_Default | NECB_Default | NECB_Default | NECB_Default | NECB_Default | NECB_Default | NECB_Default | NECB_Default | NECB_Default | NECB_Default | NECB_Default | NECB_Default | NECB_Default | NECB_Default | NECB_Default | NECB_Default | NECB_Default | NECB_Default | NECB_Default | NECB_Default | NECB_Default | NECB_Default | NECB_Default | NECB_Default | NECB_Default | NECB_Default | NECB_Default | NECB_Default | NECB_Default | NECB_Default | NECB_Default | NECB_Default | NECB_Default | NECB_Default | aws_batch | 834599497928 | btap_private_cli |  | TRUE | TRUE |  |  | 47.9731 | 8.1258 | 65.6656 | 107.6875 | 3134.61 | 2325.6934 | 20 | MidriseApartment |  |  | 0 | MidriseApartment | 4 |  | 4 | BTAPPRE1980 | 0.24343 | 9553.837 | 0.84372 | 38.3947 | 25.5279 | 6.3101 | 161.778 | 90.7016 | VANCOUVER | BRITISH COLUMBIA | 1.3937 | 0 | 0 | 1.3937 | 13.9178 | 0 | 0 | 13.9178 | 0 | 0.012336 | 0 | 0 | 0.49179 | 0.063446 | 0 | 0.2364 | 0.061175 | 0.042943 | 0 | 0.00023288 | 0.49179 | 0.075263 | 63.0765 | 0 | 20 | 0.678 | [5 empty] | 0.363 | 0.994 | 4.09 |  | 0 | Vancouver Intl AP | CAN | 42 | 2797 | 49.195 | -123.184 | 4 | 2800 | BC | CAN_BC_Vancouver.Intl.AP.718920_CWEC2016.epw | 0.4918 | 8.1258 | 47.9731 | 12.8559 | 23.8037 | TRUE | TRUE | FALSE | FALSE | 10.3323 | 7.0394 | 0 | 0.64547 | 0.0097208 | 235.92 | 0 | 66.401 | 3.3516 | 0.050475 | 1225 | 0 | 0.49179 | 200.5 | 200.5 | 0 | 0 |  | https://s3.console.aws.amazon.com/s3/buckets/834599497928?region=ca-central-1&prefix=phylroy.lopez/reference/reference/output/eb85fc6c-8922-4b68-b6ed-fb0993ce3b2d/ | 1.0.002
708 |  | TRUE | 422 | 0 | 0 | 311.2862 |  |  |  | 0.1 | 2021-09-22 20:12:45 +0000 | 438c2ebff | 0.2.14 | :adv_dx_units: NECB_Default :airloop_economizer_type: NECB_Default :algorithm_type: parametric :analysis_id: reference :analysis_name: reference :boiler_eff: NECB_Default :btap_batch_version: 1.0.002 :building_type: MidriseApartment :chiller_type: NECB_Default :compute_environment: aws_batch :datapoint_id: 401e8596-4511-4d80-a862-03178f5c6067 :daylighting_type: NECB_Default :dcv_type: NECB_Default :door_construction_cond: NECB_Default :ecm_system_name: NECB_Default :electrical_loads_scale: NECB_Default :enable_costing: true :epw_file: CAN_AB_Calgary.Intl.AP.718770_CWEC2016.epw :erv_package: NECB_Default :ext_floor_cond: NECB_Default :ext_roof_cond: NECB_Default :ext_wall_cond: NECB_Default :fdwr_set: NECB_Default :fixed_wind_solar_trans: NECB_Default :fixed_window_cond: NECB_Default :furnace_eff: NECB_Default :glass_door_cond: NECB_Default :glass_door_solar_trans: NECB_Default :ground_floor_cond: NECB_Default :ground_roof_cond: NECB_Default :ground_wall_cond: NECB_Default :image_name: btap_private_cli :infiltration_scale: NECB_Default :lights_scale: NECB_Default :lights_type: NECB_Default :nv_delta_temp_in_out: NECB_Default :nv_opening_fraction: NECB_Default :nv_temp_out_min: NECB_Default :nv_type: NECB_Default :oa_scale: NECB_Default :occupancy_loads_scale: NECB_Default :output_meters: [] :output_variables: [] :overhead_door_cond: NECB_Default :primary_heating_fuel: Electricity :pv_ground_azimuth_angle: NECB_Default :pv_ground_module_description: NECB_Default :pv_ground_tilt_angle: NECB_Default :pv_ground_total_area_pv_panels_m2: NECB_Default :pv_ground_type: NECB_Default :rotation_degrees: NECB_Default :run_annual_simulation: true :s3_bucket: '834599497928' :scale_x: NECB_Default :scale_y: NECB_Default :scale_z: NECB_Default :shw_eff: NECB_Default :skylight_cond: NECB_Default :skylight_solar_trans: NECB_Default :srr_set: NECB_Default :template: BTAPPRE1980 | reference | reference | 401e8596-4511-4d80-a862-03178f5c6067 | BTAPPRE1980 | MidriseApartment | Electricity | Electricity | CAN_AB_Calgary.Intl.AP.718770_CWEC2016.epw | parametric |  | NECB_Default | NECB_Default | NECB_Default | NECB_Default | NECB_Default | NECB_Default | NECB_Default | NECB_Default | NECB_Default | NECB_Default | NECB_Default | NECB_Default | NECB_Default | NECB_Default | NECB_Default | NECB_Default | NECB_Default | NECB_Default | NECB_Default | NECB_Default | NECB_Default | NECB_Default | NECB_Default | NECB_Default | NECB_Default | NECB_Default | NECB_Default | NECB_Default | NECB_Default | NECB_Default | NECB_Default | NECB_Default | NECB_Default | NECB_Default | NECB_Default | NECB_Default | NECB_Default | NECB_Default | NECB_Default | NECB_Default | NECB_Default | NECB_Default | NECB_Default | NECB_Default | NECB_Default | aws_batch | 834599497928 | btap_private_cli |  | TRUE | TRUE |  |  | 65.7284 | 12.9037 | 87.763 | 141.1668 | 3134.61 | 2325.6934 | 20 | MidriseApartment |  |  | 0 | MidriseApartment | 4 |  | 4 | BTAPPRE1980 | 0.24343 | 9553.837 | 0.8012 | 49.1044 | 27.5171 | 6.3433 | 176.0432 | 92.2771 | CALGARY | ALBERTA | 134.3794 | 0 | 0 | 134.3794 | 12.7364 | 0 | 0 | 12.7364 | 0 | 0.017597 | 0 | 0 | 0.61232 | 0.090308 | 0 | 0.31595 | 0.061175 | 0.042943 | 0 | 0.00023288 | 0.61232 | 0.084116 | 80.3226 | 0 | 20 | 0.678 | [5 empty] | 0.227 | 0.772 | 2.95 |  | 0 | Calgary Intl AP | CAN | 64 | 4781 | 51.114 | -114.02 | 7a | 5000 | AB | CAN_AB_Calgary.Intl.AP.718770_CWEC2016.epw | 0.61232 | 12.9037 | 65.7284 | 12.7332 | 21.4005 | TRUE | FALSE | FALSE | FALSE | 11.5967 | 16.0446 | 0 | 0.7214 | 0.010864 | 263.67 | 0 | 66.401 | 3.3516 | 0.050475 | 1225 | 0 | 0.61232 | 595.5 | 595.5 | 0 | 0 |  | https://s3.console.aws.amazon.com/s3/buckets/834599497928?region=ca-central-1&prefix=phylroy.lopez/reference/reference/output/401e8596-4511-4d80-a862-03178f5c6067/ | 1.0.002
709 |  | TRUE | 432 | 0 | 0 | 311.0069 |  |  |  | 0.1 | 2021-09-22 20:13:01 +0000 | 438c2ebff | 0.2.14 | :adv_dx_units: NECB_Default :airloop_economizer_type: NECB_Default :algorithm_type: parametric :analysis_id: reference :analysis_name: reference :boiler_eff: NECB_Default :btap_batch_version: 1.0.002 :building_type: MidriseApartment :chiller_type: NECB_Default :compute_environment: aws_batch :datapoint_id: 8d07ec10-c7a5-4316-9dbc-7056e77399bb :daylighting_type: NECB_Default :dcv_type: NECB_Default :door_construction_cond: NECB_Default :ecm_system_name: NECB_Default :electrical_loads_scale: NECB_Default :enable_costing: true :epw_file: CAN_NS_Halifax.Dockyard.713280_CWEC2016.epw :erv_package: NECB_Default :ext_floor_cond: NECB_Default :ext_roof_cond: NECB_Default :ext_wall_cond: NECB_Default :fdwr_set: NECB_Default :fixed_wind_solar_trans: NECB_Default :fixed_window_cond: NECB_Default :furnace_eff: NECB_Default :glass_door_cond: NECB_Default :glass_door_solar_trans: NECB_Default :ground_floor_cond: NECB_Default :ground_roof_cond: NECB_Default :ground_wall_cond: NECB_Default :image_name: btap_private_cli :infiltration_scale: NECB_Default :lights_scale: NECB_Default :lights_type: NECB_Default :nv_delta_temp_in_out: NECB_Default :nv_opening_fraction: NECB_Default :nv_temp_out_min: NECB_Default :nv_type: NECB_Default :oa_scale: NECB_Default :occupancy_loads_scale: NECB_Default :output_meters: [] :output_variables: [] :overhead_door_cond: NECB_Default :primary_heating_fuel: Electricity :pv_ground_azimuth_angle: NECB_Default :pv_ground_module_description: NECB_Default :pv_ground_tilt_angle: NECB_Default :pv_ground_total_area_pv_panels_m2: NECB_Default :pv_ground_type: NECB_Default :rotation_degrees: NECB_Default :run_annual_simulation: true :s3_bucket: '834599497928' :scale_x: NECB_Default :scale_y: NECB_Default :scale_z: NECB_Default :shw_eff: NECB_Default :skylight_cond: NECB_Default :skylight_solar_trans: NECB_Default :srr_set: NECB_Default :template: BTAP1980TO2010 | reference | reference | 8d07ec10-c7a5-4316-9dbc-7056e77399bb | BTAP1980TO2010 | MidriseApartment | Electricity | Electricity | CAN_NS_Halifax.Dockyard.713280_CWEC2016.epw | parametric |  | NECB_Default | NECB_Default | NECB_Default | NECB_Default | NECB_Default | NECB_Default | NECB_Default | NECB_Default | NECB_Default | NECB_Default | NECB_Default | NECB_Default | NECB_Default | NECB_Default | NECB_Default | NECB_Default | NECB_Default | NECB_Default | NECB_Default | NECB_Default | NECB_Default | NECB_Default | NECB_Default | NECB_Default | NECB_Default | NECB_Default | NECB_Default | NECB_Default | NECB_Default | NECB_Default | NECB_Default | NECB_Default | NECB_Default | NECB_Default | NECB_Default | NECB_Default | NECB_Default | NECB_Default | NECB_Default | NECB_Default | NECB_Default | NECB_Default | NECB_Default | NECB_Default | NECB_Default | aws_batch | 834599497928 | btap_private_cli |  | TRUE | TRUE |  |  | 62.662 | 7.9202 | 73.6305 | 118.1939 | 3134.61 | 2325.6934 | 20 | MidriseApartment |  |  | 0 | MidriseApartment | 4 |  | 4 | BTAP1980TO2010 | 0.24343 | 9553.837 | 0.77983 | 42.3903 | 27.8547 | 6.3036 | 167.1778 | 89.8494 | HALIFAX | NOVA SCOTIA | 107.3991 | 0 | 0 | 107.3991 | 21.063 | 0 | 0 | 21.063 | 0 | 0.015188 | 0 | 0 | 0.52962 | 0.066222 | 0 | 0.26507 | 0.061175 | 0.042943 | 0 | 0.00023288 | 0.52962 | 0.078785 | 78.2022 | 0 | 20 | 0.678 | [5 empty] | 0.267 | 0.426 | 2.95 |  | 0 | Halifax Dockyard | CAN | 112 | 3647 | 44.655 | -63.577 | 6 | 4000 | NS | CAN_NS_Halifax.Dockyard.713280_CWEC2016.epw | 0.52962 | 7.9202 | 62.662 | 15.0287 | 21.7931 | TRUE | FALSE | FALSE | FALSE | 7.5456 | 6.9636 | 0 | 0.67568 | 0.010176 | 246.96 | 0 | 66.401 | 3.3516 | 0.050475 | 1225 | 0 | 0.52962 | 337.75 | 337.75 | 0 | 0 |  | https://s3.console.aws.amazon.com/s3/buckets/834599497928?region=ca-central-1&prefix=phylroy.lopez/reference/reference/output/8d07ec10-c7a5-4316-9dbc-7056e77399bb/ | 1.0.002
710 |  | TRUE | 379 | 0 | 0 | 250.0044 |  |  |  | 0.1 | 2021-09-22 20:13:35 +0000 | 438c2ebff | 0.2.14 | :adv_dx_units: NECB_Default :airloop_economizer_type: NECB_Default :algorithm_type: parametric :analysis_id: reference :analysis_name: reference :boiler_eff: NECB_Default :btap_batch_version: 1.0.002 :building_type: LowriseApartment :chiller_type: NECB_Default :compute_environment: aws_batch :datapoint_id: 73eab44e-ab5b-4be5-955b-8471df701c4e :daylighting_type: NECB_Default :dcv_type: NECB_Default :door_construction_cond: NECB_Default :ecm_system_name: NECB_Default :electrical_loads_scale: NECB_Default :enable_costing: true :epw_file: CAN_NS_Halifax.Dockyard.713280_CWEC2016.epw :erv_package: NECB_Default :ext_floor_cond: NECB_Default :ext_roof_cond: NECB_Default :ext_wall_cond: NECB_Default :fdwr_set: NECB_Default :fixed_wind_solar_trans: NECB_Default :fixed_window_cond: NECB_Default :furnace_eff: NECB_Default :glass_door_cond: NECB_Default :glass_door_solar_trans: NECB_Default :ground_floor_cond: NECB_Default :ground_roof_cond: NECB_Default :ground_wall_cond: NECB_Default :image_name: btap_private_cli :infiltration_scale: NECB_Default :lights_scale: NECB_Default :lights_type: NECB_Default :nv_delta_temp_in_out: NECB_Default :nv_opening_fraction: NECB_Default :nv_temp_out_min: NECB_Default :nv_type: NECB_Default :oa_scale: NECB_Default :occupancy_loads_scale: NECB_Default :output_meters: [] :output_variables: [] :overhead_door_cond: NECB_Default :primary_heating_fuel: NaturalGas :pv_ground_azimuth_angle: NECB_Default :pv_ground_module_description: NECB_Default :pv_ground_tilt_angle: NECB_Default :pv_ground_total_area_pv_panels_m2: NECB_Default :pv_ground_type: NECB_Default :rotation_degrees: NECB_Default :run_annual_simulation: true :s3_bucket: '834599497928' :scale_x: NECB_Default :scale_y: NECB_Default :scale_z: NECB_Default :shw_eff: NECB_Default :skylight_cond: NECB_Default :skylight_solar_trans: NECB_Default :srr_set: NECB_Default :template: BTAPPRE1980 | reference | reference | 73eab44e-ab5b-4be5-955b-8471df701c4e | BTAPPRE1980 | LowriseApartment | NaturalGas | Natural Gas | CAN_NS_Halifax.Dockyard.713280_CWEC2016.epw | parametric |  | NECB_Default | NECB_Default | NECB_Default | NECB_Default | NECB_Default | NECB_Default | NECB_Default | NECB_Default | NECB_Default | NECB_Default | NECB_Default | NECB_Default | NECB_Default | NECB_Default | NECB_Default | NECB_Default | NECB_Default | NECB_Default | NECB_Default | NECB_Default | NECB_Default | NECB_Default | NECB_Default | NECB_Default | NECB_Default | NECB_Default | NECB_Default | NECB_Default | NECB_Default | NECB_Default | NECB_Default | NECB_Default | NECB_Default | NECB_Default | NECB_Default | NECB_Default | NECB_Default | NECB_Default | NECB_Default | NECB_Default | NECB_Default | NECB_Default | NECB_Default | NECB_Default | NECB_Default | aws_batch | 834599497928 | btap_private_cli |  | TRUE | TRUE |  |  | 94.7911 | 12.3847 | 101.856 | 190.7527 | 1763.22 | 1532.4718 | 37.3 | LowriseApartment |  |  | 2 | LowriseApartment | 3 | 3 | 3 | BTAPPRE1980 | 0.28516 | 5374.0333 | 1.6448 | 103.7673 | 28.8865 | 5.6812 | 297.9743 | 157.9945 | HALIFAX | NOVA SCOTIA | 47.4606 | 27.7876 | 0 | 75.2482 | 9.3079 | 7.0138 | 0 | 16.3218 | 0 | 0.022952 | 0 | 0 | 0.23404 | 0.094872 | 0 | 0.45681 | 0.059958 | 0.045803 | 0.55843 | 0.010458 | 0.79247 | 0.10162 | 19.6905 | 101.8879 | 37.3 | 0.678 | [5 empty] | 0.267 | 0.823 | 2.95 | 2.95 | 2 | Halifax Dockyard | CAN | 112 | 3647 | 44.655 | -63.577 | 6 | 4000 | NS | CAN_NS_Halifax.Dockyard.713280_CWEC2016.epw | 0.79247 | 12.3847 | 94.7911 | 13.3337 | 21.1496 | TRUE | FALSE | FALSE | FALSE | 7.1713 | 6.9073 | 0 | 0 | 0 | 0 | 179.17 | 44.4281 | 1.8816 | 0.042351 | 687.71 | 0 | 0.79247 | 963 | 963 | 1.5 | 1.5 |  | https://s3.console.aws.amazon.com/s3/buckets/834599497928?region=ca-central-1&prefix=phylroy.lopez/reference/reference/output/73eab44e-ab5b-4be5-955b-8471df701c4e/ | 1.0.002
711 |  | TRUE | 382 | 0 | 0 | 249.5081 |  |  |  | 0.1 | 2021-09-22 20:12:52 +0000 | 438c2ebff | 0.2.14 | :adv_dx_units: NECB_Default :airloop_economizer_type: NECB_Default :algorithm_type: parametric :analysis_id: reference :analysis_name: reference :boiler_eff: NECB_Default :btap_batch_version: 1.0.002 :building_type: LowriseApartment :chiller_type: NECB_Default :compute_environment: aws_batch :datapoint_id: e06979bd-b39d-41b6-8eea-d28a0742671e :daylighting_type: NECB_Default :dcv_type: NECB_Default :door_construction_cond: NECB_Default :ecm_system_name: NECB_Default :electrical_loads_scale: NECB_Default :enable_costing: true :epw_file: CAN_AB_Calgary.Intl.AP.718770_CWEC2016.epw :erv_package: NECB_Default :ext_floor_cond: NECB_Default :ext_roof_cond: NECB_Default :ext_wall_cond: NECB_Default :fdwr_set: NECB_Default :fixed_wind_solar_trans: NECB_Default :fixed_window_cond: NECB_Default :furnace_eff: NECB_Default :glass_door_cond: NECB_Default :glass_door_solar_trans: NECB_Default :ground_floor_cond: NECB_Default :ground_roof_cond: NECB_Default :ground_wall_cond: NECB_Default :image_name: btap_private_cli :infiltration_scale: NECB_Default :lights_scale: NECB_Default :lights_type: NECB_Default :nv_delta_temp_in_out: NECB_Default :nv_opening_fraction: NECB_Default :nv_temp_out_min: NECB_Default :nv_type: NECB_Default :oa_scale: NECB_Default :occupancy_loads_scale: NECB_Default :output_meters: [] :output_variables: [] :overhead_door_cond: NECB_Default :primary_heating_fuel: Electricity :pv_ground_azimuth_angle: NECB_Default :pv_ground_module_description: NECB_Default :pv_ground_tilt_angle: NECB_Default :pv_ground_total_area_pv_panels_m2: NECB_Default :pv_ground_type: NECB_Default :rotation_degrees: NECB_Default :run_annual_simulation: true :s3_bucket: '834599497928' :scale_x: NECB_Default :scale_y: NECB_Default :scale_z: NECB_Default :shw_eff: NECB_Default :skylight_cond: NECB_Default :skylight_solar_trans: NECB_Default :srr_set: NECB_Default :template: BTAPPRE1980 | reference | reference | e06979bd-b39d-41b6-8eea-d28a0742671e | BTAPPRE1980 | LowriseApartment | Electricity | Electricity | CAN_AB_Calgary.Intl.AP.718770_CWEC2016.epw | parametric |  | NECB_Default | NECB_Default | NECB_Default | NECB_Default | NECB_Default | NECB_Default | NECB_Default | NECB_Default | NECB_Default | NECB_Default | NECB_Default | NECB_Default | NECB_Default | NECB_Default | NECB_Default | NECB_Default | NECB_Default | NECB_Default | NECB_Default | NECB_Default | NECB_Default | NECB_Default | NECB_Default | NECB_Default | NECB_Default | NECB_Default | NECB_Default | NECB_Default | NECB_Default | NECB_Default | NECB_Default | NECB_Default | NECB_Default | NECB_Default | NECB_Default | NECB_Default | NECB_Default | NECB_Default | NECB_Default | NECB_Default | NECB_Default | NECB_Default | NECB_Default | NECB_Default | NECB_Default | aws_batch | 834599497928 | btap_private_cli |  | TRUE | TRUE |  |  | 81.6313 | 19.009 | 112.7404 | 180.2999 | 1763.22 | 1532.4718 | 37.3 | LowriseApartment |  |  | 2 | LowriseApartment | 3 | 3 | 3 | BTAPPRE1980 | 0.28516 | 5374.0333 | 1.6899 | 60.0403 | 28.5338 | 10.0294 | 224.6445 | 124.3511 | CALGARY | ALBERTA | 165.6567 | 0 | 0 | 165.6567 | 15.7008 | 0 | 0 | 15.7008 | 0 | 0.036036 | 0 | 0 | 0.75484 | 0.12255 | 0 | 0.40587 | 0.059958 | 0.045803 | 0 | 0.00014746 | 0.75484 | 0.084476 | 99.8497 | 0 | 37.3 | 0.678 | [5 empty] | 0.227 | 0.772 | 2.95 | 2.95 | 2 | Calgary Intl AP | CAN | 64 | 4781 | 51.114 | -114.02 | 7a | 5000 | AB | CAN_AB_Calgary.Intl.AP.718770_CWEC2016.epw | 0.75484 | 19.009 | 81.6313 | 11.0806 | 21.0518 | TRUE | FALSE | FALSE | FALSE | 11.2505 | 16.135 | 0 | 0.40752 | 0.0091727 | 148.95 | 0 | 44.4281 | 1.8816 | 0.042351 | 687.71 | 0 | 0.75484 | 1532.25 | 1532.25 | 0 | 0 |  | https://s3.console.aws.amazon.com/s3/buckets/834599497928?region=ca-central-1&prefix=phylroy.lopez/reference/reference/output/e06979bd-b39d-41b6-8eea-d28a0742671e/ | 1.0.002
712 |  | TRUE | 360 | 0 | 0 | 250.5172 |  |  |  | 0.1 | 2021-09-22 20:13:29 +0000 | 438c2ebff | 0.2.14 | :adv_dx_units: NECB_Default :airloop_economizer_type: NECB_Default :algorithm_type: parametric :analysis_id: reference :analysis_name: reference :boiler_eff: NECB_Default :btap_batch_version: 1.0.002 :building_type: LowriseApartment :chiller_type: NECB_Default :compute_environment: aws_batch :datapoint_id: 21b50e39-90cb-4c3b-a7c4-51754a568dbf :daylighting_type: NECB_Default :dcv_type: NECB_Default :door_construction_cond: NECB_Default :ecm_system_name: NECB_Default :electrical_loads_scale: NECB_Default :enable_costing: true :epw_file: CAN_BC_Vancouver.Intl.AP.718920_CWEC2016.epw :erv_package: NECB_Default :ext_floor_cond: NECB_Default :ext_roof_cond: NECB_Default :ext_wall_cond: NECB_Default :fdwr_set: NECB_Default :fixed_wind_solar_trans: NECB_Default :fixed_window_cond: NECB_Default :furnace_eff: NECB_Default :glass_door_cond: NECB_Default :glass_door_solar_trans: NECB_Default :ground_floor_cond: NECB_Default :ground_roof_cond: NECB_Default :ground_wall_cond: NECB_Default :image_name: btap_private_cli :infiltration_scale: NECB_Default :lights_scale: NECB_Default :lights_type: NECB_Default :nv_delta_temp_in_out: NECB_Default :nv_opening_fraction: NECB_Default :nv_temp_out_min: NECB_Default :nv_type: NECB_Default :oa_scale: NECB_Default :occupancy_loads_scale: NECB_Default :output_meters: [] :output_variables: [] :overhead_door_cond: NECB_Default :primary_heating_fuel: Electricity :pv_ground_azimuth_angle: NECB_Default :pv_ground_module_description: NECB_Default :pv_ground_tilt_angle: NECB_Default :pv_ground_total_area_pv_panels_m2: NECB_Default :pv_ground_type: NECB_Default :rotation_degrees: NECB_Default :run_annual_simulation: true :s3_bucket: '834599497928' :scale_x: NECB_Default :scale_y: NECB_Default :scale_z: NECB_Default :shw_eff: NECB_Default :skylight_cond: NECB_Default :skylight_solar_trans: NECB_Default :srr_set: NECB_Default :template: BTAPPRE1980 | reference | reference | 21b50e39-90cb-4c3b-a7c4-51754a568dbf | BTAPPRE1980 | LowriseApartment | Electricity | Electricity | CAN_BC_Vancouver.Intl.AP.718920_CWEC2016.epw | parametric |  | NECB_Default | NECB_Default | NECB_Default | NECB_Default | NECB_Default | NECB_Default | NECB_Default | NECB_Default | NECB_Default | NECB_Default | NECB_Default | NECB_Default | NECB_Default | NECB_Default | NECB_Default | NECB_Default | NECB_Default | NECB_Default | NECB_Default | NECB_Default | NECB_Default | NECB_Default | NECB_Default | NECB_Default | NECB_Default | NECB_Default | NECB_Default | NECB_Default | NECB_Default | NECB_Default | NECB_Default | NECB_Default | NECB_Default | NECB_Default | NECB_Default | NECB_Default | NECB_Default | NECB_Default | NECB_Default | NECB_Default | NECB_Default | NECB_Default | NECB_Default | NECB_Default | NECB_Default | aws_batch | 834599497928 | btap_private_cli |  | TRUE | TRUE |  |  | 57.7676 | 12.6339 | 87.6632 | 140.2532 | 1763.22 | 1532.4718 | 37.3 | LowriseApartment |  |  | 2 | LowriseApartment | 3 | 3 | 3 | BTAPPRE1980 | 0.28516 | 5374.0333 | 1.7796 | 46.118 | 26.4762 | 9.9831 | 206.4419 | 122.085 | VANCOUVER | BRITISH COLUMBIA | 1.7306 | 0 | 0 | 1.7306 | 17.282 | 0 | 0 | 17.282 | 0 | 0.023208 | 0 | 0 | 0.61067 | 0.090329 | 0 | 0.31559 | 0.059958 | 0.045803 | 0 | 0.00014746 | 0.61067 | 0.07564 | 73.7357 | 0 | 37.3 | 0.678 | [5 empty] | 0.363 | 0.994 | 4.09 | 4.09 | 2 | Vancouver Intl AP | CAN | 42 | 2797 | 49.195 | -123.184 | 4 | 2800 | BC | CAN_BC_Vancouver.Intl.AP.718920_CWEC2016.epw | 0.61067 | 12.6339 | 57.7676 | 11.1401 | 23.0821 | TRUE | FALSE | FALSE | FALSE | 9.8952 | 6.9062 | 0 | 0.3649 | 0.0082132 | 133.37 | 0 | 44.4281 | 1.8816 | 0.042351 | 687.71 | 0 | 0.61067 | 1106.25 | 1106.25 | 0 | 0 |  | https://s3.console.aws.amazon.com/s3/buckets/834599497928?region=ca-central-1&prefix=phylroy.lopez/reference/reference/output/21b50e39-90cb-4c3b-a7c4-51754a568dbf/ | 1.0.002
713 |  | TRUE | 424 | 0 | 0 | 311.5909 |  |  |  | 0.1 | 2021-09-22 20:13:02 +0000 | 438c2ebff | 0.2.14 | :adv_dx_units: NECB_Default :airloop_economizer_type: NECB_Default :algorithm_type: parametric :analysis_id: reference :analysis_name: reference :boiler_eff: NECB_Default :btap_batch_version: 1.0.002 :building_type: MidriseApartment :chiller_type: NECB_Default :compute_environment: aws_batch :datapoint_id: c74a9c0f-6ddb-43ee-8b13-028fc72d6a70 :daylighting_type: NECB_Default :dcv_type: NECB_Default :door_construction_cond: NECB_Default :ecm_system_name: NECB_Default :electrical_loads_scale: NECB_Default :enable_costing: true :epw_file: CAN_AB_Calgary.Intl.AP.718770_CWEC2016.epw :erv_package: NECB_Default :ext_floor_cond: NECB_Default :ext_roof_cond: NECB_Default :ext_wall_cond: NECB_Default :fdwr_set: NECB_Default :fixed_wind_solar_trans: NECB_Default :fixed_window_cond: NECB_Default :furnace_eff: NECB_Default :glass_door_cond: NECB_Default :glass_door_solar_trans: NECB_Default :ground_floor_cond: NECB_Default :ground_roof_cond: NECB_Default :ground_wall_cond: NECB_Default :image_name: btap_private_cli :infiltration_scale: NECB_Default :lights_scale: NECB_Default :lights_type: NECB_Default :nv_delta_temp_in_out: NECB_Default :nv_opening_fraction: NECB_Default :nv_temp_out_min: NECB_Default :nv_type: NECB_Default :oa_scale: NECB_Default :occupancy_loads_scale: NECB_Default :output_meters: [] :output_variables: [] :overhead_door_cond: NECB_Default :primary_heating_fuel: Electricity :pv_ground_azimuth_angle: NECB_Default :pv_ground_module_description: NECB_Default :pv_ground_tilt_angle: NECB_Default :pv_ground_total_area_pv_panels_m2: NECB_Default :pv_ground_type: NECB_Default :rotation_degrees: NECB_Default :run_annual_simulation: true :s3_bucket: '834599497928' :scale_x: NECB_Default :scale_y: NECB_Default :scale_z: NECB_Default :shw_eff: NECB_Default :skylight_cond: NECB_Default :skylight_solar_trans: NECB_Default :srr_set: NECB_Default :template: BTAP1980TO2010 | reference | reference | c74a9c0f-6ddb-43ee-8b13-028fc72d6a70 | BTAP1980TO2010 | MidriseApartment | Electricity | Electricity | CAN_AB_Calgary.Intl.AP.718770_CWEC2016.epw | parametric |  | NECB_Default | NECB_Default | NECB_Default | NECB_Default | NECB_Default | NECB_Default | NECB_Default | NECB_Default | NECB_Default | NECB_Default | NECB_Default | NECB_Default | NECB_Default | NECB_Default | NECB_Default | NECB_Default | NECB_Default | NECB_Default | NECB_Default | NECB_Default | NECB_Default | NECB_Default | NECB_Default | NECB_Default | NECB_Default | NECB_Default | NECB_Default | NECB_Default | NECB_Default | NECB_Default | NECB_Default | NECB_Default | NECB_Default | NECB_Default | NECB_Default | NECB_Default | NECB_Default | NECB_Default | NECB_Default | NECB_Default | NECB_Default | NECB_Default | NECB_Default | NECB_Default | NECB_Default | aws_batch | 834599497928 | btap_private_cli |  | TRUE | TRUE |  |  | 61.1106 | 12.4186 | 80.243 | 130.7322 | 3134.61 | 2325.6934 | 20 | MidriseApartment |  |  | 0 | MidriseApartment | 4 |  | 4 | BTAP1980TO2010 | 0.24343 | 9553.837 | 0.8012 | 45.0627 | 27.5171 | 6.3433 | 172.0014 | 92.2771 | CALGARY | ALBERTA | 126.1341 | 0 | 0 | 126.1341 | 11.9549 | 0 | 0 | 11.9549 | 0 | 0.019179 | 0 | 0 | 0.57475 | 0.07823 | 0 | 0.28887 | 0.061175 | 0.042943 | 0 | 0.00023288 | 0.57475 | 0.084119 | 75.0044 | 0 | 20 | 0.678 | [5 empty] | 0.227 | 0.346 | 2.95 |  | 0 | Calgary Intl AP | CAN | 64 | 4781 | 51.114 | -114.02 | 7a | 5000 | AB | CAN_AB_Calgary.Intl.AP.718770_CWEC2016.epw | 0.57475 | 12.4186 | 61.1106 | 12.7332 | 21.4005 | TRUE | FALSE | FALSE | FALSE | 11.5967 | 16.0446 | 0 | 0.72142 | 0.010865 | 263.68 | 0 | 66.401 | 3.3516 | 0.050475 | 1225 | 0 | 0.57475 | 638.75 | 638.75 | 0.5 | 0.5 |  | https://s3.console.aws.amazon.com/s3/buckets/834599497928?region=ca-central-1&prefix=phylroy.lopez/reference/reference/output/c74a9c0f-6ddb-43ee-8b13-028fc72d6a70/ | 1.0.002
714 |  | TRUE | 450 | 0 | 0 | 310.6285 |  |  |  | 0.1 | 2021-09-22 20:13:13 +0000 | 438c2ebff | 0.2.14 | :adv_dx_units: NECB_Default :airloop_economizer_type: NECB_Default :algorithm_type: parametric :analysis_id: reference :analysis_name: reference :boiler_eff: NECB_Default :btap_batch_version: 1.0.002 :building_type: MidriseApartment :chiller_type: NECB_Default :compute_environment: aws_batch :datapoint_id: f21d0993-8899-4dc4-9463-1a02c22fcea0 :daylighting_type: NECB_Default :dcv_type: NECB_Default :door_construction_cond: NECB_Default :ecm_system_name: NECB_Default :electrical_loads_scale: NECB_Default :enable_costing: true :epw_file: CAN_NS_Halifax.Dockyard.713280_CWEC2016.epw :erv_package: NECB_Default :ext_floor_cond: NECB_Default :ext_roof_cond: NECB_Default :ext_wall_cond: NECB_Default :fdwr_set: NECB_Default :fixed_wind_solar_trans: NECB_Default :fixed_window_cond: NECB_Default :furnace_eff: NECB_Default :glass_door_cond: NECB_Default :glass_door_solar_trans: NECB_Default :ground_floor_cond: NECB_Default :ground_roof_cond: NECB_Default :ground_wall_cond: NECB_Default :image_name: btap_private_cli :infiltration_scale: NECB_Default :lights_scale: NECB_Default :lights_type: NECB_Default :nv_delta_temp_in_out: NECB_Default :nv_opening_fraction: NECB_Default :nv_temp_out_min: NECB_Default :nv_type: NECB_Default :oa_scale: NECB_Default :occupancy_loads_scale: NECB_Default :output_meters: [] :output_variables: [] :overhead_door_cond: NECB_Default :primary_heating_fuel: Electricity :pv_ground_azimuth_angle: NECB_Default :pv_ground_module_description: NECB_Default :pv_ground_tilt_angle: NECB_Default :pv_ground_total_area_pv_panels_m2: NECB_Default :pv_ground_type: NECB_Default :rotation_degrees: NECB_Default :run_annual_simulation: true :s3_bucket: '834599497928' :scale_x: NECB_Default :scale_y: NECB_Default :scale_z: NECB_Default :shw_eff: NECB_Default :skylight_cond: NECB_Default :skylight_solar_trans: NECB_Default :srr_set: NECB_Default :template: NECB2011 | reference | reference | f21d0993-8899-4dc4-9463-1a02c22fcea0 | NECB2011 | MidriseApartment | Electricity | Electricity | CAN_NS_Halifax.Dockyard.713280_CWEC2016.epw | parametric |  | NECB_Default | NECB_Default | NECB_Default | NECB_Default | NECB_Default | NECB_Default | NECB_Default | NECB_Default | NECB_Default | NECB_Default | NECB_Default | NECB_Default | NECB_Default | NECB_Default | NECB_Default | NECB_Default | NECB_Default | NECB_Default | NECB_Default | NECB_Default | NECB_Default | NECB_Default | NECB_Default | NECB_Default | NECB_Default | NECB_Default | NECB_Default | NECB_Default | NECB_Default | NECB_Default | NECB_Default | NECB_Default | NECB_Default | NECB_Default | NECB_Default | NECB_Default | NECB_Default | NECB_Default | NECB_Default | NECB_Default | NECB_Default | NECB_Default | NECB_Default | NECB_Default | NECB_Default | aws_batch | 834599497928 | btap_private_cli |  | TRUE | TRUE |  |  | 43.5992 | 13.1092 | 42.1362 | 99.5649 | 3134.61 | 2325.6934 | 40 | MidriseApartment |  |  | 5 | MidriseApartment | 4 |  | 4 | NECB2011 | 0.24343 | 9553.837 | 67.9559 | 51.0499 | 27.8547 | 6.3036 | 249.9777 | 96.8136 | HALIFAX | NOVA SCOTIA | 93.7988 | 0 | 0 | 93.7988 | 18.3957 | 0 | 0 | 18.3957 | 0 | 0.051158 | 0 | 0 | 0.46255 | 0.076568 | 0 | 0.15169 | 0.061175 | 0.042943 | 0 | 0.00023288 | 0.46255 | 0.078785 | 61.3874 | 0 | 40 | 0.757 | [5 empty] | 0.183 | 0.247 | 2.2 | 2.2 | 5 | Halifax Dockyard | CAN | 112 | 3647 | 44.655 | -63.577 | 6 | 4000 | NS | CAN_NS_Halifax.Dockyard.713280_CWEC2016.epw | 0.46255 | 13.1092 | 43.5992 | 15.0287 | 21.7931 | TRUE | FALSE | FALSE | FALSE | 7.5456 | 6.9636 | 0 | 0.67568 | 0.010176 | 246.96 | 0 | 66.401 | 3.3516 | 0.050475 | 1225 | 0 | 0.46255 | 219.5 | 217.75 | 0 | 0 |  | https://s3.console.aws.amazon.com/s3/buckets/834599497928?region=ca-central-1&prefix=phylroy.lopez/reference/reference/output/f21d0993-8899-4dc4-9463-1a02c22fcea0/ | 1.0.002
715 |  | TRUE | 490 | 0 | 0 | 313.6281 |  |  |  | 0.1 | 2021-09-22 20:13:12 +0000 | 438c2ebff | 0.2.14 | :adv_dx_units: NECB_Default :airloop_economizer_type: NECB_Default :algorithm_type: parametric :analysis_id: reference :analysis_name: reference :boiler_eff: NECB_Default :btap_batch_version: 1.0.002 :building_type: MidriseApartment :chiller_type: NECB_Default :compute_environment: aws_batch :datapoint_id: d50add9d-b208-457a-ac28-79099eae13ee :daylighting_type: NECB_Default :dcv_type: NECB_Default :door_construction_cond: NECB_Default :ecm_system_name: NECB_Default :electrical_loads_scale: NECB_Default :enable_costing: true :epw_file: CAN_QC_Montreal-Trudeau.Intl.AP.716270_CWEC2016.epw :erv_package: NECB_Default :ext_floor_cond: NECB_Default :ext_roof_cond: NECB_Default :ext_wall_cond: NECB_Default :fdwr_set: NECB_Default :fixed_wind_solar_trans: NECB_Default :fixed_window_cond: NECB_Default :furnace_eff: NECB_Default :glass_door_cond: NECB_Default :glass_door_solar_trans: NECB_Default :ground_floor_cond: NECB_Default :ground_roof_cond: NECB_Default :ground_wall_cond: NECB_Default :image_name: btap_private_cli :infiltration_scale: NECB_Default :lights_scale: NECB_Default :lights_type: NECB_Default :nv_delta_temp_in_out: NECB_Default :nv_opening_fraction: NECB_Default :nv_temp_out_min: NECB_Default :nv_type: NECB_Default :oa_scale: NECB_Default :occupancy_loads_scale: NECB_Default :output_meters: [] :output_variables: [] :overhead_door_cond: NECB_Default :primary_heating_fuel: Electricity :pv_ground_azimuth_angle: NECB_Default :pv_ground_module_description: NECB_Default :pv_ground_tilt_angle: NECB_Default :pv_ground_total_area_pv_panels_m2: NECB_Default :pv_ground_type: NECB_Default :rotation_degrees: NECB_Default :run_annual_simulation: true :s3_bucket: '834599497928' :scale_x: NECB_Default :scale_y: NECB_Default :scale_z: NECB_Default :shw_eff: NECB_Default :skylight_cond: NECB_Default :skylight_solar_trans: NECB_Default :srr_set: NECB_Default :template: NECB2015 | reference | reference | d50add9d-b208-457a-ac28-79099eae13ee | NECB2015 | MidriseApartment | Electricity | Electricity | CAN_QC_Montreal-Trudeau.Intl.AP.716270_CWEC2016.epw | parametric |  | NECB_Default | NECB_Default | NECB_Default | NECB_Default | NECB_Default | NECB_Default | NECB_Default | NECB_Default | NECB_Default | NECB_Default | NECB_Default | NECB_Default | NECB_Default | NECB_Default | NECB_Default | NECB_Default | NECB_Default | NECB_Default | NECB_Default | NECB_Default | NECB_Default | NECB_Default | NECB_Default | NECB_Default | NECB_Default | NECB_Default | NECB_Default | NECB_Default | NECB_Default | NECB_Default | NECB_Default | NECB_Default | NECB_Default | NECB_Default | NECB_Default | NECB_Default | NECB_Default | NECB_Default | NECB_Default | NECB_Default | NECB_Default | NECB_Default | NECB_Default | NECB_Default | NECB_Default | aws_batch | 834599497928 | btap_private_cli |  | TRUE | TRUE |  |  | 55.5664 | 15.8143 | 49.2158 | 142.1805 | 3134.61 | 2325.6934 | 37.3 | MidriseApartment |  |  | 5 | MidriseApartment | 4 |  | 4 | NECB2015 | 0.24343 | 9553.837 | 72.0669 | 48.8861 | 26.2135 | 26.2928 | 268.1281 | 94.6688 | MONTREAL | QUEBEC | 0.23911 | 0 | 0 | 0.23911 | 15.2286 | 0 | 0 | 15.2286 | 0 | 0.06961 | 0 | 0 | 0.6153 | 0.07942 | 0 | 0.17718 | 0.06121 | 0.042238 | 0 | 0.00084859 | 0.6153 | 0.18479 | 77.2892 | 0 | 37.3 | 0.757 | [5 empty] | 0.183 | 0.247 | 2.2 | 2.2 | 5 | Montreal-Trudeau Intl AP | CAN | 323 | 4090 | 45.471 | -73.741 | 6 | 4400 | QC | CAN_QC_Montreal-Trudeau.Intl.AP.716270_CWEC2016.epw | 0.6153 | 15.8143 | 55.5664 | 17.3988 | 22.1916 | FALSE | FALSE | FALSE | FALSE | 12.8458 | 15.9564 | 0 | 1.5848 | 0.012169 | 579.26 | 0 | 130.2314 | 7.8118 | 0.059984 | 2855.21 | 0 | 0.6153 | 319.5 | 318 | 0 | 0 |  | https://s3.console.aws.amazon.com/s3/buckets/834599497928?region=ca-central-1&prefix=phylroy.lopez/reference/reference/output/d50add9d-b208-457a-ac28-79099eae13ee/ | 1.0.002
716 |  | TRUE | 445 | 0 | 0 | 312.0176 |  |  |  | 0.1 | 2021-09-22 20:12:54 +0000 | 438c2ebff | 0.2.14 | :adv_dx_units: NECB_Default :airloop_economizer_type: NECB_Default :algorithm_type: parametric :analysis_id: reference :analysis_name: reference :boiler_eff: NECB_Default :btap_batch_version: 1.0.002 :building_type: MidriseApartment :chiller_type: NECB_Default :compute_environment: aws_batch :datapoint_id: ebb2521b-3fac-4aeb-b483-c62fcb18d05b :daylighting_type: NECB_Default :dcv_type: NECB_Default :door_construction_cond: NECB_Default :ecm_system_name: NECB_Default :electrical_loads_scale: NECB_Default :enable_costing: true :epw_file: CAN_AB_Calgary.Intl.AP.718770_CWEC2016.epw :erv_package: NECB_Default :ext_floor_cond: NECB_Default :ext_roof_cond: NECB_Default :ext_wall_cond: NECB_Default :fdwr_set: NECB_Default :fixed_wind_solar_trans: NECB_Default :fixed_window_cond: NECB_Default :furnace_eff: NECB_Default :glass_door_cond: NECB_Default :glass_door_solar_trans: NECB_Default :ground_floor_cond: NECB_Default :ground_roof_cond: NECB_Default :ground_wall_cond: NECB_Default :image_name: btap_private_cli :infiltration_scale: NECB_Default :lights_scale: NECB_Default :lights_type: NECB_Default :nv_delta_temp_in_out: NECB_Default :nv_opening_fraction: NECB_Default :nv_temp_out_min: NECB_Default :nv_type: NECB_Default :oa_scale: NECB_Default :occupancy_loads_scale: NECB_Default :output_meters: [] :output_variables: [] :overhead_door_cond: NECB_Default :primary_heating_fuel: NaturalGas :pv_ground_azimuth_angle: NECB_Default :pv_ground_module_description: NECB_Default :pv_ground_tilt_angle: NECB_Default :pv_ground_total_area_pv_panels_m2: NECB_Default :pv_ground_type: NECB_Default :rotation_degrees: NECB_Default :run_annual_simulation: true :s3_bucket: '834599497928' :scale_x: NECB_Default :scale_y: NECB_Default :scale_z: NECB_Default :shw_eff: NECB_Default :skylight_cond: NECB_Default :skylight_solar_trans: NECB_Default :srr_set: NECB_Default :template: NECB2015 | reference | reference | ebb2521b-3fac-4aeb-b483-c62fcb18d05b | NECB2015 | MidriseApartment | NaturalGas | Natural Gas | CAN_AB_Calgary.Intl.AP.718770_CWEC2016.epw | parametric |  | NECB_Default | NECB_Default | NECB_Default | NECB_Default | NECB_Default | NECB_Default | NECB_Default | NECB_Default | NECB_Default | NECB_Default | NECB_Default | NECB_Default | NECB_Default | NECB_Default | NECB_Default | NECB_Default | NECB_Default | NECB_Default | NECB_Default | NECB_Default | NECB_Default | NECB_Default | NECB_Default | NECB_Default | NECB_Default | NECB_Default | NECB_Default | NECB_Default | NECB_Default | NECB_Default | NECB_Default | NECB_Default | NECB_Default | NECB_Default | NECB_Default | NECB_Default | NECB_Default | NECB_Default | NECB_Default | NECB_Default | NECB_Default | NECB_Default | NECB_Default | NECB_Default | NECB_Default | aws_batch | 834599497928 | btap_private_cli |  | TRUE | TRUE |  |  | 51.2736 | 15.2604 | 46.5582 | 165.1579 | 3134.61 | 2325.6934 | 33.3 | MidriseApartment |  |  | 5 | MidriseApartment | 4 |  | 4 | NECB2015 | 0.24343 | 9553.837 | 74.8256 | 84.5226 | 27.5171 | 6.8137 | 323.152 | 129.4729 | CALGARY | ALBERTA | 55.383 | 22.4883 | 0 | 77.8713 | 5.2492 | 1.6043 | 0 | 6.8535 | 0 | 0.059739 | 0 | 0 | 0.25237 | 0.080035 | 0 | 0.19446 | 0.06121 | 0.042238 | 0.44565 | 0.0091431 | 0.69802 | 0.25119 | 22.7208 | 67.5693 | 33.3 | 0.757 | [5 empty] | 0.162 | 0.21 | 2.2 | 2.2 | 5 | Calgary Intl AP | CAN | 64 | 4781 | 51.114 | -114.02 | 7a | 5000 | AB | CAN_AB_Calgary.Intl.AP.718770_CWEC2016.epw | 0.69801 | 15.2604 | 51.2736 | 12.7332 | 21.4005 | FALSE | FALSE | FALSE | FALSE | 12.4314 | 17.4714 | 0 | 0 | 0 | 0 | 787.39 | 130.2314 | 7.8118 | 0.059984 | 2855.21 | 0 | 0.69802 | 175.5 | 175.5 | 0 | 0 |  | https://s3.console.aws.amazon.com/s3/buckets/834599497928?region=ca-central-1&prefix=phylroy.lopez/reference/reference/output/ebb2521b-3fac-4aeb-b483-c62fcb18d05b/ | 1.0.002
717 |  | TRUE | 445 | 0 | 0 | 314.2617 |  |  |  | 0.1 | 2021-09-22 20:13:32 +0000 | 438c2ebff | 0.2.14 | :adv_dx_units: NECB_Default :airloop_economizer_type: NECB_Default :algorithm_type: parametric :analysis_id: reference :analysis_name: reference :boiler_eff: NECB_Default :btap_batch_version: 1.0.002 :building_type: MidriseApartment :chiller_type: NECB_Default :compute_environment: aws_batch :datapoint_id: 063651f0-dccd-47bc-92aa-1b8258011dff :daylighting_type: NECB_Default :dcv_type: NECB_Default :door_construction_cond: NECB_Default :ecm_system_name: NECB_Default :electrical_loads_scale: NECB_Default :enable_costing: true :epw_file: CAN_YT_Whitehorse.Intl.AP.719640_CWEC2016.epw :erv_package: NECB_Default :ext_floor_cond: NECB_Default :ext_roof_cond: NECB_Default :ext_wall_cond: NECB_Default :fdwr_set: NECB_Default :fixed_wind_solar_trans: NECB_Default :fixed_window_cond: NECB_Default :furnace_eff: NECB_Default :glass_door_cond: NECB_Default :glass_door_solar_trans: NECB_Default :ground_floor_cond: NECB_Default :ground_roof_cond: NECB_Default :ground_wall_cond: NECB_Default :image_name: btap_private_cli :infiltration_scale: NECB_Default :lights_scale: NECB_Default :lights_type: NECB_Default :nv_delta_temp_in_out: NECB_Default :nv_opening_fraction: NECB_Default :nv_temp_out_min: NECB_Default :nv_type: NECB_Default :oa_scale: NECB_Default :occupancy_loads_scale: NECB_Default :output_meters: [] :output_variables: [] :overhead_door_cond: NECB_Default :primary_heating_fuel: NaturalGas :pv_ground_azimuth_angle: NECB_Default :pv_ground_module_description: NECB_Default :pv_ground_tilt_angle: NECB_Default :pv_ground_total_area_pv_panels_m2: NECB_Default :pv_ground_type: NECB_Default :rotation_degrees: NECB_Default :run_annual_simulation: true :s3_bucket: '834599497928' :scale_x: NECB_Default :scale_y: NECB_Default :scale_z: NECB_Default :shw_eff: NECB_Default :skylight_cond: NECB_Default :skylight_solar_trans: NECB_Default :srr_set: NECB_Default :template: NECB2011 | reference | reference | 063651f0-dccd-47bc-92aa-1b8258011dff | NECB2011 | MidriseApartment | NaturalGas | Natural Gas | CAN_YT_Whitehorse.Intl.AP.719640_CWEC2016.epw | parametric |  | NECB_Default | NECB_Default | NECB_Default | NECB_Default | NECB_Default | NECB_Default | NECB_Default | NECB_Default | NECB_Default | NECB_Default | NECB_Default | NECB_Default | NECB_Default | NECB_Default | NECB_Default | NECB_Default | NECB_Default | NECB_Default | NECB_Default | NECB_Default | NECB_Default | NECB_Default | NECB_Default | NECB_Default | NECB_Default | NECB_Default | NECB_Default | NECB_Default | NECB_Default | NECB_Default | NECB_Default | NECB_Default | NECB_Default | NECB_Default | NECB_Default | NECB_Default | NECB_Default | NECB_Default | NECB_Default | NECB_Default | NECB_Default | NECB_Default | NECB_Default | NECB_Default | NECB_Default | aws_batch | 834599497928 | btap_private_cli |  | TRUE | TRUE |  |  | 61.1622 | 9.8546 | 74.1152 | 151.1423 | 3134.61 | 2325.6934 | 22.8 | MidriseApartment |  |  | 5 | MidriseApartment | 4 |  | 4 | NECB2011 | 0.24343 | 9553.837 | 58.8297 | 72.2317 | 25.2925 | 5.1611 | 275.6768 | 114.1617 | WHITEHORSE | YUKON | 3.3624 | 21.4992 | 0 | 24.8616 | 7.7003 | 3.9187 | 0 | 11.6191 | 0 | 0.026236 | 0 | 0 | 0.21618 | 0.077416 | 0 | 0.31425 | 0.061175 | 0.042943 | 0.43205 | 0.0084061 | 0.64823 | 0.1178 | 19.2808 | 66.9289 | 22.8 | 0.757 | [5 empty] | 0.162 | 0.21 | 2.2 | 2.2 | 5 | Whitehorse Intl AP | CAN | 5 | 6491 | 60.709 | -135.069 | 7b | 6580 | YT | CAN_YT_Whitehorse.Intl.AP.719640_CWEC2016.epw | 0.64823 | 9.8546 | 61.1622 | 15.4084 | 15.7436 | TRUE | FALSE | FALSE | FALSE | 7.6842 | 20.3429 | 0 | 0 | 0 | 0 | 369.27 | 66.401 | 3.3516 | 0.050475 | 1225 | 0 | 0.64823 | 192.75 | 191.75 | 0 | 0 |  | https://s3.console.aws.amazon.com/s3/buckets/834599497928?region=ca-central-1&prefix=phylroy.lopez/reference/reference/output/063651f0-dccd-47bc-92aa-1b8258011dff/ | 1.0.002
718 |  | TRUE | 452 | 0 | 0 | 312.2003 |  |  |  | 0.1 | 2021-09-22 20:13:30 +0000 | 438c2ebff | 0.2.14 | :adv_dx_units: NECB_Default :airloop_economizer_type: NECB_Default :algorithm_type: parametric :analysis_id: reference :analysis_name: reference :boiler_eff: NECB_Default :btap_batch_version: 1.0.002 :building_type: MidriseApartment :chiller_type: NECB_Default :compute_environment: aws_batch :datapoint_id: 6c8089e0-bfa0-4ccf-aa10-996329c63bd9 :daylighting_type: NECB_Default :dcv_type: NECB_Default :door_construction_cond: NECB_Default :ecm_system_name: NECB_Default :electrical_loads_scale: NECB_Default :enable_costing: true :epw_file: CAN_NS_Halifax.Dockyard.713280_CWEC2016.epw :erv_package: NECB_Default :ext_floor_cond: NECB_Default :ext_roof_cond: NECB_Default :ext_wall_cond: NECB_Default :fdwr_set: NECB_Default :fixed_wind_solar_trans: NECB_Default :fixed_window_cond: NECB_Default :furnace_eff: NECB_Default :glass_door_cond: NECB_Default :glass_door_solar_trans: NECB_Default :ground_floor_cond: NECB_Default :ground_roof_cond: NECB_Default :ground_wall_cond: NECB_Default :image_name: btap_private_cli :infiltration_scale: NECB_Default :lights_scale: NECB_Default :lights_type: NECB_Default :nv_delta_temp_in_out: NECB_Default :nv_opening_fraction: NECB_Default :nv_temp_out_min: NECB_Default :nv_type: NECB_Default :oa_scale: NECB_Default :occupancy_loads_scale: NECB_Default :output_meters: [] :output_variables: [] :overhead_door_cond: NECB_Default :primary_heating_fuel: Electricity :pv_ground_azimuth_angle: NECB_Default :pv_ground_module_description: NECB_Default :pv_ground_tilt_angle: NECB_Default :pv_ground_total_area_pv_panels_m2: NECB_Default :pv_ground_type: NECB_Default :rotation_degrees: NECB_Default :run_annual_simulation: true :s3_bucket: '834599497928' :scale_x: NECB_Default :scale_y: NECB_Default :scale_z: NECB_Default :shw_eff: NECB_Default :skylight_cond: NECB_Default :skylight_solar_trans: NECB_Default :srr_set: NECB_Default :template: NECB2017 | reference | reference | 6c8089e0-bfa0-4ccf-aa10-996329c63bd9 | NECB2017 | MidriseApartment | Electricity | Electricity | CAN_NS_Halifax.Dockyard.713280_CWEC2016.epw | parametric |  | NECB_Default | NECB_Default | NECB_Default | NECB_Default | NECB_Default | NECB_Default | NECB_Default | NECB_Default | NECB_Default | NECB_Default | NECB_Default | NECB_Default | NECB_Default | NECB_Default | NECB_Default | NECB_Default | NECB_Default | NECB_Default | NECB_Default | NECB_Default | NECB_Default | NECB_Default | NECB_Default | NECB_Default | NECB_Default | NECB_Default | NECB_Default | NECB_Default | NECB_Default | NECB_Default | NECB_Default | NECB_Default | NECB_Default | NECB_Default | NECB_Default | NECB_Default | NECB_Default | NECB_Default | NECB_Default | NECB_Default | NECB_Default | NECB_Default | NECB_Default | NECB_Default | NECB_Default | aws_batch | 834599497928 | btap_private_cli |  | TRUE | TRUE |  |  | 32.3192 | 12.2623 | 15.8127 | 101.8574 | 3134.61 | 2325.6934 | 40 | MidriseApartment |  |  | 2 | MidriseApartment | 4 |  | 4 | NECB2017 | 0.24343 | 9553.837 | 70.0185 | 48.5897 | 27.8547 | 26.2672 | 293.6157 | 120.8857 | HALIFAX | NOVA SCOTIA | 99.2744 | 0 | 0 | 99.2744 | 19.4696 | 0 | 0 | 19.4696 | 0 | 0.062288 | 0 | 0 | 0.48956 | 0.064324 | 0.020092 | 0.056926 | 0.06121 | 0.041568 | 0 | 0.00084859 | 0.48956 | 0.1823 | 59.3294 | 0 | 40 | 0.757 | [5 empty] | 0.156 | 0.247 | 1.9 | 1.9 | 2 | Halifax Dockyard | CAN | 112 | 3647 | 44.655 | -63.577 | 6 | 4000 | NS | CAN_NS_Halifax.Dockyard.713280_CWEC2016.epw | 0.48955 | 12.2623 | 32.3192 | 15.0287 | 21.7932 | FALSE | FALSE | TRUE | FALSE | 8.268 | 8.3904 | 0 | 1.5634 | 0.012005 | 571.44 | 0 | 130.2314 | 7.8118 | 0.059984 | 2855.21 | 0 | 0.48956 | 120 | 120 | 0 | 0 |  | https://s3.console.aws.amazon.com/s3/buckets/834599497928?region=ca-central-1&prefix=phylroy.lopez/reference/reference/output/6c8089e0-bfa0-4ccf-aa10-996329c63bd9/ | 1.0.002
719 |  | TRUE | 428 | 0 | 0 | 257.9181 |  |  |  | 0.1 | 2021-09-22 20:13:45 +0000 | 438c2ebff | 0.2.14 | :adv_dx_units: NECB_Default :airloop_economizer_type: NECB_Default :algorithm_type: parametric :analysis_id: reference :analysis_name: reference :boiler_eff: NECB_Default :btap_batch_version: 1.0.002 :building_type: LowriseApartment :chiller_type: NECB_Default :compute_environment: aws_batch :datapoint_id: 2ebf5a43-0450-4cc3-897b-deef1a8978dc :daylighting_type: NECB_Default :dcv_type: NECB_Default :door_construction_cond: NECB_Default :ecm_system_name: NECB_Default :electrical_loads_scale: NECB_Default :enable_costing: true :epw_file: CAN_ON_Toronto.Pearson.Intl.AP.716240_CWEC2016.epw :erv_package: NECB_Default :ext_floor_cond: NECB_Default :ext_roof_cond: NECB_Default :ext_wall_cond: NECB_Default :fdwr_set: NECB_Default :fixed_wind_solar_trans: NECB_Default :fixed_window_cond: NECB_Default :furnace_eff: NECB_Default :glass_door_cond: NECB_Default :glass_door_solar_trans: NECB_Default :ground_floor_cond: NECB_Default :ground_roof_cond: NECB_Default :ground_wall_cond: NECB_Default :image_name: btap_private_cli :infiltration_scale: NECB_Default :lights_scale: NECB_Default :lights_type: NECB_Default :nv_delta_temp_in_out: NECB_Default :nv_opening_fraction: NECB_Default :nv_temp_out_min: NECB_Default :nv_type: NECB_Default :oa_scale: NECB_Default :occupancy_loads_scale: NECB_Default :output_meters: [] :output_variables: [] :overhead_door_cond: NECB_Default :primary_heating_fuel: Electricity :pv_ground_azimuth_angle: NECB_Default :pv_ground_module_description: NECB_Default :pv_ground_tilt_angle: NECB_Default :pv_ground_total_area_pv_panels_m2: NECB_Default :pv_ground_type: NECB_Default :rotation_degrees: NECB_Default :run_annual_simulation: true :s3_bucket: '834599497928' :scale_x: NECB_Default :scale_y: NECB_Default :scale_z: NECB_Default :shw_eff: NECB_Default :skylight_cond: NECB_Default :skylight_solar_trans: NECB_Default :srr_set: NECB_Default :template: NECB2015 | reference | reference | 2ebf5a43-0450-4cc3-897b-deef1a8978dc | NECB2015 | LowriseApartment | Electricity | Electricity | CAN_ON_Toronto.Pearson.Intl.AP.716240_CWEC2016.epw | parametric |  | NECB_Default | NECB_Default | NECB_Default | NECB_Default | NECB_Default | NECB_Default | NECB_Default | NECB_Default | NECB_Default | NECB_Default | NECB_Default | NECB_Default | NECB_Default | NECB_Default | NECB_Default | NECB_Default | NECB_Default | NECB_Default | NECB_Default | NECB_Default | NECB_Default | NECB_Default | NECB_Default | NECB_Default | NECB_Default | NECB_Default | NECB_Default | NECB_Default | NECB_Default | NECB_Default | NECB_Default | NECB_Default | NECB_Default | NECB_Default | NECB_Default | NECB_Default | NECB_Default | NECB_Default | NECB_Default | NECB_Default | NECB_Default | NECB_Default | NECB_Default | NECB_Default | NECB_Default | aws_batch | 834599497928 | btap_private_cli |  | TRUE | TRUE |  |  | 61.3472 | 20.3111 | 55.3344 | 154.1372 | 1763.22 | 1532.4718 | 40 | LowriseApartment |  |  | 5 | LowriseApartment | 3 | 3 | 3 | NECB2015 | 0.28516 | 5374.0333 | 98.8901 | 57.3636 | 29.9652 | 33.904 | 352.6957 | 132.5729 | TORONTO | ONTARIO | 3.6667 | 0 | 0 | 3.6667 | 29.3774 | 0 | 0 | 29.3774 | 0 | 0.08117 | 0 | 0 | 0.66017 | 0.096522 | 0 | 0.1992 | 0.059998 | 0.045275 | 0 | 0.00037999 | 0.66017 | 0.17762 | 81.2842 | 0 | 40 | 0.757 | [5 empty] | 0.183 | 0.278 | 2.2 | 2.2 | 5 | Toronto Pearson Intl AP | CAN | 382 | 3615 | 43.677 | -79.631 | 5 | 3890 | ON | CAN_ON_Toronto.Pearson.Intl.AP.716240_CWEC2016.epw | 0.66017 | 20.3111 | 61.3472 | 16.8326 | 19.9366 | FALSE | FALSE | FALSE | FALSE | 12.6228 | 9.9184 | 0 | 0.85685 | 0.010787 | 313.18 | 0 | 79.4319 | 4.3294 | 0.054504 | 1582.38 | 0 | 0.66017 | 624.75 | 624.5 | 0 | 0 |  | https://s3.console.aws.amazon.com/s3/buckets/834599497928?region=ca-central-1&prefix=phylroy.lopez/reference/reference/output/2ebf5a43-0450-4cc3-897b-deef1a8978dc/ | 1.0.002
720 |  | TRUE | 378 | 0 | 0 | 257.4331 |  |  |  | 0.1 | 2021-09-22 20:13:47 +0000 | 438c2ebff | 0.2.14 | :adv_dx_units: NECB_Default :airloop_economizer_type: NECB_Default :algorithm_type: parametric :analysis_id: reference :analysis_name: reference :boiler_eff: NECB_Default :btap_batch_version: 1.0.002 :building_type: LowriseApartment :chiller_type: NECB_Default :compute_environment: aws_batch :datapoint_id: 3a844fdd-a88f-418f-b86f-378a4130fd42 :daylighting_type: NECB_Default :dcv_type: NECB_Default :door_construction_cond: NECB_Default :ecm_system_name: NECB_Default :electrical_loads_scale: NECB_Default :enable_costing: true :epw_file: CAN_BC_Vancouver.Intl.AP.718920_CWEC2016.epw :erv_package: NECB_Default :ext_floor_cond: NECB_Default :ext_roof_cond: NECB_Default :ext_wall_cond: NECB_Default :fdwr_set: NECB_Default :fixed_wind_solar_trans: NECB_Default :fixed_window_cond: NECB_Default :furnace_eff: NECB_Default :glass_door_cond: NECB_Default :glass_door_solar_trans: NECB_Default :ground_floor_cond: NECB_Default :ground_roof_cond: NECB_Default :ground_wall_cond: NECB_Default :image_name: btap_private_cli :infiltration_scale: NECB_Default :lights_scale: NECB_Default :lights_type: NECB_Default :nv_delta_temp_in_out: NECB_Default :nv_opening_fraction: NECB_Default :nv_temp_out_min: NECB_Default :nv_type: NECB_Default :oa_scale: NECB_Default :occupancy_loads_scale: NECB_Default :output_meters: [] :output_variables: [] :overhead_door_cond: NECB_Default :primary_heating_fuel: Electricity :pv_ground_azimuth_angle: NECB_Default :pv_ground_module_description: NECB_Default :pv_ground_tilt_angle: NECB_Default :pv_ground_total_area_pv_panels_m2: NECB_Default :pv_ground_type: NECB_Default :rotation_degrees: NECB_Default :run_annual_simulation: true :s3_bucket: '834599497928' :scale_x: NECB_Default :scale_y: NECB_Default :scale_z: NECB_Default :shw_eff: NECB_Default :skylight_cond: NECB_Default :skylight_solar_trans: NECB_Default :srr_set: NECB_Default :template: NECB2017 | reference | reference | 3a844fdd-a88f-418f-b86f-378a4130fd42 | NECB2017 | LowriseApartment | Electricity | Electricity | CAN_BC_Vancouver.Intl.AP.718920_CWEC2016.epw | parametric |  | NECB_Default | NECB_Default | NECB_Default | NECB_Default | NECB_Default | NECB_Default | NECB_Default | NECB_Default | NECB_Default | NECB_Default | NECB_Default | NECB_Default | NECB_Default | NECB_Default | NECB_Default | NECB_Default | NECB_Default | NECB_Default | NECB_Default | NECB_Default | NECB_Default | NECB_Default | NECB_Default | NECB_Default | NECB_Default | NECB_Default | NECB_Default | NECB_Default | NECB_Default | NECB_Default | NECB_Default | NECB_Default | NECB_Default | NECB_Default | NECB_Default | NECB_Default | NECB_Default | NECB_Default | NECB_Default | NECB_Default | NECB_Default | NECB_Default | NECB_Default | NECB_Default | NECB_Default | aws_batch | 834599497928 | btap_private_cli |  | TRUE | TRUE |  |  | 28.7493 | 13.1416 | 16.1951 | 103.4676 | 1763.22 | 1532.4718 | 40 | LowriseApartment |  |  | 2 | LowriseApartment | 3 | 3 | 3 | NECB2017 | 0.28516 | 5374.0333 | 87.0968 | 48.2379 | 26.4762 | 33.7836 | 354.0537 | 158.4592 | VANCOUVER | BRITISH COLUMBIA | 1.4231 | 0 | 0 | 1.4231 | 14.2112 | 0 | 0 | 14.2112 | 0 | 0.063129 | 0 | 0 | 0.50217 | 0.078101 | 0.025601 | 0.058302 | 0.059998 | 0.044084 | 0 | 0.00037999 | 0.50217 | 0.17257 | 52.2133 | 0 | 40 | 0.757 | [5 empty] | 0.193 | 0.315 | 2.1 | 2.1 | 2 | Vancouver Intl AP | CAN | 42 | 2797 | 49.195 | -123.184 | 4 | 2800 | BC | CAN_BC_Vancouver.Intl.AP.718920_CWEC2016.epw | 0.50216 | 13.1416 | 28.7493 | 11.1401 | 23.0821 | FALSE | FALSE | TRUE | FALSE | 10.4225 | 8.2974 | 0 | 0.8325 | 0.010481 | 304.28 | 0 | 79.4319 | 4.3294 | 0.054504 | 1582.38 | 0 | 0.50217 | 367.75 | 367.75 | 0 | 0 |  | https://s3.console.aws.amazon.com/s3/buckets/834599497928?region=ca-central-1&prefix=phylroy.lopez/reference/reference/output/3a844fdd-a88f-418f-b86f-378a4130fd42/ | 1.0.002
721 |  | TRUE | 408 | 720 | 0 | 1140.9777 |  |  |  | 0.1 | 2021-09-22 20:11:40 +0000 | 438c2ebff | 0.2.14 | :adv_dx_units: NECB_Default :airloop_economizer_type: NECB_Default :algorithm_type: parametric :analysis_id: reference :analysis_name: reference :boiler_eff: NECB_Default :btap_batch_version: 1.0.002 :building_type: SecondarySchool :chiller_type: NECB_Default :compute_environment: aws_batch :datapoint_id: d7234567-4ffc-4782-a1a7-967a6b357fce :daylighting_type: NECB_Default :dcv_type: NECB_Default :door_construction_cond: NECB_Default :ecm_system_name: NECB_Default :electrical_loads_scale: NECB_Default :enable_costing: true :epw_file: CAN_QC_Montreal-Trudeau.Intl.AP.716270_CWEC2016.epw :erv_package: NECB_Default :ext_floor_cond: NECB_Default :ext_roof_cond: NECB_Default :ext_wall_cond: NECB_Default :fdwr_set: NECB_Default :fixed_wind_solar_trans: NECB_Default :fixed_window_cond: NECB_Default :furnace_eff: NECB_Default :glass_door_cond: NECB_Default :glass_door_solar_trans: NECB_Default :ground_floor_cond: NECB_Default :ground_roof_cond: NECB_Default :ground_wall_cond: NECB_Default :image_name: btap_private_cli :infiltration_scale: NECB_Default :lights_scale: NECB_Default :lights_type: NECB_Default :nv_delta_temp_in_out: NECB_Default :nv_opening_fraction: NECB_Default :nv_temp_out_min: NECB_Default :nv_type: NECB_Default :oa_scale: NECB_Default :occupancy_loads_scale: NECB_Default :output_meters: [] :output_variables: [] :overhead_door_cond: NECB_Default :primary_heating_fuel: NaturalGas :pv_ground_azimuth_angle: NECB_Default :pv_ground_module_description: NECB_Default :pv_ground_tilt_angle: NECB_Default :pv_ground_total_area_pv_panels_m2: NECB_Default :pv_ground_type: NECB_Default :rotation_degrees: NECB_Default :run_annual_simulation: true :s3_bucket: '834599497928' :scale_x: NECB_Default :scale_y: NECB_Default :scale_z: NECB_Default :shw_eff: NECB_Default :skylight_cond: NECB_Default :skylight_solar_trans: NECB_Default :srr_set: NECB_Default :template: BTAP1980TO2010 | reference | reference | d7234567-4ffc-4782-a1a7-967a6b357fce | BTAP1980TO2010 | SecondarySchool | NaturalGas | Natural Gas | CAN_QC_Montreal-Trudeau.Intl.AP.716270_CWEC2016.epw | parametric |  | NECB_Default | NECB_Default | NECB_Default | NECB_Default | NECB_Default | NECB_Default | NECB_Default | NECB_Default | NECB_Default | NECB_Default | NECB_Default | NECB_Default | NECB_Default | NECB_Default | NECB_Default | NECB_Default | NECB_Default | NECB_Default | NECB_Default | NECB_Default | NECB_Default | NECB_Default | NECB_Default | NECB_Default | NECB_Default | NECB_Default | NECB_Default | NECB_Default | NECB_Default | NECB_Default | NECB_Default | NECB_Default | NECB_Default | NECB_Default | NECB_Default | NECB_Default | NECB_Default | NECB_Default | NECB_Default | NECB_Default | NECB_Default | NECB_Default | NECB_Default | NECB_Default | NECB_Default | aws_batch | 834599497928 | btap_private_cli |  | TRUE | TRUE |  |  | 309.119 | 37.4512 | 243.0524 | 422.464 | 19592 | 17870 | 35 | SecondarySchool |  |  | 1.1 | SecondarySchool | 2 |  | 2 | BTAP1980TO2010 | 0.18768 | 95216 | 0.89569 | 31.6322 | 69.797 | 7.7007 | 285.5347 | 175.5091 | MONTREAL | QUEBEC | 0.14159 | 65.8202 | 0 | 65.9618 | 9.0177 | 17.2411 | 0 | 26.2587 | 0 | 0.048838 | 0 | 0 | 0.36435 | 0.13628 | 0 | 1.2161 | 0.035323 | 0.14054 | 1.3324 | 0.0033641 | 1.6967 | 0.11632 | 58.4904 | 316.5419 | 35 | 0.678 | [5 empty] | 0.267 | 0.426 | 2.95 | 2.95 | 1.1 | Montreal-Trudeau Intl AP | CAN | 323 | 4090 | 45.471 | -73.741 | 6 | 4400 | QC | CAN_QC_Montreal-Trudeau.Intl.AP.716270_CWEC2016.epw | 1.6967 | 37.4512 | 309.119 | 13.0892 | 18.5707 | FALSE | FALSE | FALSE | FALSE | 14.54 | 16.6482 | 0 | 0 | 0 | 0 | 2279.01 | 3977.9874 | 22.542 | 0.0056667 | 8239.09 | 0 | 1.6967 | 1275.5 | 1252.83 | 29.67 | 29.5 |  | https://s3.console.aws.amazon.com/s3/buckets/834599497928?region=ca-central-1&prefix=phylroy.lopez/reference/reference/output/d7234567-4ffc-4782-a1a7-967a6b357fce/ | 1.0.002
722 |  | TRUE | 465 | 768 | 0 | 1142.7039 |  |  |  | 0.1 | 2021-09-22 20:13:14 +0000 | 438c2ebff | 0.2.14 | :adv_dx_units: NECB_Default :airloop_economizer_type: NECB_Default :algorithm_type: parametric :analysis_id: reference :analysis_name: reference :boiler_eff: NECB_Default :btap_batch_version: 1.0.002 :building_type: SecondarySchool :chiller_type: NECB_Default :compute_environment: aws_batch :datapoint_id: 9f45b7ba-7c62-4cf7-802a-9c3807ab8f7e :daylighting_type: NECB_Default :dcv_type: NECB_Default :door_construction_cond: NECB_Default :ecm_system_name: NECB_Default :electrical_loads_scale: NECB_Default :enable_costing: true :epw_file: CAN_AB_Edmonton.Intl.AP.711230_CWEC2016.epw :erv_package: NECB_Default :ext_floor_cond: NECB_Default :ext_roof_cond: NECB_Default :ext_wall_cond: NECB_Default :fdwr_set: NECB_Default :fixed_wind_solar_trans: NECB_Default :fixed_window_cond: NECB_Default :furnace_eff: NECB_Default :glass_door_cond: NECB_Default :glass_door_solar_trans: NECB_Default :ground_floor_cond: NECB_Default :ground_roof_cond: NECB_Default :ground_wall_cond: NECB_Default :image_name: btap_private_cli :infiltration_scale: NECB_Default :lights_scale: NECB_Default :lights_type: NECB_Default :nv_delta_temp_in_out: NECB_Default :nv_opening_fraction: NECB_Default :nv_temp_out_min: NECB_Default :nv_type: NECB_Default :oa_scale: NECB_Default :occupancy_loads_scale: NECB_Default :output_meters: [] :output_variables: [] :overhead_door_cond: NECB_Default :primary_heating_fuel: NaturalGas :pv_ground_azimuth_angle: NECB_Default :pv_ground_module_description: NECB_Default :pv_ground_tilt_angle: NECB_Default :pv_ground_total_area_pv_panels_m2: NECB_Default :pv_ground_type: NECB_Default :rotation_degrees: NECB_Default :run_annual_simulation: true :s3_bucket: '834599497928' :scale_x: NECB_Default :scale_y: NECB_Default :scale_z: NECB_Default :shw_eff: NECB_Default :skylight_cond: NECB_Default :skylight_solar_trans: NECB_Default :srr_set: NECB_Default :template: NECB2017 | reference | reference | 9f45b7ba-7c62-4cf7-802a-9c3807ab8f7e | NECB2017 | SecondarySchool | NaturalGas | Natural Gas | CAN_AB_Edmonton.Intl.AP.711230_CWEC2016.epw | parametric |  | NECB_Default | NECB_Default | NECB_Default | NECB_Default | NECB_Default | NECB_Default | NECB_Default | NECB_Default | NECB_Default | NECB_Default | NECB_Default | NECB_Default | NECB_Default | NECB_Default | NECB_Default | NECB_Default | NECB_Default | NECB_Default | NECB_Default | NECB_Default | NECB_Default | NECB_Default | NECB_Default | NECB_Default | NECB_Default | NECB_Default | NECB_Default | NECB_Default | NECB_Default | NECB_Default | NECB_Default | NECB_Default | NECB_Default | NECB_Default | NECB_Default | NECB_Default | NECB_Default | NECB_Default | NECB_Default | NECB_Default | NECB_Default | NECB_Default | NECB_Default | NECB_Default | NECB_Default | aws_batch | 834599497928 | btap_private_cli |  | TRUE | TRUE |  |  | 223.0642 | 19.7313 | 92.0262 | 206.5322 | 19592 | 17870 | 32.5 | SecondarySchool |  |  | 2 | SecondarySchool | 2 |  | 2 | NECB2017 | 0.18768 | 95216 | 140.8951 | 24.1388 | 67.8345 | 7.8584 | 434.5209 | 193.794 | EDMONTON | ALBERTA | 65.6327 | 31.2018 | 0 | 96.8346 | 6.2206 | 2.226 | 0 | 8.4466 | 0 | 0.017417 | 0 | 0 | 0.29907 | 0.10466 | 0.029371 | 0.49215 | 0.035421 | 0.10909 | 0.61833 | 0.003112 | 0.91739 | 0.12618 | 39.5273 | 231.0594 | 32.5 | 0.757 | [5 empty] | 0.138 | 0.21 | 1.9 | 1.9 | 2 | Edmonton Intl AP | CAN | 23 | 5588 | 53.31 | -113.579 | 7a | 5120 | AB | CAN_AB_Edmonton.Intl.AP.711230_CWEC2016.epw | 0.91739 | 19.7313 | 223.0642 | 11.2321 | 16.212 | TRUE | FALSE | FALSE | FALSE | 12.5098 | 19.4048 | 0 | 0 | 0 | 0 | 2472.04 | 3977.9111 | 22.3732 | 0.0056244 | 8177.42 | 0 | 0.91739 | 139 | 128.83 | 54.5 | 54.5 |  | https://s3.console.aws.amazon.com/s3/buckets/834599497928?region=ca-central-1&prefix=phylroy.lopez/reference/reference/output/9f45b7ba-7c62-4cf7-802a-9c3807ab8f7e/ | 1.0.002
723 |  | TRUE | 467 | 768 | 0 | 1144.7322 |  |  |  | 0.1 | 2021-09-22 20:12:54 +0000 | 438c2ebff | 0.2.14 | :adv_dx_units: NECB_Default :airloop_economizer_type: NECB_Default :algorithm_type: parametric :analysis_id: reference :analysis_name: reference :boiler_eff: NECB_Default :btap_batch_version: 1.0.002 :building_type: SecondarySchool :chiller_type: NECB_Default :compute_environment: aws_batch :datapoint_id: 64552b0b-8a1b-4254-bd15-735c282b7d8f :daylighting_type: NECB_Default :dcv_type: NECB_Default :door_construction_cond: NECB_Default :ecm_system_name: NECB_Default :electrical_loads_scale: NECB_Default :enable_costing: true :epw_file: CAN_ON_Toronto.Pearson.Intl.AP.716240_CWEC2016.epw :erv_package: NECB_Default :ext_floor_cond: NECB_Default :ext_roof_cond: NECB_Default :ext_wall_cond: NECB_Default :fdwr_set: NECB_Default :fixed_wind_solar_trans: NECB_Default :fixed_window_cond: NECB_Default :furnace_eff: NECB_Default :glass_door_cond: NECB_Default :glass_door_solar_trans: NECB_Default :ground_floor_cond: NECB_Default :ground_roof_cond: NECB_Default :ground_wall_cond: NECB_Default :image_name: btap_private_cli :infiltration_scale: NECB_Default :lights_scale: NECB_Default :lights_type: NECB_Default :nv_delta_temp_in_out: NECB_Default :nv_opening_fraction: NECB_Default :nv_temp_out_min: NECB_Default :nv_type: NECB_Default :oa_scale: NECB_Default :occupancy_loads_scale: NECB_Default :output_meters: [] :output_variables: [] :overhead_door_cond: NECB_Default :primary_heating_fuel: NaturalGas :pv_ground_azimuth_angle: NECB_Default :pv_ground_module_description: NECB_Default :pv_ground_tilt_angle: NECB_Default :pv_ground_total_area_pv_panels_m2: NECB_Default :pv_ground_type: NECB_Default :rotation_degrees: NECB_Default :run_annual_simulation: true :s3_bucket: '834599497928' :scale_x: NECB_Default :scale_y: NECB_Default :scale_z: NECB_Default :shw_eff: NECB_Default :skylight_cond: NECB_Default :skylight_solar_trans: NECB_Default :srr_set: NECB_Default :template: NECB2017 | reference | reference | 64552b0b-8a1b-4254-bd15-735c282b7d8f | NECB2017 | SecondarySchool | NaturalGas | Natural Gas | CAN_ON_Toronto.Pearson.Intl.AP.716240_CWEC2016.epw | parametric |  | NECB_Default | NECB_Default | NECB_Default | NECB_Default | NECB_Default | NECB_Default | NECB_Default | NECB_Default | NECB_Default | NECB_Default | NECB_Default | NECB_Default | NECB_Default | NECB_Default | NECB_Default | NECB_Default | NECB_Default | NECB_Default | NECB_Default | NECB_Default | NECB_Default | NECB_Default | NECB_Default | NECB_Default | NECB_Default | NECB_Default | NECB_Default | NECB_Default | NECB_Default | NECB_Default | NECB_Default | NECB_Default | NECB_Default | NECB_Default | NECB_Default | NECB_Default | NECB_Default | NECB_Default | NECB_Default | NECB_Default | NECB_Default | NECB_Default | NECB_Default | NECB_Default | NECB_Default | aws_batch | 834599497928 | btap_private_cli |  | TRUE | TRUE |  |  | 125.5915 | 32.4723 | 63.8882 | 171.8269 | 19592 | 17870 | 40 | SecondarySchool |  |  | 2 | SecondarySchool | 2 |  | 2 | NECB2017 | 0.18768 | 95216 | 152.1667 | 25.1078 | 68.6194 | 8.0035 | 459.1908 | 205.2935 | TORONTO | ONTARIO | 1.8714 | 22.5211 | 0 | 24.3925 | 14.9934 | 3.9738 | 0 | 18.9673 | 0 | 0.052196 | 0 | 0 | 0.33693 | 0.10757 | 0.029563 | 0.34372 | 0.035421 | 0.10909 | 0.45572 | 0.0030957 | 0.79265 | 0.112 | 52.3328 | 130.4198 | 40 | 0.757 | [5 empty] | 0.156 | 0.278 | 1.9 | 1.9 | 2 | Toronto Pearson Intl AP | CAN | 382 | 3615 | 43.677 | -79.631 | 5 | 3890 | ON | CAN_ON_Toronto.Pearson.Intl.AP.716240_CWEC2016.epw | 0.79265 | 32.4723 | 125.5915 | 14.0097 | 16.7378 | FALSE | FALSE | FALSE | FALSE | 14.9767 | 11.2039 | 0 | 0 | 0 | 0 | 2194.32 | 3977.9111 | 22.3732 | 0.0056244 | 8177.42 | 0 | 0.79265 | 308 | 283.83 | 42.5 | 42.5 |  | https://s3.console.aws.amazon.com/s3/buckets/834599497928?region=ca-central-1&prefix=phylroy.lopez/reference/reference/output/64552b0b-8a1b-4254-bd15-735c282b7d8f/ | 1.0.002
724 |  | TRUE | 490 | 0 | 0 | 309.9106 |  |  |  | 0.1 | 2021-09-22 20:13:20 +0000 | 438c2ebff | 0.2.14 | :adv_dx_units: NECB_Default :airloop_economizer_type: NECB_Default :algorithm_type: parametric :analysis_id: reference :analysis_name: reference :boiler_eff: NECB_Default :btap_batch_version: 1.0.002 :building_type: MidriseApartment :chiller_type: NECB_Default :compute_environment: aws_batch :datapoint_id: dd2155d1-836f-451c-80f6-a2c92ee9cc35 :daylighting_type: NECB_Default :dcv_type: NECB_Default :door_construction_cond: NECB_Default :ecm_system_name: NECB_Default :electrical_loads_scale: NECB_Default :enable_costing: true :epw_file: CAN_ON_Toronto.Pearson.Intl.AP.716240_CWEC2016.epw :erv_package: NECB_Default :ext_floor_cond: NECB_Default :ext_roof_cond: NECB_Default :ext_wall_cond: NECB_Default :fdwr_set: NECB_Default :fixed_wind_solar_trans: NECB_Default :fixed_window_cond: NECB_Default :furnace_eff: NECB_Default :glass_door_cond: NECB_Default :glass_door_solar_trans: NECB_Default :ground_floor_cond: NECB_Default :ground_roof_cond: NECB_Default :ground_wall_cond: NECB_Default :image_name: btap_private_cli :infiltration_scale: NECB_Default :lights_scale: NECB_Default :lights_type: NECB_Default :nv_delta_temp_in_out: NECB_Default :nv_opening_fraction: NECB_Default :nv_temp_out_min: NECB_Default :nv_type: NECB_Default :oa_scale: NECB_Default :occupancy_loads_scale: NECB_Default :output_meters: [] :output_variables: [] :overhead_door_cond: NECB_Default :primary_heating_fuel: Electricity :pv_ground_azimuth_angle: NECB_Default :pv_ground_module_description: NECB_Default :pv_ground_tilt_angle: NECB_Default :pv_ground_total_area_pv_panels_m2: NECB_Default :pv_ground_type: NECB_Default :rotation_degrees: NECB_Default :run_annual_simulation: true :s3_bucket: '834599497928' :scale_x: NECB_Default :scale_y: NECB_Default :scale_z: NECB_Default :shw_eff: NECB_Default :skylight_cond: NECB_Default :skylight_solar_trans: NECB_Default :srr_set: NECB_Default :template: NECB2017 | reference | reference | dd2155d1-836f-451c-80f6-a2c92ee9cc35 | NECB2017 | MidriseApartment | Electricity | Electricity | CAN_ON_Toronto.Pearson.Intl.AP.716240_CWEC2016.epw | parametric |  | NECB_Default | NECB_Default | NECB_Default | NECB_Default | NECB_Default | NECB_Default | NECB_Default | NECB_Default | NECB_Default | NECB_Default | NECB_Default | NECB_Default | NECB_Default | NECB_Default | NECB_Default | NECB_Default | NECB_Default | NECB_Default | NECB_Default | NECB_Default | NECB_Default | NECB_Default | NECB_Default | NECB_Default | NECB_Default | NECB_Default | NECB_Default | NECB_Default | NECB_Default | NECB_Default | NECB_Default | NECB_Default | NECB_Default | NECB_Default | NECB_Default | NECB_Default | NECB_Default | NECB_Default | NECB_Default | NECB_Default | NECB_Default | NECB_Default | NECB_Default | NECB_Default | NECB_Default | aws_batch | 834599497928 | btap_private_cli |  | TRUE | TRUE |  |  | 46.6876 | 15.0888 | 18.1947 | 108.096 | 3134.61 | 2325.6934 | 40 | MidriseApartment |  |  | 2 | MidriseApartment | 4 |  | 4 | NECB2017 | 0.24343 | 9553.837 | 80.8753 | 49.8295 | 28.9006 | 26.4157 | 312.3428 | 126.3217 | TORONTO | ONTARIO | 2.8438 | 0 | 0 | 2.8438 | 22.7846 | 0 | 0 | 22.7846 | 0 | 0.073757 | 0 | 0 | 0.51202 | 0.069805 | 0.020092 | 0.065501 | 0.06121 | 0.041568 | 0 | 0.00084859 | 0.51202 | 0.17923 | 67.0891 | 0 | 40 | 0.757 | [5 empty] | 0.156 | 0.278 | 1.9 | 1.9 | 2 | Toronto Pearson Intl AP | CAN | 382 | 3615 | 43.677 | -79.631 | 5 | 3890 | ON | CAN_ON_Toronto.Pearson.Intl.AP.716240_CWEC2016.epw | 0.51201 | 15.0888 | 46.6876 | 18.4423 | 20.6118 | FALSE | FALSE | TRUE | FALSE | 12.8975 | 9.9685 | 0 | 1.5372 | 0.011803 | 561.83 | 0 | 130.2314 | 7.8118 | 0.059984 | 2855.21 | 0 | 0.51202 | 343.5 | 343.25 | 0 | 0 |  | https://s3.console.aws.amazon.com/s3/buckets/834599497928?region=ca-central-1&prefix=phylroy.lopez/reference/reference/output/dd2155d1-836f-451c-80f6-a2c92ee9cc35/ | 1.0.002
725 |  | TRUE | 425 | 0 | 0 | 373.6239 |  |  |  | 0.1 | 2021-09-22 20:13:59 +0000 | 438c2ebff | 0.2.14 | :adv_dx_units: NECB_Default :airloop_economizer_type: NECB_Default :algorithm_type: parametric :analysis_id: reference :analysis_name: reference :boiler_eff: NECB_Default :btap_batch_version: 1.0.002 :building_type: MidriseApartment :chiller_type: NECB_Default :compute_environment: aws_batch :datapoint_id: 2f92ba5b-4284-4711-bb22-0b1d5057e0d4 :daylighting_type: NECB_Default :dcv_type: NECB_Default :door_construction_cond: NECB_Default :ecm_system_name: NECB_Default :electrical_loads_scale: NECB_Default :enable_costing: true :epw_file: CAN_NS_Halifax.Dockyard.713280_CWEC2016.epw :erv_package: NECB_Default :ext_floor_cond: NECB_Default :ext_roof_cond: NECB_Default :ext_wall_cond: NECB_Default :fdwr_set: NECB_Default :fixed_wind_solar_trans: NECB_Default :fixed_window_cond: NECB_Default :furnace_eff: NECB_Default :glass_door_cond: NECB_Default :glass_door_solar_trans: NECB_Default :ground_floor_cond: NECB_Default :ground_roof_cond: NECB_Default :ground_wall_cond: NECB_Default :image_name: btap_private_cli :infiltration_scale: NECB_Default :lights_scale: NECB_Default :lights_type: NECB_Default :nv_delta_temp_in_out: NECB_Default :nv_opening_fraction: NECB_Default :nv_temp_out_min: NECB_Default :nv_type: NECB_Default :oa_scale: NECB_Default :occupancy_loads_scale: NECB_Default :output_meters: [] :output_variables: [] :overhead_door_cond: NECB_Default :primary_heating_fuel: NaturalGas :pv_ground_azimuth_angle: NECB_Default :pv_ground_module_description: NECB_Default :pv_ground_tilt_angle: NECB_Default :pv_ground_total_area_pv_panels_m2: NECB_Default :pv_ground_type: NECB_Default :rotation_degrees: NECB_Default :run_annual_simulation: true :s3_bucket: '834599497928' :scale_x: NECB_Default :scale_y: NECB_Default :scale_z: NECB_Default :shw_eff: NECB_Default :skylight_cond: NECB_Default :skylight_solar_trans: NECB_Default :srr_set: NECB_Default :template: BTAPPRE1980 | reference | reference | 2f92ba5b-4284-4711-bb22-0b1d5057e0d4 | BTAPPRE1980 | MidriseApartment | NaturalGas | Natural Gas | CAN_NS_Halifax.Dockyard.713280_CWEC2016.epw | parametric |  | NECB_Default | NECB_Default | NECB_Default | NECB_Default | NECB_Default | NECB_Default | NECB_Default | NECB_Default | NECB_Default | NECB_Default | NECB_Default | NECB_Default | NECB_Default | NECB_Default | NECB_Default | NECB_Default | NECB_Default | NECB_Default | NECB_Default | NECB_Default | NECB_Default | NECB_Default | NECB_Default | NECB_Default | NECB_Default | NECB_Default | NECB_Default | NECB_Default | NECB_Default | NECB_Default | NECB_Default | NECB_Default | NECB_Default | NECB_Default | NECB_Default | NECB_Default | NECB_Default | NECB_Default | NECB_Default | NECB_Default | NECB_Default | NECB_Default | NECB_Default | NECB_Default | NECB_Default | aws_batch | 834599497928 | btap_private_cli |  | TRUE | TRUE |  |  | 80.2475 | 7.9516 | 79.4277 | 153.6635 | 3134.61 | 2325.6934 | 20 | MidriseApartment |  |  | 0 | MidriseApartment | 4 |  | 4 | BTAPPRE1980 | 0.24343 | 9553.837 | 0.77983 | 78.8709 | 27.8547 | 5.3261 | 231.6995 | 118.8679 | HALIFAX | NOVA SCOTIA | 40.8442 | 22.6855 | 0 | 63.5297 | 8.0103 | 5.726 | 0 | 13.7363 | 0 | 0.014742 | 0 | 0 | 0.20141 | 0.073642 | 0 | 0.35371 | 0.061175 | 0.042943 | 0.45589 | 0.0089102 | 0.65731 | 0.10218 | 16.9277 | 87.4855 | 20 | 0.678 | [5 empty] | 0.267 | 0.823 | 2.95 |  | 0 | Halifax Dockyard | CAN | 112 | 3647 | 44.655 | -63.577 | 6 | 4000 | NS | CAN_NS_Halifax.Dockyard.713280_CWEC2016.epw | 0.65731 | 7.9516 | 80.2475 | 15.0287 | 21.7931 | TRUE | FALSE | FALSE | FALSE | 7.5456 | 6.9636 | 0 | 0 | 0 | 0 | 320.31 | 66.401 | 3.3516 | 0.050475 | 1225 | 0 | 0.65731 | 359.25 | 359.25 | 3.25 | 3.25 |  | https://s3.console.aws.amazon.com/s3/buckets/834599497928?region=ca-central-1&prefix=phylroy.lopez/reference/reference/output/2f92ba5b-4284-4711-bb22-0b1d5057e0d4/ | 1.0.002
726 |  | TRUE | 456 | 0 | 0 | 372.1749 |  |  |  | 0.1 | 2021-09-22 20:13:28 +0000 | 438c2ebff | 0.2.14 | :adv_dx_units: NECB_Default :airloop_economizer_type: NECB_Default :algorithm_type: parametric :analysis_id: reference :analysis_name: reference :boiler_eff: NECB_Default :btap_batch_version: 1.0.002 :building_type: MidriseApartment :chiller_type: NECB_Default :compute_environment: aws_batch :datapoint_id: b08cdffc-ab1f-4ece-b18f-755c603b5fdc :daylighting_type: NECB_Default :dcv_type: NECB_Default :door_construction_cond: NECB_Default :ecm_system_name: NECB_Default :electrical_loads_scale: NECB_Default :enable_costing: true :epw_file: CAN_ON_Toronto.Pearson.Intl.AP.716240_CWEC2016.epw :erv_package: NECB_Default :ext_floor_cond: NECB_Default :ext_roof_cond: NECB_Default :ext_wall_cond: NECB_Default :fdwr_set: NECB_Default :fixed_wind_solar_trans: NECB_Default :fixed_window_cond: NECB_Default :furnace_eff: NECB_Default :glass_door_cond: NECB_Default :glass_door_solar_trans: NECB_Default :ground_floor_cond: NECB_Default :ground_roof_cond: NECB_Default :ground_wall_cond: NECB_Default :image_name: btap_private_cli :infiltration_scale: NECB_Default :lights_scale: NECB_Default :lights_type: NECB_Default :nv_delta_temp_in_out: NECB_Default :nv_opening_fraction: NECB_Default :nv_temp_out_min: NECB_Default :nv_type: NECB_Default :oa_scale: NECB_Default :occupancy_loads_scale: NECB_Default :output_meters: [] :output_variables: [] :overhead_door_cond: NECB_Default :primary_heating_fuel: Electricity :pv_ground_azimuth_angle: NECB_Default :pv_ground_module_description: NECB_Default :pv_ground_tilt_angle: NECB_Default :pv_ground_total_area_pv_panels_m2: NECB_Default :pv_ground_type: NECB_Default :rotation_degrees: NECB_Default :run_annual_simulation: true :s3_bucket: '834599497928' :scale_x: NECB_Default :scale_y: NECB_Default :scale_z: NECB_Default :shw_eff: NECB_Default :skylight_cond: NECB_Default :skylight_solar_trans: NECB_Default :srr_set: NECB_Default :template: BTAPPRE1980 | reference | reference | b08cdffc-ab1f-4ece-b18f-755c603b5fdc | BTAPPRE1980 | MidriseApartment | Electricity | Electricity | CAN_ON_Toronto.Pearson.Intl.AP.716240_CWEC2016.epw | parametric |  | NECB_Default | NECB_Default | NECB_Default | NECB_Default | NECB_Default | NECB_Default | NECB_Default | NECB_Default | NECB_Default | NECB_Default | NECB_Default | NECB_Default | NECB_Default | NECB_Default | NECB_Default | NECB_Default | NECB_Default | NECB_Default | NECB_Default | NECB_Default | NECB_Default | NECB_Default | NECB_Default | NECB_Default | NECB_Default | NECB_Default | NECB_Default | NECB_Default | NECB_Default | NECB_Default | NECB_Default | NECB_Default | NECB_Default | NECB_Default | NECB_Default | NECB_Default | NECB_Default | NECB_Default | NECB_Default | NECB_Default | NECB_Default | NECB_Default | NECB_Default | NECB_Default | NECB_Default | aws_batch | 834599497928 | btap_private_cli |  | TRUE | TRUE |  |  | 85.7203 | 20.3372 | 90.3063 | 145.1253 | 3134.61 | 2325.6934 | 20 | MidriseApartment |  |  | 0 | MidriseApartment | 4 |  | 4 | BTAPPRE1980 | 0.24343 | 9553.837 | 0.92044 | 57.7186 | 28.9006 | 6.3963 | 189.8746 | 95.9388 | TORONTO | ONTARIO | 3.4801 | 0 | 0 | 3.4801 | 27.8826 | 0 | 0 | 27.8826 | 0 | 0.032195 | 0 | 0 | 0.62657 | 0.087456 | 0 | 0.3251 | 0.061175 | 0.042943 | 0 | 0.00023288 | 0.62657 | 0.077464 | 100.5177 | 0 | 20 | 0.678 | [5 empty] | 0.296 | 0.9 | 3.35 |  | 0 | Toronto Pearson Intl AP | CAN | 382 | 3615 | 43.677 | -79.631 | 5 | 3890 | ON | CAN_ON_Toronto.Pearson.Intl.AP.716240_CWEC2016.epw | 0.62657 | 20.3372 | 85.7203 | 18.4424 | 20.6117 | TRUE | FALSE | FALSE | FALSE | 11.8207 | 8.5416 | 0 | 0.66435 | 0.010005 | 242.82 | 0 | 66.401 | 3.3516 | 0.050475 | 1225 | 0 | 0.62657 | 916.5 | 916.5 | 1.5 | 1.5 |  | https://s3.console.aws.amazon.com/s3/buckets/834599497928?region=ca-central-1&prefix=phylroy.lopez/reference/reference/output/b08cdffc-ab1f-4ece-b18f-755c603b5fdc/ | 1.0.002
727 |  | TRUE | 422 | 0 | 0 | 371.5377 |  |  |  | 0.1 | 2021-09-22 20:13:22 +0000 | 438c2ebff | 0.2.14 | :adv_dx_units: NECB_Default :airloop_economizer_type: NECB_Default :algorithm_type: parametric :analysis_id: reference :analysis_name: reference :boiler_eff: NECB_Default :btap_batch_version: 1.0.002 :building_type: MidriseApartment :chiller_type: NECB_Default :compute_environment: aws_batch :datapoint_id: c0e510f4-5aa5-4ffb-a2ee-44d48e41eb42 :daylighting_type: NECB_Default :dcv_type: NECB_Default :door_construction_cond: NECB_Default :ecm_system_name: NECB_Default :electrical_loads_scale: NECB_Default :enable_costing: true :epw_file: CAN_YT_Whitehorse.Intl.AP.719640_CWEC2016.epw :erv_package: NECB_Default :ext_floor_cond: NECB_Default :ext_roof_cond: NECB_Default :ext_wall_cond: NECB_Default :fdwr_set: NECB_Default :fixed_wind_solar_trans: NECB_Default :fixed_window_cond: NECB_Default :furnace_eff: NECB_Default :glass_door_cond: NECB_Default :glass_door_solar_trans: NECB_Default :ground_floor_cond: NECB_Default :ground_roof_cond: NECB_Default :ground_wall_cond: NECB_Default :image_name: btap_private_cli :infiltration_scale: NECB_Default :lights_scale: NECB_Default :lights_type: NECB_Default :nv_delta_temp_in_out: NECB_Default :nv_opening_fraction: NECB_Default :nv_temp_out_min: NECB_Default :nv_type: NECB_Default :oa_scale: NECB_Default :occupancy_loads_scale: NECB_Default :output_meters: [] :output_variables: [] :overhead_door_cond: NECB_Default :primary_heating_fuel: Electricity :pv_ground_azimuth_angle: NECB_Default :pv_ground_module_description: NECB_Default :pv_ground_tilt_angle: NECB_Default :pv_ground_total_area_pv_panels_m2: NECB_Default :pv_ground_type: NECB_Default :rotation_degrees: NECB_Default :run_annual_simulation: true :s3_bucket: '834599497928' :scale_x: NECB_Default :scale_y: NECB_Default :scale_z: NECB_Default :shw_eff: NECB_Default :skylight_cond: NECB_Default :skylight_solar_trans: NECB_Default :srr_set: NECB_Default :template: BTAPPRE1980 | reference | reference | c0e510f4-5aa5-4ffb-a2ee-44d48e41eb42 | BTAPPRE1980 | MidriseApartment | Electricity | Electricity | CAN_YT_Whitehorse.Intl.AP.719640_CWEC2016.epw | parametric |  | NECB_Default | NECB_Default | NECB_Default | NECB_Default | NECB_Default | NECB_Default | NECB_Default | NECB_Default | NECB_Default | NECB_Default | NECB_Default | NECB_Default | NECB_Default | NECB_Default | NECB_Default | NECB_Default | NECB_Default | NECB_Default | NECB_Default | NECB_Default | NECB_Default | NECB_Default | NECB_Default | NECB_Default | NECB_Default | NECB_Default | NECB_Default | NECB_Default | NECB_Default | NECB_Default | NECB_Default | NECB_Default | NECB_Default | NECB_Default | NECB_Default | NECB_Default | NECB_Default | NECB_Default | NECB_Default | NECB_Default | NECB_Default | NECB_Default | NECB_Default | NECB_Default | NECB_Default | aws_batch | 834599497928 | btap_private_cli |  | TRUE | TRUE |  |  | 72.4384 | 8.9953 | 133.7682 | 186.9371 | 3134.61 | 2325.6934 | 20 | MidriseApartment |  |  | 0 | MidriseApartment | 4 |  | 4 | BTAPPRE1980 | 0.24343 | 9553.837 | 0.60059 | 41.7989 | 25.2925 | 6.1835 | 160.0389 | 86.1633 | WHITEHORSE | YUKON | 12.0867 | 0 | 0 | 12.0867 | 27.6801 | 0 | 0 | 27.6801 | 0 | 0.0091495 | 0 | 0 | 0.77709 | 0.090228 | 0 | 0.48157 | 0.061175 | 0.042943 | 0 | 0.00023288 | 0.77709 | 0.091795 | 90.0446 | 0 | 20 | 0.678 | [5 empty] | 0.227 | 0.772 | 2.95 |  | 0 | Whitehorse Intl AP | CAN | 5 | 6491 | 60.709 | -135.069 | 7b | 6580 | YT | CAN_YT_Whitehorse.Intl.AP.719640_CWEC2016.epw | 0.77709 | 8.9953 | 72.4384 | 15.4084 | 15.7436 | TRUE | FALSE | FALSE | FALSE | 7.6842 | 20.343 | 0 | 0.78725 | 0.011856 | 287.74 | 0 | 66.401 | 3.3516 | 0.050475 | 1225 | 0 | 0.77709 | 342.5 | 342.5 | 83.25 | 83.25 |  | https://s3.console.aws.amazon.com/s3/buckets/834599497928?region=ca-central-1&prefix=phylroy.lopez/reference/reference/output/c0e510f4-5aa5-4ffb-a2ee-44d48e41eb42/ | 1.0.002
728 |  | TRUE | 465 | 0 | 0 | 373.2143 |  |  |  | 0.1 | 2021-09-22 20:14:02 +0000 | 438c2ebff | 0.2.14 | :adv_dx_units: NECB_Default :airloop_economizer_type: NECB_Default :algorithm_type: parametric :analysis_id: reference :analysis_name: reference :boiler_eff: NECB_Default :btap_batch_version: 1.0.002 :building_type: MidriseApartment :chiller_type: NECB_Default :compute_environment: aws_batch :datapoint_id: 94174f16-4ec5-42c2-8a43-6b698b09c479 :daylighting_type: NECB_Default :dcv_type: NECB_Default :door_construction_cond: NECB_Default :ecm_system_name: NECB_Default :electrical_loads_scale: NECB_Default :enable_costing: true :epw_file: CAN_QC_Montreal-Trudeau.Intl.AP.716270_CWEC2016.epw :erv_package: NECB_Default :ext_floor_cond: NECB_Default :ext_roof_cond: NECB_Default :ext_wall_cond: NECB_Default :fdwr_set: NECB_Default :fixed_wind_solar_trans: NECB_Default :fixed_window_cond: NECB_Default :furnace_eff: NECB_Default :glass_door_cond: NECB_Default :glass_door_solar_trans: NECB_Default :ground_floor_cond: NECB_Default :ground_roof_cond: NECB_Default :ground_wall_cond: NECB_Default :image_name: btap_private_cli :infiltration_scale: NECB_Default :lights_scale: NECB_Default :lights_type: NECB_Default :nv_delta_temp_in_out: NECB_Default :nv_opening_fraction: NECB_Default :nv_temp_out_min: NECB_Default :nv_type: NECB_Default :oa_scale: NECB_Default :occupancy_loads_scale: NECB_Default :output_meters: [] :output_variables: [] :overhead_door_cond: NECB_Default :primary_heating_fuel: NaturalGas :pv_ground_azimuth_angle: NECB_Default :pv_ground_module_description: NECB_Default :pv_ground_tilt_angle: NECB_Default :pv_ground_total_area_pv_panels_m2: NECB_Default :pv_ground_type: NECB_Default :rotation_degrees: NECB_Default :run_annual_simulation: true :s3_bucket: '834599497928' :scale_x: NECB_Default :scale_y: NECB_Default :scale_z: NECB_Default :shw_eff: NECB_Default :skylight_cond: NECB_Default :skylight_solar_trans: NECB_Default :srr_set: NECB_Default :template: BTAP1980TO2010 | reference | reference | 94174f16-4ec5-42c2-8a43-6b698b09c479 | BTAP1980TO2010 | MidriseApartment | NaturalGas | Natural Gas | CAN_QC_Montreal-Trudeau.Intl.AP.716270_CWEC2016.epw | parametric |  | NECB_Default | NECB_Default | NECB_Default | NECB_Default | NECB_Default | NECB_Default | NECB_Default | NECB_Default | NECB_Default | NECB_Default | NECB_Default | NECB_Default | NECB_Default | NECB_Default | NECB_Default | NECB_Default | NECB_Default | NECB_Default | NECB_Default | NECB_Default | NECB_Default | NECB_Default | NECB_Default | NECB_Default | NECB_Default | NECB_Default | NECB_Default | NECB_Default | NECB_Default | NECB_Default | NECB_Default | NECB_Default | NECB_Default | NECB_Default | NECB_Default | NECB_Default | NECB_Default | NECB_Default | NECB_Default | NECB_Default | NECB_Default | NECB_Default | NECB_Default | NECB_Default | NECB_Default | aws_batch | 834599497928 | btap_private_cli |  | TRUE | TRUE |  |  | 99.0987 | 18.1015 | 94.3499 | 177.8823 | 3134.61 | 2325.6934 | 20 | MidriseApartment |  |  | 0 | MidriseApartment | 4 |  | 4 | BTAP1980TO2010 | 0.24343 | 9553.837 | 0.77306 | 85.8927 | 26.2135 | 5.3069 | 237.4339 | 119.2477 | MONTREAL | QUEBEC | 0.085468 | 25.9137 | 0 | 25.9992 | 5.4434 | 6.7879 | 0 | 12.2313 | 0 | 0.029079 | 0 | 0 | 0.21993 | 0.078045 | 0 | 0.42111 | 0.061175 | 0.042943 | 0.52456 | 0.0086901 | 0.74449 | 0.10346 | 23.7207 | 105.653 | 20 | 0.678 | [5 empty] | 0.267 | 0.426 | 2.95 |  | 0 | Montreal-Trudeau Intl AP | CAN | 323 | 4090 | 45.471 | -73.741 | 6 | 4400 | QC | CAN_QC_Montreal-Trudeau.Intl.AP.716270_CWEC2016.epw | 0.7445 | 18.1015 | 99.0987 | 17.3988 | 22.1916 | TRUE | FALSE | FALSE | FALSE | 11.8814 | 14.5296 | 0 | 0 | 0 | 0 | 324.3 | 66.401 | 3.3516 | 0.050475 | 1225 | 0 | 0.74449 | 741.75 | 741.75 | 2.5 | 2.5 |  | https://s3.console.aws.amazon.com/s3/buckets/834599497928?region=ca-central-1&prefix=phylroy.lopez/reference/reference/output/94174f16-4ec5-42c2-8a43-6b698b09c479/ | 1.0.002
729 |  | TRUE | 468 | 0 | 0 | 374.3786 |  |  |  | 0.1 | 2021-09-22 20:13:37 +0000 | 438c2ebff | 0.2.14 | :adv_dx_units: NECB_Default :airloop_economizer_type: NECB_Default :algorithm_type: parametric :analysis_id: reference :analysis_name: reference :boiler_eff: NECB_Default :btap_batch_version: 1.0.002 :building_type: MidriseApartment :chiller_type: NECB_Default :compute_environment: aws_batch :datapoint_id: d902fd79-fb93-4931-b2f7-8322a84148e9 :daylighting_type: NECB_Default :dcv_type: NECB_Default :door_construction_cond: NECB_Default :ecm_system_name: NECB_Default :electrical_loads_scale: NECB_Default :enable_costing: true :epw_file: CAN_QC_Montreal-Trudeau.Intl.AP.716270_CWEC2016.epw :erv_package: NECB_Default :ext_floor_cond: NECB_Default :ext_roof_cond: NECB_Default :ext_wall_cond: NECB_Default :fdwr_set: NECB_Default :fixed_wind_solar_trans: NECB_Default :fixed_window_cond: NECB_Default :furnace_eff: NECB_Default :glass_door_cond: NECB_Default :glass_door_solar_trans: NECB_Default :ground_floor_cond: NECB_Default :ground_roof_cond: NECB_Default :ground_wall_cond: NECB_Default :image_name: btap_private_cli :infiltration_scale: NECB_Default :lights_scale: NECB_Default :lights_type: NECB_Default :nv_delta_temp_in_out: NECB_Default :nv_opening_fraction: NECB_Default :nv_temp_out_min: NECB_Default :nv_type: NECB_Default :oa_scale: NECB_Default :occupancy_loads_scale: NECB_Default :output_meters: [] :output_variables: [] :overhead_door_cond: NECB_Default :primary_heating_fuel: Electricity :pv_ground_azimuth_angle: NECB_Default :pv_ground_module_description: NECB_Default :pv_ground_tilt_angle: NECB_Default :pv_ground_total_area_pv_panels_m2: NECB_Default :pv_ground_type: NECB_Default :rotation_degrees: NECB_Default :run_annual_simulation: true :s3_bucket: '834599497928' :scale_x: NECB_Default :scale_y: NECB_Default :scale_z: NECB_Default :shw_eff: NECB_Default :skylight_cond: NECB_Default :skylight_solar_trans: NECB_Default :srr_set: NECB_Default :template: BTAP1980TO2010 | reference | reference | d902fd79-fb93-4931-b2f7-8322a84148e9 | BTAP1980TO2010 | MidriseApartment | Electricity | Electricity | CAN_QC_Montreal-Trudeau.Intl.AP.716270_CWEC2016.epw | parametric |  | NECB_Default | NECB_Default | NECB_Default | NECB_Default | NECB_Default | NECB_Default | NECB_Default | NECB_Default | NECB_Default | NECB_Default | NECB_Default | NECB_Default | NECB_Default | NECB_Default | NECB_Default | NECB_Default | NECB_Default | NECB_Default | NECB_Default | NECB_Default | NECB_Default | NECB_Default | NECB_Default | NECB_Default | NECB_Default | NECB_Default | NECB_Default | NECB_Default | NECB_Default | NECB_Default | NECB_Default | NECB_Default | NECB_Default | NECB_Default | NECB_Default | NECB_Default | NECB_Default | NECB_Default | NECB_Default | NECB_Default | NECB_Default | NECB_Default | NECB_Default | NECB_Default | NECB_Default | aws_batch | 834599497928 | btap_private_cli |  | TRUE | TRUE |  |  | 79.9092 | 18.1015 | 94.1301 | 146.0965 | 3134.61 | 2325.6934 | 20 | MidriseApartment |  |  | 0 | MidriseApartment | 4 |  | 4 | BTAP1980TO2010 | 0.24343 | 9553.837 | 0.77306 | 48.376 | 26.2135 | 6.2924 | 172.7035 | 91.0485 | MONTREAL | QUEBEC | 0.24485 | 0 | 0 | 0.24485 | 15.5942 | 0 | 0 | 15.5942 | 0 | 0.029079 | 0 | 0 | 0.63007 | 0.077914 | 0 | 0.33887 | 0.061175 | 0.042943 | 0 | 0.00023288 | 0.63007 | 0.079854 | 95.0028 | 0 | 20 | 0.678 | [5 empty] | 0.267 | 0.426 | 2.95 |  | 0 | Montreal-Trudeau Intl AP | CAN | 323 | 4090 | 45.471 | -73.741 | 6 | 4400 | QC | CAN_QC_Montreal-Trudeau.Intl.AP.716270_CWEC2016.epw | 0.63007 | 18.1015 | 79.9092 | 17.3988 | 22.1916 | TRUE | FALSE | FALSE | FALSE | 11.8814 | 14.5296 | 0 | 0.68484 | 0.010314 | 250.31 | 0 | 66.401 | 3.3516 | 0.050475 | 1225 | 0 | 0.63007 | 741.75 | 741.75 | 0.5 | 0.5 |  | https://s3.console.aws.amazon.com/s3/buckets/834599497928?region=ca-central-1&prefix=phylroy.lopez/reference/reference/output/d902fd79-fb93-4931-b2f7-8322a84148e9/ | 1.0.002
730 |  | TRUE | 446 | 0 | 0 | 373.5449 |  |  |  | 0.1 | 2021-09-22 20:13:22 +0000 | 438c2ebff | 0.2.14 | :adv_dx_units: NECB_Default :airloop_economizer_type: NECB_Default :algorithm_type: parametric :analysis_id: reference :analysis_name: reference :boiler_eff: NECB_Default :btap_batch_version: 1.0.002 :building_type: MidriseApartment :chiller_type: NECB_Default :compute_environment: aws_batch :datapoint_id: 60b375fd-4fb9-47eb-be9d-47c845eba6e8 :daylighting_type: NECB_Default :dcv_type: NECB_Default :door_construction_cond: NECB_Default :ecm_system_name: NECB_Default :electrical_loads_scale: NECB_Default :enable_costing: true :epw_file: CAN_AB_Edmonton.Intl.AP.711230_CWEC2016.epw :erv_package: NECB_Default :ext_floor_cond: NECB_Default :ext_roof_cond: NECB_Default :ext_wall_cond: NECB_Default :fdwr_set: NECB_Default :fixed_wind_solar_trans: NECB_Default :fixed_window_cond: NECB_Default :furnace_eff: NECB_Default :glass_door_cond: NECB_Default :glass_door_solar_trans: NECB_Default :ground_floor_cond: NECB_Default :ground_roof_cond: NECB_Default :ground_wall_cond: NECB_Default :image_name: btap_private_cli :infiltration_scale: NECB_Default :lights_scale: NECB_Default :lights_type: NECB_Default :nv_delta_temp_in_out: NECB_Default :nv_opening_fraction: NECB_Default :nv_temp_out_min: NECB_Default :nv_type: NECB_Default :oa_scale: NECB_Default :occupancy_loads_scale: NECB_Default :output_meters: [] :output_variables: [] :overhead_door_cond: NECB_Default :primary_heating_fuel: Electricity :pv_ground_azimuth_angle: NECB_Default :pv_ground_module_description: NECB_Default :pv_ground_tilt_angle: NECB_Default :pv_ground_total_area_pv_panels_m2: NECB_Default :pv_ground_type: NECB_Default :rotation_degrees: NECB_Default :run_annual_simulation: true :s3_bucket: '834599497928' :scale_x: NECB_Default :scale_y: NECB_Default :scale_z: NECB_Default :shw_eff: NECB_Default :skylight_cond: NECB_Default :skylight_solar_trans: NECB_Default :srr_set: NECB_Default :template: BTAP1980TO2010 | reference | reference | 60b375fd-4fb9-47eb-be9d-47c845eba6e8 | BTAP1980TO2010 | MidriseApartment | Electricity | Electricity | CAN_AB_Edmonton.Intl.AP.711230_CWEC2016.epw | parametric |  | NECB_Default | NECB_Default | NECB_Default | NECB_Default | NECB_Default | NECB_Default | NECB_Default | NECB_Default | NECB_Default | NECB_Default | NECB_Default | NECB_Default | NECB_Default | NECB_Default | NECB_Default | NECB_Default | NECB_Default | NECB_Default | NECB_Default | NECB_Default | NECB_Default | NECB_Default | NECB_Default | NECB_Default | NECB_Default | NECB_Default | NECB_Default | NECB_Default | NECB_Default | NECB_Default | NECB_Default | NECB_Default | NECB_Default | NECB_Default | NECB_Default | NECB_Default | NECB_Default | NECB_Default | NECB_Default | NECB_Default | NECB_Default | NECB_Default | NECB_Default | NECB_Default | NECB_Default | aws_batch | 834599497928 | btap_private_cli |  | TRUE | TRUE |  |  | 71.1737 | 9.8556 | 98.3987 | 149.471 | 3134.61 | 2325.6934 | 20 | MidriseApartment |  |  | 0 | MidriseApartment | 4 |  | 4 | BTAP1980TO2010 | 0.24343 | 9553.837 | 0.79845 | 45.2473 | 28.5515 | 6.3409 | 173.9005 | 92.9624 | EDMONTON | ALBERTA | 140.938 | 0 | 0 | 140.938 | 13.358 | 0 | 0 | 13.358 | 0 | 0.017559 | 0 | 0 | 0.64221 | 0.078188 | 0 | 0.35424 | 0.061175 | 0.042943 | 0 | 0.00023288 | 0.64221 | 0.08788 | 82.9324 | 0 | 20 | 0.678 | [5 empty] | 0.227 | 0.346 | 2.95 |  | 0 | Edmonton Intl AP | CAN | 23 | 5588 | 53.31 | -113.579 | 7a | 5120 | AB | CAN_AB_Edmonton.Intl.AP.711230_CWEC2016.epw | 0.64221 | 9.8556 | 71.1737 | 13.0002 | 19.4691 | TRUE | TRUE | FALSE | FALSE | 10.7099 | 18.2943 | 0 | 0.75368 | 0.01135 | 275.47 | 0 | 66.401 | 3.3516 | 0.050475 | 1225 | 0 | 0.64221 | 552 | 552 | 14.5 | 14.5 |  | https://s3.console.aws.amazon.com/s3/buckets/834599497928?region=ca-central-1&prefix=phylroy.lopez/reference/reference/output/60b375fd-4fb9-47eb-be9d-47c845eba6e8/ | 1.0.002
731 |  | TRUE | 380 | 0 | 0 | 310.4603 |  |  |  | 0.1 | 2021-09-22 20:13:53 +0000 | 438c2ebff | 0.2.14 | :adv_dx_units: NECB_Default :airloop_economizer_type: NECB_Default :algorithm_type: parametric :analysis_id: reference :analysis_name: reference :boiler_eff: NECB_Default :btap_batch_version: 1.0.002 :building_type: LowriseApartment :chiller_type: NECB_Default :compute_environment: aws_batch :datapoint_id: a32411b4-5a01-4cf3-9a25-cd80f4e6cce7 :daylighting_type: NECB_Default :dcv_type: NECB_Default :door_construction_cond: NECB_Default :ecm_system_name: NECB_Default :electrical_loads_scale: NECB_Default :enable_costing: true :epw_file: CAN_NS_Halifax.Dockyard.713280_CWEC2016.epw :erv_package: NECB_Default :ext_floor_cond: NECB_Default :ext_roof_cond: NECB_Default :ext_wall_cond: NECB_Default :fdwr_set: NECB_Default :fixed_wind_solar_trans: NECB_Default :fixed_window_cond: NECB_Default :furnace_eff: NECB_Default :glass_door_cond: NECB_Default :glass_door_solar_trans: NECB_Default :ground_floor_cond: NECB_Default :ground_roof_cond: NECB_Default :ground_wall_cond: NECB_Default :image_name: btap_private_cli :infiltration_scale: NECB_Default :lights_scale: NECB_Default :lights_type: NECB_Default :nv_delta_temp_in_out: NECB_Default :nv_opening_fraction: NECB_Default :nv_temp_out_min: NECB_Default :nv_type: NECB_Default :oa_scale: NECB_Default :occupancy_loads_scale: NECB_Default :output_meters: [] :output_variables: [] :overhead_door_cond: NECB_Default :primary_heating_fuel: Electricity :pv_ground_azimuth_angle: NECB_Default :pv_ground_module_description: NECB_Default :pv_ground_tilt_angle: NECB_Default :pv_ground_total_area_pv_panels_m2: NECB_Default :pv_ground_type: NECB_Default :rotation_degrees: NECB_Default :run_annual_simulation: true :s3_bucket: '834599497928' :scale_x: NECB_Default :scale_y: NECB_Default :scale_z: NECB_Default :shw_eff: NECB_Default :skylight_cond: NECB_Default :skylight_solar_trans: NECB_Default :srr_set: NECB_Default :template: BTAPPRE1980 | reference | reference | a32411b4-5a01-4cf3-9a25-cd80f4e6cce7 | BTAPPRE1980 | LowriseApartment | Electricity | Electricity | CAN_NS_Halifax.Dockyard.713280_CWEC2016.epw | parametric |  | NECB_Default | NECB_Default | NECB_Default | NECB_Default | NECB_Default | NECB_Default | NECB_Default | NECB_Default | NECB_Default | NECB_Default | NECB_Default | NECB_Default | NECB_Default | NECB_Default | NECB_Default | NECB_Default | NECB_Default | NECB_Default | NECB_Default | NECB_Default | NECB_Default | NECB_Default | NECB_Default | NECB_Default | NECB_Default | NECB_Default | NECB_Default | NECB_Default | NECB_Default | NECB_Default | NECB_Default | NECB_Default | NECB_Default | NECB_Default | NECB_Default | NECB_Default | NECB_Default | NECB_Default | NECB_Default | NECB_Default | NECB_Default | NECB_Default | NECB_Default | NECB_Default | NECB_Default | aws_batch | 834599497928 | btap_private_cli |  | TRUE | TRUE |  |  | 77.7882 | 12.3846 | 101.5535 | 156.2687 | 1763.22 | 1532.4718 | 37.3 | LowriseApartment |  |  | 2 | LowriseApartment | 3 | 3 | 3 | BTAPPRE1980 | 0.28516 | 5374.0333 | 1.6448 | 50.7797 | 28.8865 | 9.9655 | 212.9695 | 121.6929 | HALIFAX | NOVA SCOTIA | 135.5261 | 0 | 0 | 135.5261 | 26.5792 | 0 | 0 | 26.5792 | 0 | 0.022952 | 0 | 0 | 0.66833 | 0.094724 | 0 | 0.36559 | 0.059958 | 0.045803 | 0 | 0.00014746 | 0.66833 | 0.079151 | 94.2652 | 0 | 37.3 | 0.678 | [5 empty] | 0.267 | 0.823 | 2.95 | 2.95 | 2 | Halifax Dockyard | CAN | 112 | 3647 | 44.655 | -63.577 | 6 | 4000 | NS | CAN_NS_Halifax.Dockyard.713280_CWEC2016.epw | 0.66832 | 12.3846 | 77.7882 | 13.3337 | 21.1497 | TRUE | FALSE | FALSE | FALSE | 7.1713 | 6.9073 | 0 | 0.38183 | 0.0085944 | 139.56 | 0 | 44.4281 | 1.8816 | 0.042351 | 687.71 | 0 | 0.66833 | 963.25 | 963.25 | 0 | 0 |  | https://s3.console.aws.amazon.com/s3/buckets/834599497928?region=ca-central-1&prefix=phylroy.lopez/reference/reference/output/a32411b4-5a01-4cf3-9a25-cd80f4e6cce7/ | 1.0.002
732 |  | TRUE | 413 | 0 | 0 | 311.1584 |  |  |  | 0.1 | 2021-09-22 20:14:12 +0000 | 438c2ebff | 0.2.14 | :adv_dx_units: NECB_Default :airloop_economizer_type: NECB_Default :algorithm_type: parametric :analysis_id: reference :analysis_name: reference :boiler_eff: NECB_Default :btap_batch_version: 1.0.002 :building_type: LowriseApartment :chiller_type: NECB_Default :compute_environment: aws_batch :datapoint_id: e5e2dd25-896c-4df4-af4d-d506ab3bf33b :daylighting_type: NECB_Default :dcv_type: NECB_Default :door_construction_cond: NECB_Default :ecm_system_name: NECB_Default :electrical_loads_scale: NECB_Default :enable_costing: true :epw_file: CAN_QC_Montreal-Trudeau.Intl.AP.716270_CWEC2016.epw :erv_package: NECB_Default :ext_floor_cond: NECB_Default :ext_roof_cond: NECB_Default :ext_wall_cond: NECB_Default :fdwr_set: NECB_Default :fixed_wind_solar_trans: NECB_Default :fixed_window_cond: NECB_Default :furnace_eff: NECB_Default :glass_door_cond: NECB_Default :glass_door_solar_trans: NECB_Default :ground_floor_cond: NECB_Default :ground_roof_cond: NECB_Default :ground_wall_cond: NECB_Default :image_name: btap_private_cli :infiltration_scale: NECB_Default :lights_scale: NECB_Default :lights_type: NECB_Default :nv_delta_temp_in_out: NECB_Default :nv_opening_fraction: NECB_Default :nv_temp_out_min: NECB_Default :nv_type: NECB_Default :oa_scale: NECB_Default :occupancy_loads_scale: NECB_Default :output_meters: [] :output_variables: [] :overhead_door_cond: NECB_Default :primary_heating_fuel: Electricity :pv_ground_azimuth_angle: NECB_Default :pv_ground_module_description: NECB_Default :pv_ground_tilt_angle: NECB_Default :pv_ground_total_area_pv_panels_m2: NECB_Default :pv_ground_type: NECB_Default :rotation_degrees: NECB_Default :run_annual_simulation: true :s3_bucket: '834599497928' :scale_x: NECB_Default :scale_y: NECB_Default :scale_z: NECB_Default :shw_eff: NECB_Default :skylight_cond: NECB_Default :skylight_solar_trans: NECB_Default :srr_set: NECB_Default :template: BTAPPRE1980 | reference | reference | e5e2dd25-896c-4df4-af4d-d506ab3bf33b | BTAPPRE1980 | LowriseApartment | Electricity | Electricity | CAN_QC_Montreal-Trudeau.Intl.AP.716270_CWEC2016.epw | parametric |  | NECB_Default | NECB_Default | NECB_Default | NECB_Default | NECB_Default | NECB_Default | NECB_Default | NECB_Default | NECB_Default | NECB_Default | NECB_Default | NECB_Default | NECB_Default | NECB_Default | NECB_Default | NECB_Default | NECB_Default | NECB_Default | NECB_Default | NECB_Default | NECB_Default | NECB_Default | NECB_Default | NECB_Default | NECB_Default | NECB_Default | NECB_Default | NECB_Default | NECB_Default | NECB_Default | NECB_Default | NECB_Default | NECB_Default | NECB_Default | NECB_Default | NECB_Default | NECB_Default | NECB_Default | NECB_Default | NECB_Default | NECB_Default | NECB_Default | NECB_Default | NECB_Default | NECB_Default | aws_batch | 834599497928 | btap_private_cli |  | TRUE | TRUE |  |  | 100.9966 | 23.8578 | 128.9418 | 193.1126 | 1763.22 | 1532.4718 | 37.3 | LowriseApartment |  |  | 2 | LowriseApartment | 3 | 3 | 3 | BTAPPRE1980 | 0.28516 | 5374.0333 | 1.6305 | 59.2811 | 27.1852 | 9.9519 | 219.5977 | 121.5489 | MONTREAL | QUEBEC | 0.31126 | 0 | 0 | 0.31126 | 19.8239 | 0 | 0 | 19.8239 | 0 | 0.041436 | 0 | 0 | 0.80097 | 0.10921 | 0 | 0.46419 | 0.059958 | 0.045803 | 0 | 0.00014746 | 0.80097 | 0.080223 | 115.623 | 0 | 37.3 | 0.678 | [5 empty] | 0.267 | 0.823 | 2.95 | 2.95 | 2 | Montreal-Trudeau Intl AP | CAN | 323 | 4090 | 45.471 | -73.741 | 6 | 4400 | QC | CAN_QC_Montreal-Trudeau.Intl.AP.716270_CWEC2016.epw | 0.80097 | 23.8578 | 100.9966 | 15.7594 | 21.7056 | TRUE | FALSE | FALSE | FALSE | 11.5946 | 14.5661 | 0 | 0.387 | 0.0087108 | 141.45 | 0 | 44.4281 | 1.8816 | 0.042351 | 687.71 | 0 | 0.80097 | 1435.25 | 1435.25 | 0.25 | 0.25 |  | https://s3.console.aws.amazon.com/s3/buckets/834599497928?region=ca-central-1&prefix=phylroy.lopez/reference/reference/output/e5e2dd25-896c-4df4-af4d-d506ab3bf33b/ | 1.0.002
733 |  | TRUE | 386 | 0 | 0 | 309.7525 |  |  |  | 0.1 | 2021-09-22 20:13:57 +0000 | 438c2ebff | 0.2.14 | :adv_dx_units: NECB_Default :airloop_economizer_type: NECB_Default :algorithm_type: parametric :analysis_id: reference :analysis_name: reference :boiler_eff: NECB_Default :btap_batch_version: 1.0.002 :building_type: LowriseApartment :chiller_type: NECB_Default :compute_environment: aws_batch :datapoint_id: e64cbe43-9fd0-4b0f-9dd0-1208ea99016b :daylighting_type: NECB_Default :dcv_type: NECB_Default :door_construction_cond: NECB_Default :ecm_system_name: NECB_Default :electrical_loads_scale: NECB_Default :enable_costing: true :epw_file: CAN_YT_Whitehorse.Intl.AP.719640_CWEC2016.epw :erv_package: NECB_Default :ext_floor_cond: NECB_Default :ext_roof_cond: NECB_Default :ext_wall_cond: NECB_Default :fdwr_set: NECB_Default :fixed_wind_solar_trans: NECB_Default :fixed_window_cond: NECB_Default :furnace_eff: NECB_Default :glass_door_cond: NECB_Default :glass_door_solar_trans: NECB_Default :ground_floor_cond: NECB_Default :ground_roof_cond: NECB_Default :ground_wall_cond: NECB_Default :image_name: btap_private_cli :infiltration_scale: NECB_Default :lights_scale: NECB_Default :lights_type: NECB_Default :nv_delta_temp_in_out: NECB_Default :nv_opening_fraction: NECB_Default :nv_temp_out_min: NECB_Default :nv_type: NECB_Default :oa_scale: NECB_Default :occupancy_loads_scale: NECB_Default :output_meters: [] :output_variables: [] :overhead_door_cond: NECB_Default :primary_heating_fuel: Electricity :pv_ground_azimuth_angle: NECB_Default :pv_ground_module_description: NECB_Default :pv_ground_tilt_angle: NECB_Default :pv_ground_total_area_pv_panels_m2: NECB_Default :pv_ground_type: NECB_Default :rotation_degrees: NECB_Default :run_annual_simulation: true :s3_bucket: '834599497928' :scale_x: NECB_Default :scale_y: NECB_Default :scale_z: NECB_Default :shw_eff: NECB_Default :skylight_cond: NECB_Default :skylight_solar_trans: NECB_Default :srr_set: NECB_Default :template: BTAPPRE1980 | reference | reference | e64cbe43-9fd0-4b0f-9dd0-1208ea99016b | BTAPPRE1980 | LowriseApartment | Electricity | Electricity | CAN_YT_Whitehorse.Intl.AP.719640_CWEC2016.epw | parametric |  | NECB_Default | NECB_Default | NECB_Default | NECB_Default | NECB_Default | NECB_Default | NECB_Default | NECB_Default | NECB_Default | NECB_Default | NECB_Default | NECB_Default | NECB_Default | NECB_Default | NECB_Default | NECB_Default | NECB_Default | NECB_Default | NECB_Default | NECB_Default | NECB_Default | NECB_Default | NECB_Default | NECB_Default | NECB_Default | NECB_Default | NECB_Default | NECB_Default | NECB_Default | NECB_Default | NECB_Default | NECB_Default | NECB_Default | NECB_Default | NECB_Default | NECB_Default | NECB_Default | NECB_Default | NECB_Default | NECB_Default | NECB_Default | NECB_Default | NECB_Default | NECB_Default | NECB_Default | aws_batch | 834599497928 | btap_private_cli |  | TRUE | TRUE |  |  | 91.8396 | 14.8436 | 169.1571 | 236.4534 | 1763.22 | 1532.4718 | 37.3 | LowriseApartment |  |  | 2 | LowriseApartment | 3 | 3 | 3 | BTAPPRE1980 | 0.28516 | 5374.0333 | 1.2668 | 54.5109 | 26.2445 | 9.785 | 208.0718 | 116.2646 | WHITEHORSE | YUKON | 14.8847 | 0 | 0 | 14.8847 | 34.0879 | 0 | 0 | 34.0879 | 0 | 0.020616 | 0 | 0 | 0.95699 | 0.12934 | 0 | 0.60897 | 0.059958 | 0.045803 | 0 | 0.00014746 | 0.95699 | 0.092161 | 107.467 | 0 | 37.3 | 0.678 | [5 empty] | 0.227 | 0.772 | 2.95 | 2.95 | 2 | Whitehorse Intl AP | CAN | 5 | 6491 | 60.709 | -135.069 | 7b | 6580 | YT | CAN_YT_Whitehorse.Intl.AP.719640_CWEC2016.epw | 0.95699 | 14.8436 | 91.8396 | 13.5502 | 15.598 | TRUE | FALSE | FALSE | FALSE | 7.2496 | 20.5452 | 0 | 0.4446 | 0.010007 | 162.5 | 0 | 44.4281 | 1.8816 | 0.042351 | 687.71 | 0 | 0.95699 | 1090 | 1090 | 25.5 | 25.5 |  | https://s3.console.aws.amazon.com/s3/buckets/834599497928?region=ca-central-1&prefix=phylroy.lopez/reference/reference/output/e64cbe43-9fd0-4b0f-9dd0-1208ea99016b/ | 1.0.002
734 |  | TRUE | 458 | 0 | 0 | 372.0948 |  |  |  | 0.1 | 2021-09-22 20:13:44 +0000 | 438c2ebff | 0.2.14 | :adv_dx_units: NECB_Default :airloop_economizer_type: NECB_Default :algorithm_type: parametric :analysis_id: reference :analysis_name: reference :boiler_eff: NECB_Default :btap_batch_version: 1.0.002 :building_type: MidriseApartment :chiller_type: NECB_Default :compute_environment: aws_batch :datapoint_id: e703b100-1d01-497b-b7d2-631a0e8bcde4 :daylighting_type: NECB_Default :dcv_type: NECB_Default :door_construction_cond: NECB_Default :ecm_system_name: NECB_Default :electrical_loads_scale: NECB_Default :enable_costing: true :epw_file: CAN_ON_Toronto.Pearson.Intl.AP.716240_CWEC2016.epw :erv_package: NECB_Default :ext_floor_cond: NECB_Default :ext_roof_cond: NECB_Default :ext_wall_cond: NECB_Default :fdwr_set: NECB_Default :fixed_wind_solar_trans: NECB_Default :fixed_window_cond: NECB_Default :furnace_eff: NECB_Default :glass_door_cond: NECB_Default :glass_door_solar_trans: NECB_Default :ground_floor_cond: NECB_Default :ground_roof_cond: NECB_Default :ground_wall_cond: NECB_Default :image_name: btap_private_cli :infiltration_scale: NECB_Default :lights_scale: NECB_Default :lights_type: NECB_Default :nv_delta_temp_in_out: NECB_Default :nv_opening_fraction: NECB_Default :nv_temp_out_min: NECB_Default :nv_type: NECB_Default :oa_scale: NECB_Default :occupancy_loads_scale: NECB_Default :output_meters: [] :output_variables: [] :overhead_door_cond: NECB_Default :primary_heating_fuel: Electricity :pv_ground_azimuth_angle: NECB_Default :pv_ground_module_description: NECB_Default :pv_ground_tilt_angle: NECB_Default :pv_ground_total_area_pv_panels_m2: NECB_Default :pv_ground_type: NECB_Default :rotation_degrees: NECB_Default :run_annual_simulation: true :s3_bucket: '834599497928' :scale_x: NECB_Default :scale_y: NECB_Default :scale_z: NECB_Default :shw_eff: NECB_Default :skylight_cond: NECB_Default :skylight_solar_trans: NECB_Default :srr_set: NECB_Default :template: BTAP1980TO2010 | reference | reference | e703b100-1d01-497b-b7d2-631a0e8bcde4 | BTAP1980TO2010 | MidriseApartment | Electricity | Electricity | CAN_ON_Toronto.Pearson.Intl.AP.716240_CWEC2016.epw | parametric |  | NECB_Default | NECB_Default | NECB_Default | NECB_Default | NECB_Default | NECB_Default | NECB_Default | NECB_Default | NECB_Default | NECB_Default | NECB_Default | NECB_Default | NECB_Default | NECB_Default | NECB_Default | NECB_Default | NECB_Default | NECB_Default | NECB_Default | NECB_Default | NECB_Default | NECB_Default | NECB_Default | NECB_Default | NECB_Default | NECB_Default | NECB_Default | NECB_Default | NECB_Default | NECB_Default | NECB_Default | NECB_Default | NECB_Default | NECB_Default | NECB_Default | NECB_Default | NECB_Default | NECB_Default | NECB_Default | NECB_Default | NECB_Default | NECB_Default | NECB_Default | NECB_Default | NECB_Default | aws_batch | 834599497928 | btap_private_cli |  | TRUE | TRUE |  |  | 83.2215 | 20.0649 | 87.0807 | 140.745 | 3134.61 | 2325.6934 | 20 | MidriseApartment |  |  | 0 | MidriseApartment | 4 |  | 4 | BTAP1980TO2010 | 0.24343 | 9553.837 | 0.92044 | 57.1776 | 28.9006 | 6.3963 | 189.3336 | 95.9388 | TORONTO | ONTARIO | 3.3925 | 0 | 0 | 3.3925 | 27.1807 | 0 | 0 | 27.1807 | 0 | 0.032004 | 0 | 0 | 0.6108 | 0.08349 | 0 | 0.31349 | 0.061175 | 0.042943 | 0 | 0.00023288 | 0.6108 | 0.077464 | 97.8435 | 0 | 20 | 0.678 | [5 empty] | 0.296 | 0.682 | 3.35 |  | 0 | Toronto Pearson Intl AP | CAN | 382 | 3615 | 43.677 | -79.631 | 5 | 3890 | ON | CAN_ON_Toronto.Pearson.Intl.AP.716240_CWEC2016.epw | 0.6108 | 20.0649 | 83.2215 | 18.4424 | 20.6117 | TRUE | FALSE | FALSE | FALSE | 11.8207 | 8.5416 | 0 | 0.66435 | 0.010005 | 242.82 | 0 | 66.401 | 3.3516 | 0.050475 | 1225 | 0 | 0.6108 | 897 | 897 | 1.75 | 1.75 |  | https://s3.console.aws.amazon.com/s3/buckets/834599497928?region=ca-central-1&prefix=phylroy.lopez/reference/reference/output/e703b100-1d01-497b-b7d2-631a0e8bcde4/ | 1.0.002
735 |  | TRUE | 412 | 0 | 0 | 310.819 |  |  |  | 0.1 | 2021-09-22 20:13:40 +0000 | 438c2ebff | 0.2.14 | :adv_dx_units: NECB_Default :airloop_economizer_type: NECB_Default :algorithm_type: parametric :analysis_id: reference :analysis_name: reference :boiler_eff: NECB_Default :btap_batch_version: 1.0.002 :building_type: LowriseApartment :chiller_type: NECB_Default :compute_environment: aws_batch :datapoint_id: 57bab61a-5b5d-4828-95e1-23e450c27368 :daylighting_type: NECB_Default :dcv_type: NECB_Default :door_construction_cond: NECB_Default :ecm_system_name: NECB_Default :electrical_loads_scale: NECB_Default :enable_costing: true :epw_file: CAN_ON_Toronto.Pearson.Intl.AP.716240_CWEC2016.epw :erv_package: NECB_Default :ext_floor_cond: NECB_Default :ext_roof_cond: NECB_Default :ext_wall_cond: NECB_Default :fdwr_set: NECB_Default :fixed_wind_solar_trans: NECB_Default :fixed_window_cond: NECB_Default :furnace_eff: NECB_Default :glass_door_cond: NECB_Default :glass_door_solar_trans: NECB_Default :ground_floor_cond: NECB_Default :ground_roof_cond: NECB_Default :ground_wall_cond: NECB_Default :image_name: btap_private_cli :infiltration_scale: NECB_Default :lights_scale: NECB_Default :lights_type: NECB_Default :nv_delta_temp_in_out: NECB_Default :nv_opening_fraction: NECB_Default :nv_temp_out_min: NECB_Default :nv_type: NECB_Default :oa_scale: NECB_Default :occupancy_loads_scale: NECB_Default :output_meters: [] :output_variables: [] :overhead_door_cond: NECB_Default :primary_heating_fuel: Electricity :pv_ground_azimuth_angle: NECB_Default :pv_ground_module_description: NECB_Default :pv_ground_tilt_angle: NECB_Default :pv_ground_total_area_pv_panels_m2: NECB_Default :pv_ground_type: NECB_Default :rotation_degrees: NECB_Default :run_annual_simulation: true :s3_bucket: '834599497928' :scale_x: NECB_Default :scale_y: NECB_Default :scale_z: NECB_Default :shw_eff: NECB_Default :skylight_cond: NECB_Default :skylight_solar_trans: NECB_Default :srr_set: NECB_Default :template: BTAPPRE1980 | reference | reference | 57bab61a-5b5d-4828-95e1-23e450c27368 | BTAPPRE1980 | LowriseApartment | Electricity | Electricity | CAN_ON_Toronto.Pearson.Intl.AP.716240_CWEC2016.epw | parametric |  | NECB_Default | NECB_Default | NECB_Default | NECB_Default | NECB_Default | NECB_Default | NECB_Default | NECB_Default | NECB_Default | NECB_Default | NECB_Default | NECB_Default | NECB_Default | NECB_Default | NECB_Default | NECB_Default | NECB_Default | NECB_Default | NECB_Default | NECB_Default | NECB_Default | NECB_Default | NECB_Default | NECB_Default | NECB_Default | NECB_Default | NECB_Default | NECB_Default | NECB_Default | NECB_Default | NECB_Default | NECB_Default | NECB_Default | NECB_Default | NECB_Default | NECB_Default | NECB_Default | NECB_Default | NECB_Default | NECB_Default | NECB_Default | NECB_Default | NECB_Default | NECB_Default | NECB_Default | aws_batch | 834599497928 | btap_private_cli |  | TRUE | TRUE |  |  | 101.9149 | 25.3207 | 116.0566 | 181.2073 | 1763.22 | 1532.4718 | 37.3 | LowriseApartment |  |  | 2 | LowriseApartment | 3 | 3 | 3 | BTAPPRE1980 | 0.28516 | 5374.0333 | 1.9414 | 64.4823 | 29.9652 | 10.1101 | 235.1597 | 128.6607 | TORONTO | ONTARIO | 4.2107 | 0 | 0 | 4.2107 | 33.7358 | 0 | 0 | 33.7358 | 0 | 0.045213 | 0 | 0 | 0.75811 | 0.11134 | 0 | 0.4178 | 0.059958 | 0.045803 | 0 | 0.00014746 | 0.75811 | 0.077841 | 117.6596 | 0 | 37.3 | 0.678 | [5 empty] | 0.296 | 0.9 | 3.35 | 3.35 | 2 | Toronto Pearson Intl AP | CAN | 382 | 3615 | 43.677 | -79.631 | 5 | 3890 | ON | CAN_ON_Toronto.Pearson.Intl.AP.716240_CWEC2016.epw | 0.75811 | 25.3207 | 101.9149 | 16.8326 | 19.9366 | TRUE | FALSE | FALSE | FALSE | 11.573 | 8.5272 | 0 | 0.37551 | 0.0084521 | 137.25 | 0 | 44.4281 | 1.8816 | 0.042351 | 687.71 | 0 | 0.75811 | 1537.75 | 1537.75 | 0.75 | 0.75 |  | https://s3.console.aws.amazon.com/s3/buckets/834599497928?region=ca-central-1&prefix=phylroy.lopez/reference/reference/output/57bab61a-5b5d-4828-95e1-23e450c27368/ | 1.0.002
736 |  | TRUE | 409 | 0 | 0 | 311.0251 |  |  |  | 0.1 | 2021-09-22 20:14:18 +0000 | 438c2ebff | 0.2.14 | :adv_dx_units: NECB_Default :airloop_economizer_type: NECB_Default :algorithm_type: parametric :analysis_id: reference :analysis_name: reference :boiler_eff: NECB_Default :btap_batch_version: 1.0.002 :building_type: LowriseApartment :chiller_type: NECB_Default :compute_environment: aws_batch :datapoint_id: 8a72263e-55ea-4486-bf79-1828f25d0c02 :daylighting_type: NECB_Default :dcv_type: NECB_Default :door_construction_cond: NECB_Default :ecm_system_name: NECB_Default :electrical_loads_scale: NECB_Default :enable_costing: true :epw_file: CAN_ON_Toronto.Pearson.Intl.AP.716240_CWEC2016.epw :erv_package: NECB_Default :ext_floor_cond: NECB_Default :ext_roof_cond: NECB_Default :ext_wall_cond: NECB_Default :fdwr_set: NECB_Default :fixed_wind_solar_trans: NECB_Default :fixed_window_cond: NECB_Default :furnace_eff: NECB_Default :glass_door_cond: NECB_Default :glass_door_solar_trans: NECB_Default :ground_floor_cond: NECB_Default :ground_roof_cond: NECB_Default :ground_wall_cond: NECB_Default :image_name: btap_private_cli :infiltration_scale: NECB_Default :lights_scale: NECB_Default :lights_type: NECB_Default :nv_delta_temp_in_out: NECB_Default :nv_opening_fraction: NECB_Default :nv_temp_out_min: NECB_Default :nv_type: NECB_Default :oa_scale: NECB_Default :occupancy_loads_scale: NECB_Default :output_meters: [] :output_variables: [] :overhead_door_cond: NECB_Default :primary_heating_fuel: NaturalGas :pv_ground_azimuth_angle: NECB_Default :pv_ground_module_description: NECB_Default :pv_ground_tilt_angle: NECB_Default :pv_ground_total_area_pv_panels_m2: NECB_Default :pv_ground_type: NECB_Default :rotation_degrees: NECB_Default :run_annual_simulation: true :s3_bucket: '834599497928' :scale_x: NECB_Default :scale_y: NECB_Default :scale_z: NECB_Default :shw_eff: NECB_Default :skylight_cond: NECB_Default :skylight_solar_trans: NECB_Default :srr_set: NECB_Default :template: BTAPPRE1980 | reference | reference | 8a72263e-55ea-4486-bf79-1828f25d0c02 | BTAPPRE1980 | LowriseApartment | NaturalGas | Natural Gas | CAN_ON_Toronto.Pearson.Intl.AP.716240_CWEC2016.epw | parametric |  | NECB_Default | NECB_Default | NECB_Default | NECB_Default | NECB_Default | NECB_Default | NECB_Default | NECB_Default | NECB_Default | NECB_Default | NECB_Default | NECB_Default | NECB_Default | NECB_Default | NECB_Default | NECB_Default | NECB_Default | NECB_Default | NECB_Default | NECB_Default | NECB_Default | NECB_Default | NECB_Default | NECB_Default | NECB_Default | NECB_Default | NECB_Default | NECB_Default | NECB_Default | NECB_Default | NECB_Default | NECB_Default | NECB_Default | NECB_Default | NECB_Default | NECB_Default | NECB_Default | NECB_Default | NECB_Default | NECB_Default | NECB_Default | NECB_Default | NECB_Default | NECB_Default | NECB_Default | aws_batch | 834599497928 | btap_private_cli |  | TRUE | TRUE |  |  | 126.5442 | 25.3207 | 116.2457 | 218.8956 | 1763.22 | 1532.4718 | 37.3 | LowriseApartment |  |  | 2 | LowriseApartment | 3 | 3 | 3 | BTAPPRE1980 | 0.28516 | 5374.0333 | 1.9414 | 115.3442 | 29.9652 | 5.941 | 323.0447 | 169.853 | TORONTO | ONTARIO | 1.5167 | 30.6756 | 0 | 32.1923 | 12.1516 | 5.4127 | 0 | 17.5643 | 0 | 0.045213 | 0 | 0 | 0.27306 | 0.11148 | 0 | 0.52068 | 0.059958 | 0.045803 | 0.62072 | 0.010611 | 0.89379 | 0.10004 | 33.1158 | 131.2425 | 37.3 | 0.678 | [5 empty] | 0.296 | 0.9 | 3.35 | 3.35 | 2 | Toronto Pearson Intl AP | CAN | 382 | 3615 | 43.677 | -79.631 | 5 | 3890 | ON | CAN_ON_Toronto.Pearson.Intl.AP.716240_CWEC2016.epw | 0.89379 | 25.3207 | 126.5442 | 16.8326 | 19.9365 | TRUE | FALSE | FALSE | FALSE | 11.573 | 8.5272 | 0 | 0 | 0 | 0 | 176.39 | 44.4281 | 1.8816 | 0.042351 | 687.71 | 0 | 0.89379 | 1538 | 1538 | 1.25 | 1.25 |  | https://s3.console.aws.amazon.com/s3/buckets/834599497928?region=ca-central-1&prefix=phylroy.lopez/reference/reference/output/8a72263e-55ea-4486-bf79-1828f25d0c02/ | 1.0.002
737 |  | TRUE | 412 | 0 | 0 | 311.4181 |  |  |  | 0.1 | 2021-09-22 20:13:52 +0000 | 438c2ebff | 0.2.14 | :adv_dx_units: NECB_Default :airloop_economizer_type: NECB_Default :algorithm_type: parametric :analysis_id: reference :analysis_name: reference :boiler_eff: NECB_Default :btap_batch_version: 1.0.002 :building_type: LowriseApartment :chiller_type: NECB_Default :compute_environment: aws_batch :datapoint_id: f06c77f5-2fe8-46e0-b802-9d0e856f546e :daylighting_type: NECB_Default :dcv_type: NECB_Default :door_construction_cond: NECB_Default :ecm_system_name: NECB_Default :electrical_loads_scale: NECB_Default :enable_costing: true :epw_file: CAN_QC_Montreal-Trudeau.Intl.AP.716270_CWEC2016.epw :erv_package: NECB_Default :ext_floor_cond: NECB_Default :ext_roof_cond: NECB_Default :ext_wall_cond: NECB_Default :fdwr_set: NECB_Default :fixed_wind_solar_trans: NECB_Default :fixed_window_cond: NECB_Default :furnace_eff: NECB_Default :glass_door_cond: NECB_Default :glass_door_solar_trans: NECB_Default :ground_floor_cond: NECB_Default :ground_roof_cond: NECB_Default :ground_wall_cond: NECB_Default :image_name: btap_private_cli :infiltration_scale: NECB_Default :lights_scale: NECB_Default :lights_type: NECB_Default :nv_delta_temp_in_out: NECB_Default :nv_opening_fraction: NECB_Default :nv_temp_out_min: NECB_Default :nv_type: NECB_Default :oa_scale: NECB_Default :occupancy_loads_scale: NECB_Default :output_meters: [] :output_variables: [] :overhead_door_cond: NECB_Default :primary_heating_fuel: Electricity :pv_ground_azimuth_angle: NECB_Default :pv_ground_module_description: NECB_Default :pv_ground_tilt_angle: NECB_Default :pv_ground_total_area_pv_panels_m2: NECB_Default :pv_ground_type: NECB_Default :rotation_degrees: NECB_Default :run_annual_simulation: true :s3_bucket: '834599497928' :scale_x: NECB_Default :scale_y: NECB_Default :scale_z: NECB_Default :shw_eff: NECB_Default :skylight_cond: NECB_Default :skylight_solar_trans: NECB_Default :srr_set: NECB_Default :template: BTAP1980TO2010 | reference | reference | f06c77f5-2fe8-46e0-b802-9d0e856f546e | BTAP1980TO2010 | LowriseApartment | Electricity | Electricity | CAN_QC_Montreal-Trudeau.Intl.AP.716270_CWEC2016.epw | parametric |  | NECB_Default | NECB_Default | NECB_Default | NECB_Default | NECB_Default | NECB_Default | NECB_Default | NECB_Default | NECB_Default | NECB_Default | NECB_Default | NECB_Default | NECB_Default | NECB_Default | NECB_Default | NECB_Default | NECB_Default | NECB_Default | NECB_Default | NECB_Default | NECB_Default | NECB_Default | NECB_Default | NECB_Default | NECB_Default | NECB_Default | NECB_Default | NECB_Default | NECB_Default | NECB_Default | NECB_Default | NECB_Default | NECB_Default | NECB_Default | NECB_Default | NECB_Default | NECB_Default | NECB_Default | NECB_Default | NECB_Default | NECB_Default | NECB_Default | NECB_Default | NECB_Default | NECB_Default | aws_batch | 834599497928 | btap_private_cli |  | TRUE | TRUE |  |  | 96.8094 | 23.3189 | 122.9064 | 185.4341 | 1763.22 | 1532.4718 | 37.3 | LowriseApartment |  |  | 2 | LowriseApartment | 3 | 3 | 3 | BTAP1980TO2010 | 0.28516 | 5374.0333 | 1.6305 | 56.1805 | 27.1852 | 9.9519 | 216.4971 | 121.5489 | MONTREAL | QUEBEC | 0.30052 | 0 | 0 | 0.30052 | 19.1398 | 0 | 0 | 19.1398 | 0 | 0.041708 | 0 | 0 | 0.77332 | 0.10302 | 0 | 0.44246 | 0.059958 | 0.045803 | 0 | 0.00014746 | 0.77332 | 0.080223 | 111.1407 | 0 | 37.3 | 0.678 | [5 empty] | 0.267 | 0.426 | 2.95 | 2.95 | 2 | Montreal-Trudeau Intl AP | CAN | 323 | 4090 | 45.471 | -73.741 | 6 | 4400 | QC | CAN_QC_Montreal-Trudeau.Intl.AP.716270_CWEC2016.epw | 0.77332 | 23.3189 | 96.8094 | 15.7594 | 21.7056 | TRUE | FALSE | FALSE | FALSE | 11.5946 | 14.5661 | 0 | 0.387 | 0.0087108 | 141.45 | 0 | 44.4281 | 1.8816 | 0.042351 | 687.71 | 0 | 0.77332 | 1459.25 | 1459.25 | 0.25 | 0.25 |  | https://s3.console.aws.amazon.com/s3/buckets/834599497928?region=ca-central-1&prefix=phylroy.lopez/reference/reference/output/f06c77f5-2fe8-46e0-b802-9d0e856f546e/ | 1.0.002
738 |  | TRUE | 398 | 0 | 0 | 311.7455 |  |  |  | 0.1 | 2021-09-22 20:14:16 +0000 | 438c2ebff | 0.2.14 | :adv_dx_units: NECB_Default :airloop_economizer_type: NECB_Default :algorithm_type: parametric :analysis_id: reference :analysis_name: reference :boiler_eff: NECB_Default :btap_batch_version: 1.0.002 :building_type: LowriseApartment :chiller_type: NECB_Default :compute_environment: aws_batch :datapoint_id: 224321c6-136f-486f-9028-dd32d7c62f7a :daylighting_type: NECB_Default :dcv_type: NECB_Default :door_construction_cond: NECB_Default :ecm_system_name: NECB_Default :electrical_loads_scale: NECB_Default :enable_costing: true :epw_file: CAN_AB_Edmonton.Intl.AP.711230_CWEC2016.epw :erv_package: NECB_Default :ext_floor_cond: NECB_Default :ext_roof_cond: NECB_Default :ext_wall_cond: NECB_Default :fdwr_set: NECB_Default :fixed_wind_solar_trans: NECB_Default :fixed_window_cond: NECB_Default :furnace_eff: NECB_Default :glass_door_cond: NECB_Default :glass_door_solar_trans: NECB_Default :ground_floor_cond: NECB_Default :ground_roof_cond: NECB_Default :ground_wall_cond: NECB_Default :image_name: btap_private_cli :infiltration_scale: NECB_Default :lights_scale: NECB_Default :lights_type: NECB_Default :nv_delta_temp_in_out: NECB_Default :nv_opening_fraction: NECB_Default :nv_temp_out_min: NECB_Default :nv_type: NECB_Default :oa_scale: NECB_Default :occupancy_loads_scale: NECB_Default :output_meters: [] :output_variables: [] :overhead_door_cond: NECB_Default :primary_heating_fuel: Electricity :pv_ground_azimuth_angle: NECB_Default :pv_ground_module_description: NECB_Default :pv_ground_tilt_angle: NECB_Default :pv_ground_total_area_pv_panels_m2: NECB_Default :pv_ground_type: NECB_Default :rotation_degrees: NECB_Default :run_annual_simulation: true :s3_bucket: '834599497928' :scale_x: NECB_Default :scale_y: NECB_Default :scale_z: NECB_Default :shw_eff: NECB_Default :skylight_cond: NECB_Default :skylight_solar_trans: NECB_Default :srr_set: NECB_Default :template: BTAP1980TO2010 | reference | reference | 224321c6-136f-486f-9028-dd32d7c62f7a | BTAP1980TO2010 | LowriseApartment | Electricity | Electricity | CAN_AB_Edmonton.Intl.AP.711230_CWEC2016.epw | parametric |  | NECB_Default | NECB_Default | NECB_Default | NECB_Default | NECB_Default | NECB_Default | NECB_Default | NECB_Default | NECB_Default | NECB_Default | NECB_Default | NECB_Default | NECB_Default | NECB_Default | NECB_Default | NECB_Default | NECB_Default | NECB_Default | NECB_Default | NECB_Default | NECB_Default | NECB_Default | NECB_Default | NECB_Default | NECB_Default | NECB_Default | NECB_Default | NECB_Default | NECB_Default | NECB_Default | NECB_Default | NECB_Default | NECB_Default | NECB_Default | NECB_Default | NECB_Default | NECB_Default | NECB_Default | NECB_Default | NECB_Default | NECB_Default | NECB_Default | NECB_Default | NECB_Default | NECB_Default | aws_batch | 834599497928 | btap_private_cli |  | TRUE | TRUE |  |  | 88.589 | 16.1531 | 129.8681 | 196.5879 | 1763.22 | 1532.4718 | 37.3 | LowriseApartment |  |  | 2 | LowriseApartment | 3 | 3 | 3 | BTAP1980TO2010 | 0.28516 | 5374.0333 | 1.6841 | 58.4626 | 29.6085 | 10.0238 | 224.4595 | 124.6805 | EDMONTON | ALBERTA | 178.5238 | 0 | 0 | 178.5238 | 16.9203 | 0 | 0 | 16.9203 | 0 | 0.034993 | 0 | 0 | 0.81348 | 0.11681 | 0 | 0.46753 | 0.059958 | 0.045803 | 0 | 0.00014746 | 0.81348 | 0.088242 | 101.6854 | 0 | 37.3 | 0.678 | [5 empty] | 0.227 | 0.346 | 2.95 | 2.95 | 2 | Edmonton Intl AP | CAN | 23 | 5588 | 53.31 | -113.579 | 7a | 5120 | AB | CAN_AB_Edmonton.Intl.AP.711230_CWEC2016.epw | 0.81348 | 16.1531 | 88.589 | 11.3179 | 19.255 | TRUE | FALSE | FALSE | FALSE | 10.3423 | 18.4256 | 0 | 0.42569 | 0.0095816 | 155.59 | 0 | 44.4281 | 1.8816 | 0.042351 | 687.71 | 0 | 0.81348 | 1502.25 | 1502.25 | 4.5 | 4.5 |  | https://s3.console.aws.amazon.com/s3/buckets/834599497928?region=ca-central-1&prefix=phylroy.lopez/reference/reference/output/224321c6-136f-486f-9028-dd32d7c62f7a/ | 1.0.002
739 |  | TRUE | 382 | 0 | 0 | 312.7473 |  |  |  | 0.1 | 2021-09-22 20:14:11 +0000 | 438c2ebff | 0.2.14 | :adv_dx_units: NECB_Default :airloop_economizer_type: NECB_Default :algorithm_type: parametric :analysis_id: reference :analysis_name: reference :boiler_eff: NECB_Default :btap_batch_version: 1.0.002 :building_type: LowriseApartment :chiller_type: NECB_Default :compute_environment: aws_batch :datapoint_id: 103a84e4-4a3e-4349-bf51-c62ebcb12195 :daylighting_type: NECB_Default :dcv_type: NECB_Default :door_construction_cond: NECB_Default :ecm_system_name: NECB_Default :electrical_loads_scale: NECB_Default :enable_costing: true :epw_file: CAN_NS_Halifax.Dockyard.713280_CWEC2016.epw :erv_package: NECB_Default :ext_floor_cond: NECB_Default :ext_roof_cond: NECB_Default :ext_wall_cond: NECB_Default :fdwr_set: NECB_Default :fixed_wind_solar_trans: NECB_Default :fixed_window_cond: NECB_Default :furnace_eff: NECB_Default :glass_door_cond: NECB_Default :glass_door_solar_trans: NECB_Default :ground_floor_cond: NECB_Default :ground_roof_cond: NECB_Default :ground_wall_cond: NECB_Default :image_name: btap_private_cli :infiltration_scale: NECB_Default :lights_scale: NECB_Default :lights_type: NECB_Default :nv_delta_temp_in_out: NECB_Default :nv_opening_fraction: NECB_Default :nv_temp_out_min: NECB_Default :nv_type: NECB_Default :oa_scale: NECB_Default :occupancy_loads_scale: NECB_Default :output_meters: [] :output_variables: [] :overhead_door_cond: NECB_Default :primary_heating_fuel: Electricity :pv_ground_azimuth_angle: NECB_Default :pv_ground_module_description: NECB_Default :pv_ground_tilt_angle: NECB_Default :pv_ground_total_area_pv_panels_m2: NECB_Default :pv_ground_type: NECB_Default :rotation_degrees: NECB_Default :run_annual_simulation: true :s3_bucket: '834599497928' :scale_x: NECB_Default :scale_y: NECB_Default :scale_z: NECB_Default :shw_eff: NECB_Default :skylight_cond: NECB_Default :skylight_solar_trans: NECB_Default :srr_set: NECB_Default :template: BTAP1980TO2010 | reference | reference | 103a84e4-4a3e-4349-bf51-c62ebcb12195 | BTAP1980TO2010 | LowriseApartment | Electricity | Electricity | CAN_NS_Halifax.Dockyard.713280_CWEC2016.epw | parametric |  | NECB_Default | NECB_Default | NECB_Default | NECB_Default | NECB_Default | NECB_Default | NECB_Default | NECB_Default | NECB_Default | NECB_Default | NECB_Default | NECB_Default | NECB_Default | NECB_Default | NECB_Default | NECB_Default | NECB_Default | NECB_Default | NECB_Default | NECB_Default | NECB_Default | NECB_Default | NECB_Default | NECB_Default | NECB_Default | NECB_Default | NECB_Default | NECB_Default | NECB_Default | NECB_Default | NECB_Default | NECB_Default | NECB_Default | NECB_Default | NECB_Default | NECB_Default | NECB_Default | NECB_Default | NECB_Default | NECB_Default | NECB_Default | NECB_Default | NECB_Default | NECB_Default | NECB_Default | aws_batch | 834599497928 | btap_private_cli |  | TRUE | TRUE |  |  | 75.3445 | 12.2859 | 96.8194 | 150.3373 | 1763.22 | 1532.4718 | 37.3 | LowriseApartment |  |  | 2 | LowriseApartment | 3 | 3 | 3 | BTAP1980TO2010 | 0.28516 | 5374.0333 | 1.6448 | 49.0938 | 28.8865 | 9.9655 | 211.2836 | 121.6929 | HALIFAX | NOVA SCOTIA | 131.1972 | 0 | 0 | 131.1972 | 25.7302 | 0 | 0 | 25.7302 | 0 | 0.023622 | 0 | 0 | 0.64698 | 0.089745 | 0 | 0.34855 | 0.059958 | 0.045803 | 0 | 0.00014746 | 0.64698 | 0.079151 | 91.633 | 0 | 37.3 | 0.678 | [5 empty] | 0.267 | 0.426 | 2.95 | 2.95 | 2 | Halifax Dockyard | CAN | 112 | 3647 | 44.655 | -63.577 | 6 | 4000 | NS | CAN_NS_Halifax.Dockyard.713280_CWEC2016.epw | 0.64697 | 12.2859 | 75.3445 | 13.3337 | 21.1496 | TRUE | FALSE | FALSE | FALSE | 7.1713 | 6.9073 | 0 | 0.38183 | 0.0085944 | 139.56 | 0 | 44.4281 | 1.8816 | 0.042351 | 687.71 | 0 | 0.64698 | 999.75 | 999.75 | 0 | 0 |  | https://s3.console.aws.amazon.com/s3/buckets/834599497928?region=ca-central-1&prefix=phylroy.lopez/reference/reference/output/103a84e4-4a3e-4349-bf51-c62ebcb12195/ | 1.0.002
740 |  | TRUE | 360 | 0 | 0 | 312.355 |  |  |  | 0.1 | 2021-09-22 20:13:48 +0000 | 438c2ebff | 0.2.14 | :adv_dx_units: NECB_Default :airloop_economizer_type: NECB_Default :algorithm_type: parametric :analysis_id: reference :analysis_name: reference :boiler_eff: NECB_Default :btap_batch_version: 1.0.002 :building_type: LowriseApartment :chiller_type: NECB_Default :compute_environment: aws_batch :datapoint_id: cd4fea0e-09f5-46af-bd3f-0388e8553026 :daylighting_type: NECB_Default :dcv_type: NECB_Default :door_construction_cond: NECB_Default :ecm_system_name: NECB_Default :electrical_loads_scale: NECB_Default :enable_costing: true :epw_file: CAN_BC_Vancouver.Intl.AP.718920_CWEC2016.epw :erv_package: NECB_Default :ext_floor_cond: NECB_Default :ext_roof_cond: NECB_Default :ext_wall_cond: NECB_Default :fdwr_set: NECB_Default :fixed_wind_solar_trans: NECB_Default :fixed_window_cond: NECB_Default :furnace_eff: NECB_Default :glass_door_cond: NECB_Default :glass_door_solar_trans: NECB_Default :ground_floor_cond: NECB_Default :ground_roof_cond: NECB_Default :ground_wall_cond: NECB_Default :image_name: btap_private_cli :infiltration_scale: NECB_Default :lights_scale: NECB_Default :lights_type: NECB_Default :nv_delta_temp_in_out: NECB_Default :nv_opening_fraction: NECB_Default :nv_temp_out_min: NECB_Default :nv_type: NECB_Default :oa_scale: NECB_Default :occupancy_loads_scale: NECB_Default :output_meters: [] :output_variables: [] :overhead_door_cond: NECB_Default :primary_heating_fuel: Electricity :pv_ground_azimuth_angle: NECB_Default :pv_ground_module_description: NECB_Default :pv_ground_tilt_angle: NECB_Default :pv_ground_total_area_pv_panels_m2: NECB_Default :pv_ground_type: NECB_Default :rotation_degrees: NECB_Default :run_annual_simulation: true :s3_bucket: '834599497928' :scale_x: NECB_Default :scale_y: NECB_Default :scale_z: NECB_Default :shw_eff: NECB_Default :skylight_cond: NECB_Default :skylight_solar_trans: NECB_Default :srr_set: NECB_Default :template: BTAP1980TO2010 | reference | reference | cd4fea0e-09f5-46af-bd3f-0388e8553026 | BTAP1980TO2010 | LowriseApartment | Electricity | Electricity | CAN_BC_Vancouver.Intl.AP.718920_CWEC2016.epw | parametric |  | NECB_Default | NECB_Default | NECB_Default | NECB_Default | NECB_Default | NECB_Default | NECB_Default | NECB_Default | NECB_Default | NECB_Default | NECB_Default | NECB_Default | NECB_Default | NECB_Default | NECB_Default | NECB_Default | NECB_Default | NECB_Default | NECB_Default | NECB_Default | NECB_Default | NECB_Default | NECB_Default | NECB_Default | NECB_Default | NECB_Default | NECB_Default | NECB_Default | NECB_Default | NECB_Default | NECB_Default | NECB_Default | NECB_Default | NECB_Default | NECB_Default | NECB_Default | NECB_Default | NECB_Default | NECB_Default | NECB_Default | NECB_Default | NECB_Default | NECB_Default | NECB_Default | NECB_Default | aws_batch | 834599497928 | btap_private_cli |  | TRUE | TRUE |  |  | 55.746 | 12.6354 | 83.2914 | 135.486 | 1763.22 | 1532.4718 | 37.3 | LowriseApartment |  |  | 2 | LowriseApartment | 3 | 3 | 3 | BTAP1980TO2010 | 0.28516 | 5374.0333 | 1.7796 | 45.9356 | 26.4762 | 9.9831 | 206.2595 | 122.085 | VANCOUVER | BRITISH COLUMBIA | 1.682 | 0 | 0 | 1.682 | 16.7965 | 0 | 0 | 16.7965 | 0 | 0.024092 | 0 | 0 | 0.59351 | 0.088021 | 0 | 0.29985 | 0.059958 | 0.045803 | 0 | 0.00014746 | 0.59351 | 0.07564 | 71.6572 | 0 | 37.3 | 0.678 | [5 empty] | 0.363 | 0.568 | 4.09 | 4.09 | 2 | Vancouver Intl AP | CAN | 42 | 2797 | 49.195 | -123.184 | 4 | 2800 | BC | CAN_BC_Vancouver.Intl.AP.718920_CWEC2016.epw | 0.59351 | 12.6354 | 55.746 | 11.1401 | 23.0821 | TRUE | FALSE | FALSE | FALSE | 9.8952 | 6.9062 | 0 | 0.3649 | 0.0082132 | 133.37 | 0 | 44.4281 | 1.8816 | 0.042351 | 687.71 | 0 | 0.59351 | 1173 | 1173 | 0 | 0 |  | https://s3.console.aws.amazon.com/s3/buckets/834599497928?region=ca-central-1&prefix=phylroy.lopez/reference/reference/output/cd4fea0e-09f5-46af-bd3f-0388e8553026/ | 1.0.002
741 |  | TRUE | 398 | 0 | 0 | 310.7021 |  |  |  | 0.1 | 2021-09-22 20:14:21 +0000 | 438c2ebff | 0.2.14 | :adv_dx_units: NECB_Default :airloop_economizer_type: NECB_Default :algorithm_type: parametric :analysis_id: reference :analysis_name: reference :boiler_eff: NECB_Default :btap_batch_version: 1.0.002 :building_type: LowriseApartment :chiller_type: NECB_Default :compute_environment: aws_batch :datapoint_id: f42df37f-fb72-4cff-b138-fa71392a2901 :daylighting_type: NECB_Default :dcv_type: NECB_Default :door_construction_cond: NECB_Default :ecm_system_name: NECB_Default :electrical_loads_scale: NECB_Default :enable_costing: true :epw_file: CAN_NS_Halifax.Dockyard.713280_CWEC2016.epw :erv_package: NECB_Default :ext_floor_cond: NECB_Default :ext_roof_cond: NECB_Default :ext_wall_cond: NECB_Default :fdwr_set: NECB_Default :fixed_wind_solar_trans: NECB_Default :fixed_window_cond: NECB_Default :furnace_eff: NECB_Default :glass_door_cond: NECB_Default :glass_door_solar_trans: NECB_Default :ground_floor_cond: NECB_Default :ground_roof_cond: NECB_Default :ground_wall_cond: NECB_Default :image_name: btap_private_cli :infiltration_scale: NECB_Default :lights_scale: NECB_Default :lights_type: NECB_Default :nv_delta_temp_in_out: NECB_Default :nv_opening_fraction: NECB_Default :nv_temp_out_min: NECB_Default :nv_type: NECB_Default :oa_scale: NECB_Default :occupancy_loads_scale: NECB_Default :output_meters: [] :output_variables: [] :overhead_door_cond: NECB_Default :primary_heating_fuel: Electricity :pv_ground_azimuth_angle: NECB_Default :pv_ground_module_description: NECB_Default :pv_ground_tilt_angle: NECB_Default :pv_ground_total_area_pv_panels_m2: NECB_Default :pv_ground_type: NECB_Default :rotation_degrees: NECB_Default :run_annual_simulation: true :s3_bucket: '834599497928' :scale_x: NECB_Default :scale_y: NECB_Default :scale_z: NECB_Default :shw_eff: NECB_Default :skylight_cond: NECB_Default :skylight_solar_trans: NECB_Default :srr_set: NECB_Default :template: NECB2011 | reference | reference | f42df37f-fb72-4cff-b138-fa71392a2901 | NECB2011 | LowriseApartment | Electricity | Electricity | CAN_NS_Halifax.Dockyard.713280_CWEC2016.epw | parametric |  | NECB_Default | NECB_Default | NECB_Default | NECB_Default | NECB_Default | NECB_Default | NECB_Default | NECB_Default | NECB_Default | NECB_Default | NECB_Default | NECB_Default | NECB_Default | NECB_Default | NECB_Default | NECB_Default | NECB_Default | NECB_Default | NECB_Default | NECB_Default | NECB_Default | NECB_Default | NECB_Default | NECB_Default | NECB_Default | NECB_Default | NECB_Default | NECB_Default | NECB_Default | NECB_Default | NECB_Default | NECB_Default | NECB_Default | NECB_Default | NECB_Default | NECB_Default | NECB_Default | NECB_Default | NECB_Default | NECB_Default | NECB_Default | NECB_Default | NECB_Default | NECB_Default | NECB_Default | aws_batch | 834599497928 | btap_private_cli |  | TRUE | TRUE |  |  | 46.2424 | 14.5736 | 50.7846 | 113.2083 | 1763.22 | 1532.4718 | 40 | LowriseApartment |  |  | 5 | LowriseApartment | 3 | 3 | 3 | NECB2011 | 0.28516 | 5374.0333 | 85.1263 | 53.9226 | 28.8865 | 9.9655 | 304.0672 | 126.1663 | HALIFAX | NOVA SCOTIA | 104.0908 | 0 | 0 | 104.0908 | 20.4141 | 0 | 0 | 20.4141 | 0 | 0.054281 | 0 | 0 | 0.51331 | 0.091134 | 0 | 0.18283 | 0.059958 | 0.045803 | 0 | 0.00014746 | 0.51331 | 0.079156 | 64.5045 | 0 | 40 | 0.757 | [5 empty] | 0.183 | 0.247 | 2.2 | 2.2 | 5 | Halifax Dockyard | CAN | 112 | 3647 | 44.655 | -63.577 | 6 | 4000 | NS | CAN_NS_Halifax.Dockyard.713280_CWEC2016.epw | 0.5133 | 14.5736 | 46.2424 | 13.3337 | 21.1497 | FALSE | FALSE | FALSE | FALSE | 7.1713 | 6.9073 | 0 | 0.38186 | 0.008595 | 139.57 | 0 | 44.4281 | 1.8816 | 0.042351 | 687.71 | 0 | 0.51331 | 232.75 | 231.25 | 0 | 0 |  | https://s3.console.aws.amazon.com/s3/buckets/834599497928?region=ca-central-1&prefix=phylroy.lopez/reference/reference/output/f42df37f-fb72-4cff-b138-fa71392a2901/ | 1.0.002
742 |  | TRUE | 382 | 0 | 0 | 312.4104 |  |  |  | 0.1 | 2021-09-22 20:13:45 +0000 | 438c2ebff | 0.2.14 | :adv_dx_units: NECB_Default :airloop_economizer_type: NECB_Default :algorithm_type: parametric :analysis_id: reference :analysis_name: reference :boiler_eff: NECB_Default :btap_batch_version: 1.0.002 :building_type: LowriseApartment :chiller_type: NECB_Default :compute_environment: aws_batch :datapoint_id: fdc7af92-99e5-4505-9e5b-64e43b73021c :daylighting_type: NECB_Default :dcv_type: NECB_Default :door_construction_cond: NECB_Default :ecm_system_name: NECB_Default :electrical_loads_scale: NECB_Default :enable_costing: true :epw_file: CAN_AB_Calgary.Intl.AP.718770_CWEC2016.epw :erv_package: NECB_Default :ext_floor_cond: NECB_Default :ext_roof_cond: NECB_Default :ext_wall_cond: NECB_Default :fdwr_set: NECB_Default :fixed_wind_solar_trans: NECB_Default :fixed_window_cond: NECB_Default :furnace_eff: NECB_Default :glass_door_cond: NECB_Default :glass_door_solar_trans: NECB_Default :ground_floor_cond: NECB_Default :ground_roof_cond: NECB_Default :ground_wall_cond: NECB_Default :image_name: btap_private_cli :infiltration_scale: NECB_Default :lights_scale: NECB_Default :lights_type: NECB_Default :nv_delta_temp_in_out: NECB_Default :nv_opening_fraction: NECB_Default :nv_temp_out_min: NECB_Default :nv_type: NECB_Default :oa_scale: NECB_Default :occupancy_loads_scale: NECB_Default :output_meters: [] :output_variables: [] :overhead_door_cond: NECB_Default :primary_heating_fuel: Electricity :pv_ground_azimuth_angle: NECB_Default :pv_ground_module_description: NECB_Default :pv_ground_tilt_angle: NECB_Default :pv_ground_total_area_pv_panels_m2: NECB_Default :pv_ground_type: NECB_Default :rotation_degrees: NECB_Default :run_annual_simulation: true :s3_bucket: '834599497928' :scale_x: NECB_Default :scale_y: NECB_Default :scale_z: NECB_Default :shw_eff: NECB_Default :skylight_cond: NECB_Default :skylight_solar_trans: NECB_Default :srr_set: NECB_Default :template: BTAP1980TO2010 | reference | reference | fdc7af92-99e5-4505-9e5b-64e43b73021c | BTAP1980TO2010 | LowriseApartment | Electricity | Electricity | CAN_AB_Calgary.Intl.AP.718770_CWEC2016.epw | parametric |  | NECB_Default | NECB_Default | NECB_Default | NECB_Default | NECB_Default | NECB_Default | NECB_Default | NECB_Default | NECB_Default | NECB_Default | NECB_Default | NECB_Default | NECB_Default | NECB_Default | NECB_Default | NECB_Default | NECB_Default | NECB_Default | NECB_Default | NECB_Default | NECB_Default | NECB_Default | NECB_Default | NECB_Default | NECB_Default | NECB_Default | NECB_Default | NECB_Default | NECB_Default | NECB_Default | NECB_Default | NECB_Default | NECB_Default | NECB_Default | NECB_Default | NECB_Default | NECB_Default | NECB_Default | NECB_Default | NECB_Default | NECB_Default | NECB_Default | NECB_Default | NECB_Default | NECB_Default | aws_batch | 834599497928 | btap_private_cli |  | TRUE | TRUE |  |  | 77.8688 | 18.9583 | 105.7377 | 172.1913 | 1763.22 | 1532.4718 | 37.3 | LowriseApartment |  |  | 2 | LowriseApartment | 3 | 3 | 3 | BTAP1980TO2010 | 0.28516 | 5374.0333 | 1.6899 | 58.3382 | 28.5338 | 10.0294 | 222.9423 | 124.3511 | CALGARY | ALBERTA | 159.2506 | 0 | 0 | 159.2506 | 15.0936 | 0 | 0 | 15.0936 | 0 | 0.038095 | 0 | 0 | 0.72565 | 0.11651 | 0 | 0.38066 | 0.059958 | 0.045803 | 0 | 0.00014746 | 0.72565 | 0.084476 | 95.9242 | 0 | 37.3 | 0.678 | [5 empty] | 0.227 | 0.346 | 2.95 | 2.95 | 2 | Calgary Intl AP | CAN | 64 | 4781 | 51.114 | -114.02 | 7a | 5000 | AB | CAN_AB_Calgary.Intl.AP.718770_CWEC2016.epw | 0.72566 | 18.9583 | 77.8688 | 11.0806 | 21.0518 | TRUE | FALSE | FALSE | FALSE | 11.2505 | 16.135 | 0 | 0.40752 | 0.0091727 | 148.95 | 0 | 44.4281 | 1.8816 | 0.042351 | 687.71 | 0 | 0.72565 | 1680.5 | 1680.25 | 0 | 0 |  | https://s3.console.aws.amazon.com/s3/buckets/834599497928?region=ca-central-1&prefix=phylroy.lopez/reference/reference/output/fdc7af92-99e5-4505-9e5b-64e43b73021c/ | 1.0.002
743 |  | TRUE | 412 | 0 | 0 | 311.9874 |  |  |  | 0.1 | 2021-09-22 20:13:56 +0000 | 438c2ebff | 0.2.14 | :adv_dx_units: NECB_Default :airloop_economizer_type: NECB_Default :algorithm_type: parametric :analysis_id: reference :analysis_name: reference :boiler_eff: NECB_Default :btap_batch_version: 1.0.002 :building_type: LowriseApartment :chiller_type: NECB_Default :compute_environment: aws_batch :datapoint_id: f9001997-f556-482c-bd48-1ab0295dcea5 :daylighting_type: NECB_Default :dcv_type: NECB_Default :door_construction_cond: NECB_Default :ecm_system_name: NECB_Default :electrical_loads_scale: NECB_Default :enable_costing: true :epw_file: CAN_ON_Toronto.Pearson.Intl.AP.716240_CWEC2016.epw :erv_package: NECB_Default :ext_floor_cond: NECB_Default :ext_roof_cond: NECB_Default :ext_wall_cond: NECB_Default :fdwr_set: NECB_Default :fixed_wind_solar_trans: NECB_Default :fixed_window_cond: NECB_Default :furnace_eff: NECB_Default :glass_door_cond: NECB_Default :glass_door_solar_trans: NECB_Default :ground_floor_cond: NECB_Default :ground_roof_cond: NECB_Default :ground_wall_cond: NECB_Default :image_name: btap_private_cli :infiltration_scale: NECB_Default :lights_scale: NECB_Default :lights_type: NECB_Default :nv_delta_temp_in_out: NECB_Default :nv_opening_fraction: NECB_Default :nv_temp_out_min: NECB_Default :nv_type: NECB_Default :oa_scale: NECB_Default :occupancy_loads_scale: NECB_Default :output_meters: [] :output_variables: [] :overhead_door_cond: NECB_Default :primary_heating_fuel: Electricity :pv_ground_azimuth_angle: NECB_Default :pv_ground_module_description: NECB_Default :pv_ground_tilt_angle: NECB_Default :pv_ground_total_area_pv_panels_m2: NECB_Default :pv_ground_type: NECB_Default :rotation_degrees: NECB_Default :run_annual_simulation: true :s3_bucket: '834599497928' :scale_x: NECB_Default :scale_y: NECB_Default :scale_z: NECB_Default :shw_eff: NECB_Default :skylight_cond: NECB_Default :skylight_solar_trans: NECB_Default :srr_set: NECB_Default :template: BTAP1980TO2010 | reference | reference | f9001997-f556-482c-bd48-1ab0295dcea5 | BTAP1980TO2010 | LowriseApartment | Electricity | Electricity | CAN_ON_Toronto.Pearson.Intl.AP.716240_CWEC2016.epw | parametric |  | NECB_Default | NECB_Default | NECB_Default | NECB_Default | NECB_Default | NECB_Default | NECB_Default | NECB_Default | NECB_Default | NECB_Default | NECB_Default | NECB_Default | NECB_Default | NECB_Default | NECB_Default | NECB_Default | NECB_Default | NECB_Default | NECB_Default | NECB_Default | NECB_Default | NECB_Default | NECB_Default | NECB_Default | NECB_Default | NECB_Default | NECB_Default | NECB_Default | NECB_Default | NECB_Default | NECB_Default | NECB_Default | NECB_Default | NECB_Default | NECB_Default | NECB_Default | NECB_Default | NECB_Default | NECB_Default | NECB_Default | NECB_Default | NECB_Default | NECB_Default | NECB_Default | NECB_Default | aws_batch | 834599497928 | btap_private_cli |  | TRUE | TRUE |  |  | 99.9099 | 24.9567 | 113.3816 | 177.732 | 1763.22 | 1532.4718 | 37.3 | LowriseApartment |  |  | 2 | LowriseApartment | 3 | 3 | 3 | BTAP1980TO2010 | 0.28516 | 5374.0333 | 1.9414 | 62.4119 | 29.9652 | 10.1101 | 233.0893 | 128.6607 | TORONTO | ONTARIO | 4.1412 | 0 | 0 | 4.1412 | 33.179 | 0 | 0 | 33.179 | 0 | 0.04523 | 0 | 0 | 0.7456 | 0.10844 | 0 | 0.40817 | 0.059958 | 0.045803 | 0 | 0.00014746 | 0.7456 | 0.077841 | 115.5205 | 0 | 37.3 | 0.678 | [5 empty] | 0.296 | 0.682 | 3.35 | 3.35 | 2 | Toronto Pearson Intl AP | CAN | 382 | 3615 | 43.677 | -79.631 | 5 | 3890 | ON | CAN_ON_Toronto.Pearson.Intl.AP.716240_CWEC2016.epw | 0.74559 | 24.9567 | 99.9099 | 16.8326 | 19.9366 | TRUE | FALSE | FALSE | FALSE | 11.573 | 8.5272 | 0 | 0.37551 | 0.0084521 | 137.25 | 0 | 44.4281 | 1.8816 | 0.042351 | 687.71 | 0 | 0.7456 | 1544 | 1544 | 1 | 1 |  | https://s3.console.aws.amazon.com/s3/buckets/834599497928?region=ca-central-1&prefix=phylroy.lopez/reference/reference/output/f9001997-f556-482c-bd48-1ab0295dcea5/ | 1.0.002
744 |  | TRUE | 282 | 10 | 0 | 1159.8811 |  |  |  | 0.1 | 2021-09-22 20:14:44 +0000 | 438c2ebff | 0.2.14 | :adv_dx_units: NECB_Default :airloop_economizer_type: NECB_Default :algorithm_type: parametric :analysis_id: reference :analysis_name: reference :boiler_eff: NECB_Default :btap_batch_version: 1.0.002 :building_type: LargeOffice :chiller_type: NECB_Default :compute_environment: aws_batch :datapoint_id: d44bde6f-fcad-4f5e-b27b-b6e30ba06b79 :daylighting_type: NECB_Default :dcv_type: NECB_Default :door_construction_cond: NECB_Default :ecm_system_name: NECB_Default :electrical_loads_scale: NECB_Default :enable_costing: true :epw_file: CAN_NS_Halifax.Dockyard.713280_CWEC2016.epw :erv_package: NECB_Default :ext_floor_cond: NECB_Default :ext_roof_cond: NECB_Default :ext_wall_cond: NECB_Default :fdwr_set: NECB_Default :fixed_wind_solar_trans: NECB_Default :fixed_window_cond: NECB_Default :furnace_eff: NECB_Default :glass_door_cond: NECB_Default :glass_door_solar_trans: NECB_Default :ground_floor_cond: NECB_Default :ground_roof_cond: NECB_Default :ground_wall_cond: NECB_Default :image_name: btap_private_cli :infiltration_scale: NECB_Default :lights_scale: NECB_Default :lights_type: NECB_Default :nv_delta_temp_in_out: NECB_Default :nv_opening_fraction: NECB_Default :nv_temp_out_min: NECB_Default :nv_type: NECB_Default :oa_scale: NECB_Default :occupancy_loads_scale: NECB_Default :output_meters: [] :output_variables: [] :overhead_door_cond: NECB_Default :primary_heating_fuel: NaturalGas :pv_ground_azimuth_angle: NECB_Default :pv_ground_module_description: NECB_Default :pv_ground_tilt_angle: NECB_Default :pv_ground_total_area_pv_panels_m2: NECB_Default :pv_ground_type: NECB_Default :rotation_degrees: NECB_Default :run_annual_simulation: true :s3_bucket: '834599497928' :scale_x: NECB_Default :scale_y: NECB_Default :scale_z: NECB_Default :shw_eff: NECB_Default :skylight_cond: NECB_Default :skylight_solar_trans: NECB_Default :srr_set: NECB_Default :template: NECB2017 | reference | reference | d44bde6f-fcad-4f5e-b27b-b6e30ba06b79 | NECB2017 | LargeOffice | NaturalGas | Natural Gas | CAN_NS_Halifax.Dockyard.713280_CWEC2016.epw | parametric |  | NECB_Default | NECB_Default | NECB_Default | NECB_Default | NECB_Default | NECB_Default | NECB_Default | NECB_Default | NECB_Default | NECB_Default | NECB_Default | NECB_Default | NECB_Default | NECB_Default | NECB_Default | NECB_Default | NECB_Default | NECB_Default | NECB_Default | NECB_Default | NECB_Default | NECB_Default | NECB_Default | NECB_Default | NECB_Default | NECB_Default | NECB_Default | NECB_Default | NECB_Default | NECB_Default | NECB_Default | NECB_Default | NECB_Default | NECB_Default | NECB_Default | NECB_Default | NECB_Default | NECB_Default | NECB_Default | NECB_Default | NECB_Default | NECB_Default | NECB_Default | NECB_Default | NECB_Default | aws_batch | 834599497928 | btap_private_cli |  | TRUE | TRUE |  |  | 38.6986 | 8.3461 | 11.048 | 55.4648 | 46320.38 | 15152.6411 | 40 | LargeOffice |  |  | 0 | LargeOffice | 12 |  | 13 | NECB2017 | 0.085057 | 178146.0371 | 28.3364 | 34.6891 | 68.9799 | 1.9423 | 258.3489 | 124.4013 | HALIFAX | NOVA SCOTIA | 59.0171 | 5.0701 | 0 | 64.0872 | 11.5744 | 1.2797 | 0 | 12.8541 | 0 | 0.018956 | 0 | 0 | 0.29103 | 0.06524 | 0.011403 | 0.053289 | 0.09479 | 0.08574 | 0.10189 | 0.013587 | 0.39292 | 0.048601 | 34.4031 | 38.704 | 40 | 0.757 |  | 0.284 |  |  |  | 0.156 | 0.247 | 1.9 |  | 0 | Halifax Dockyard | CAN | 112 | 3647 | 44.655 | -63.577 | 6 | 4000 | NS | CAN_NS_Halifax.Dockyard.713280_CWEC2016.epw | 0.39292 | 8.3461 | 38.6986 | 21.2209 | 21.4838 | TRUE | TRUE | TRUE | FALSE | 9.8393 | 8.0141 | 0 | 0 | 0 | 0 | 2251.23 | 2192.0411 | 25.4096 | 0.011592 | 9287.2 | 0.0013156 | 0.39292 | 66 | 48.5 | 205 | 204.5 |  | https://s3.console.aws.amazon.com/s3/buckets/834599497928?region=ca-central-1&prefix=phylroy.lopez/reference/reference/output/d44bde6f-fcad-4f5e-b27b-b6e30ba06b79/ | 1.0.002
745 |  | TRUE | 414 | 0 | 0 | 312.3557 |  |  |  | 0.1 | 2021-09-22 20:14:13 +0000 | 438c2ebff | 0.2.14 | :adv_dx_units: NECB_Default :airloop_economizer_type: NECB_Default :algorithm_type: parametric :analysis_id: reference :analysis_name: reference :boiler_eff: NECB_Default :btap_batch_version: 1.0.002 :building_type: LowriseApartment :chiller_type: NECB_Default :compute_environment: aws_batch :datapoint_id: bc85ed8c-f4cf-4d9b-b1aa-69c015def720 :daylighting_type: NECB_Default :dcv_type: NECB_Default :door_construction_cond: NECB_Default :ecm_system_name: NECB_Default :electrical_loads_scale: NECB_Default :enable_costing: true :epw_file: CAN_AB_Edmonton.Intl.AP.711230_CWEC2016.epw :erv_package: NECB_Default :ext_floor_cond: NECB_Default :ext_roof_cond: NECB_Default :ext_wall_cond: NECB_Default :fdwr_set: NECB_Default :fixed_wind_solar_trans: NECB_Default :fixed_window_cond: NECB_Default :furnace_eff: NECB_Default :glass_door_cond: NECB_Default :glass_door_solar_trans: NECB_Default :ground_floor_cond: NECB_Default :ground_roof_cond: NECB_Default :ground_wall_cond: NECB_Default :image_name: btap_private_cli :infiltration_scale: NECB_Default :lights_scale: NECB_Default :lights_type: NECB_Default :nv_delta_temp_in_out: NECB_Default :nv_opening_fraction: NECB_Default :nv_temp_out_min: NECB_Default :nv_type: NECB_Default :oa_scale: NECB_Default :occupancy_loads_scale: NECB_Default :output_meters: [] :output_variables: [] :overhead_door_cond: NECB_Default :primary_heating_fuel: Electricity :pv_ground_azimuth_angle: NECB_Default :pv_ground_module_description: NECB_Default :pv_ground_tilt_angle: NECB_Default :pv_ground_total_area_pv_panels_m2: NECB_Default :pv_ground_type: NECB_Default :rotation_degrees: NECB_Default :run_annual_simulation: true :s3_bucket: '834599497928' :scale_x: NECB_Default :scale_y: NECB_Default :scale_z: NECB_Default :shw_eff: NECB_Default :skylight_cond: NECB_Default :skylight_solar_trans: NECB_Default :srr_set: NECB_Default :template: NECB2011 | reference | reference | bc85ed8c-f4cf-4d9b-b1aa-69c015def720 | NECB2011 | LowriseApartment | Electricity | Electricity | CAN_AB_Edmonton.Intl.AP.711230_CWEC2016.epw | parametric |  | NECB_Default | NECB_Default | NECB_Default | NECB_Default | NECB_Default | NECB_Default | NECB_Default | NECB_Default | NECB_Default | NECB_Default | NECB_Default | NECB_Default | NECB_Default | NECB_Default | NECB_Default | NECB_Default | NECB_Default | NECB_Default | NECB_Default | NECB_Default | NECB_Default | NECB_Default | NECB_Default | NECB_Default | NECB_Default | NECB_Default | NECB_Default | NECB_Default | NECB_Default | NECB_Default | NECB_Default | NECB_Default | NECB_Default | NECB_Default | NECB_Default | NECB_Default | NECB_Default | NECB_Default | NECB_Default | NECB_Default | NECB_Default | NECB_Default | NECB_Default | NECB_Default | NECB_Default | aws_batch | 834599497928 | btap_private_cli |  | TRUE | TRUE |  |  | 58.1264 | 14.3587 | 74.893 | 141.7498 | 1763.22 | 1532.4718 | 32.5 | LowriseApartment |  |  | 5 | LowriseApartment | 3 | 3 | 3 | NECB2011 | 0.28516 | 5374.0333 | 92.0719 | 55.6729 | 29.6085 | 10.0238 | 316.8067 | 129.4296 | EDMONTON | ALBERTA | 135.1979 | 0 | 0 | 135.1979 | 12.8139 | 0 | 0 | 12.8139 | 0 | 0.048757 | 0 | 0 | 0.61606 | 0.10353 | 0 | 0.26961 | 0.059958 | 0.045803 | 0 | 0.00014746 | 0.61606 | 0.088248 | 71.988 | 0 | 32.5 | 0.757 | [5 empty] | 0.162 | 0.21 | 2.2 | 2.2 | 5 | Edmonton Intl AP | CAN | 23 | 5588 | 53.31 | -113.579 | 7a | 5120 | AB | CAN_AB_Edmonton.Intl.AP.711230_CWEC2016.epw | 0.61606 | 14.3587 | 58.1264 | 11.3179 | 19.2551 | FALSE | FALSE | FALSE | FALSE | 10.3423 | 18.4256 | 0 | 0.42572 | 0.0095822 | 155.6 | 0 | 44.4281 | 1.8816 | 0.042351 | 687.71 | 0 | 0.61606 | 426.75 | 426.5 | 0 | 0 |  | https://s3.console.aws.amazon.com/s3/buckets/834599497928?region=ca-central-1&prefix=phylroy.lopez/reference/reference/output/bc85ed8c-f4cf-4d9b-b1aa-69c015def720/ | 1.0.002
746 |  | TRUE | 272 | 0 | 0 | 1160.8379 |  |  |  | 0.1 | 2021-09-22 20:14:12 +0000 | 438c2ebff | 0.2.14 | :adv_dx_units: NECB_Default :airloop_economizer_type: NECB_Default :algorithm_type: parametric :analysis_id: reference :analysis_name: reference :boiler_eff: NECB_Default :btap_batch_version: 1.0.002 :building_type: LargeOffice :chiller_type: NECB_Default :compute_environment: aws_batch :datapoint_id: 0b1d590f-8288-4100-8343-4f16b5e0803e :daylighting_type: NECB_Default :dcv_type: NECB_Default :door_construction_cond: NECB_Default :ecm_system_name: NECB_Default :electrical_loads_scale: NECB_Default :enable_costing: true :epw_file: CAN_AB_Calgary.Intl.AP.718770_CWEC2016.epw :erv_package: NECB_Default :ext_floor_cond: NECB_Default :ext_roof_cond: NECB_Default :ext_wall_cond: NECB_Default :fdwr_set: NECB_Default :fixed_wind_solar_trans: NECB_Default :fixed_window_cond: NECB_Default :furnace_eff: NECB_Default :glass_door_cond: NECB_Default :glass_door_solar_trans: NECB_Default :ground_floor_cond: NECB_Default :ground_roof_cond: NECB_Default :ground_wall_cond: NECB_Default :image_name: btap_private_cli :infiltration_scale: NECB_Default :lights_scale: NECB_Default :lights_type: NECB_Default :nv_delta_temp_in_out: NECB_Default :nv_opening_fraction: NECB_Default :nv_temp_out_min: NECB_Default :nv_type: NECB_Default :oa_scale: NECB_Default :occupancy_loads_scale: NECB_Default :output_meters: [] :output_variables: [] :overhead_door_cond: NECB_Default :primary_heating_fuel: NaturalGas :pv_ground_azimuth_angle: NECB_Default :pv_ground_module_description: NECB_Default :pv_ground_tilt_angle: NECB_Default :pv_ground_total_area_pv_panels_m2: NECB_Default :pv_ground_type: NECB_Default :rotation_degrees: NECB_Default :run_annual_simulation: true :s3_bucket: '834599497928' :scale_x: NECB_Default :scale_y: NECB_Default :scale_z: NECB_Default :shw_eff: NECB_Default :skylight_cond: NECB_Default :skylight_solar_trans: NECB_Default :srr_set: NECB_Default :template: NECB2017 | reference | reference | 0b1d590f-8288-4100-8343-4f16b5e0803e | NECB2017 | LargeOffice | NaturalGas | Natural Gas | CAN_AB_Calgary.Intl.AP.718770_CWEC2016.epw | parametric |  | NECB_Default | NECB_Default | NECB_Default | NECB_Default | NECB_Default | NECB_Default | NECB_Default | NECB_Default | NECB_Default | NECB_Default | NECB_Default | NECB_Default | NECB_Default | NECB_Default | NECB_Default | NECB_Default | NECB_Default | NECB_Default | NECB_Default | NECB_Default | NECB_Default | NECB_Default | NECB_Default | NECB_Default | NECB_Default | NECB_Default | NECB_Default | NECB_Default | NECB_Default | NECB_Default | NECB_Default | NECB_Default | NECB_Default | NECB_Default | NECB_Default | NECB_Default | NECB_Default | NECB_Default | NECB_Default | NECB_Default | NECB_Default | NECB_Default | NECB_Default | NECB_Default | NECB_Default | aws_batch | 834599497928 | btap_private_cli |  | TRUE | TRUE |  |  | 47.807 | 7.3225 | 11.4427 | 58.1021 | 46320.38 | 15152.6411 | 33.3 | LargeOffice |  |  | 0 | LargeOffice | 12 |  | 13 | NECB2017 | 0.085057 | 178146.0371 | 30.8748 | 43.9777 | 68.0385 | 1.9686 | 280.5072 | 135.6477 | CALGARY | ALBERTA | 64.0019 | 5.4397 | 0 | 69.4417 | 6.066 | 0.38808 | 0 | 6.4541 | 0 | 0.014295 | 0 | 0 | 0.29164 | 0.070873 | 0.0088425 | 0.055825 | 0.09479 | 0.08574 | 0.1078 | 0.0162 | 0.39944 | 0.051974 | 34.1282 | 50.5501 | 33.3 | 0.757 |  | 0.284 |  |  |  | 0.138 | 0.21 | 1.9 |  | 0 | Calgary Intl AP | CAN | 64 | 4781 | 51.114 | -114.02 | 7a | 5000 | AB | CAN_AB_Calgary.Intl.AP.718770_CWEC2016.epw | 0.39944 | 7.3225 | 47.807 | 19.7713 | 20.1298 | TRUE | TRUE | TRUE | FALSE | 14.0148 | 14.8531 | 0 | 0 | 0 | 0 | 2407.47 | 2192.0411 | 25.4096 | 0.011592 | 9287.2 | 0.00089572 | 0.39944 | 116.67 | 104.83 | 269.67 | 269.5 |  | https://s3.console.aws.amazon.com/s3/buckets/834599497928?region=ca-central-1&prefix=phylroy.lopez/reference/reference/output/0b1d590f-8288-4100-8343-4f16b5e0803e/ | 1.0.002
747 |  | TRUE | 472 | 0 | 0 | 376.1547 |  |  |  | 0.1 | 2021-09-22 20:13:47 +0000 | 438c2ebff | 0.2.14 | :adv_dx_units: NECB_Default :airloop_economizer_type: NECB_Default :algorithm_type: parametric :analysis_id: reference :analysis_name: reference :boiler_eff: NECB_Default :btap_batch_version: 1.0.002 :building_type: MidriseApartment :chiller_type: NECB_Default :compute_environment: aws_batch :datapoint_id: b72c2f13-0040-4534-a795-76173946b96e :daylighting_type: NECB_Default :dcv_type: NECB_Default :door_construction_cond: NECB_Default :ecm_system_name: NECB_Default :electrical_loads_scale: NECB_Default :enable_costing: true :epw_file: CAN_AB_Edmonton.Intl.AP.711230_CWEC2016.epw :erv_package: NECB_Default :ext_floor_cond: NECB_Default :ext_roof_cond: NECB_Default :ext_wall_cond: NECB_Default :fdwr_set: NECB_Default :fixed_wind_solar_trans: NECB_Default :fixed_window_cond: NECB_Default :furnace_eff: NECB_Default :glass_door_cond: NECB_Default :glass_door_solar_trans: NECB_Default :ground_floor_cond: NECB_Default :ground_roof_cond: NECB_Default :ground_wall_cond: NECB_Default :image_name: btap_private_cli :infiltration_scale: NECB_Default :lights_scale: NECB_Default :lights_type: NECB_Default :nv_delta_temp_in_out: NECB_Default :nv_opening_fraction: NECB_Default :nv_temp_out_min: NECB_Default :nv_type: NECB_Default :oa_scale: NECB_Default :occupancy_loads_scale: NECB_Default :output_meters: [] :output_variables: [] :overhead_door_cond: NECB_Default :primary_heating_fuel: Electricity :pv_ground_azimuth_angle: NECB_Default :pv_ground_module_description: NECB_Default :pv_ground_tilt_angle: NECB_Default :pv_ground_total_area_pv_panels_m2: NECB_Default :pv_ground_type: NECB_Default :rotation_degrees: NECB_Default :run_annual_simulation: true :s3_bucket: '834599497928' :scale_x: NECB_Default :scale_y: NECB_Default :scale_z: NECB_Default :shw_eff: NECB_Default :skylight_cond: NECB_Default :skylight_solar_trans: NECB_Default :srr_set: NECB_Default :template: NECB2011 | reference | reference | b72c2f13-0040-4534-a795-76173946b96e | NECB2011 | MidriseApartment | Electricity | Electricity | CAN_AB_Edmonton.Intl.AP.711230_CWEC2016.epw | parametric |  | NECB_Default | NECB_Default | NECB_Default | NECB_Default | NECB_Default | NECB_Default | NECB_Default | NECB_Default | NECB_Default | NECB_Default | NECB_Default | NECB_Default | NECB_Default | NECB_Default | NECB_Default | NECB_Default | NECB_Default | NECB_Default | NECB_Default | NECB_Default | NECB_Default | NECB_Default | NECB_Default | NECB_Default | NECB_Default | NECB_Default | NECB_Default | NECB_Default | NECB_Default | NECB_Default | NECB_Default | NECB_Default | NECB_Default | NECB_Default | NECB_Default | NECB_Default | NECB_Default | NECB_Default | NECB_Default | NECB_Default | NECB_Default | NECB_Default | NECB_Default | NECB_Default | NECB_Default | aws_batch | 834599497928 | btap_private_cli |  | TRUE | TRUE |  |  | 54.6683 | 12.8371 | 62.2167 | 123.7864 | 3134.61 | 2325.6934 | 32.5 | MidriseApartment |  |  | 5 | MidriseApartment | 4 |  | 4 | NECB2011 | 0.24343 | 9553.837 | 73.4999 | 52.322 | 28.5515 | 6.3409 | 260.3148 | 99.6005 | EDMONTON | ALBERTA | 120.6467 | 0 | 0 | 120.6467 | 11.4348 | 0 | 0 | 11.4348 | 0 | 0.045936 | 0 | 0 | 0.54975 | 0.087603 | 0 | 0.22398 | 0.061175 | 0.042943 | 0 | 0.00023288 | 0.54975 | 0.08788 | 68.1792 | 0 | 32.5 | 0.757 | [5 empty] | 0.162 | 0.21 | 2.2 | 2.2 | 5 | Edmonton Intl AP | CAN | 23 | 5588 | 53.31 | -113.579 | 7a | 5120 | AB | CAN_AB_Edmonton.Intl.AP.711230_CWEC2016.epw | 0.54975 | 12.8371 | 54.6683 | 13.0002 | 19.4691 | TRUE | FALSE | FALSE | FALSE | 10.7099 | 18.2943 | 0 | 0.75368 | 0.01135 | 275.47 | 0 | 66.401 | 3.3516 | 0.050475 | 1225 | 0 | 0.54975 | 159.5 | 159.25 | 0 | 0 |  | https://s3.console.aws.amazon.com/s3/buckets/834599497928?region=ca-central-1&prefix=phylroy.lopez/reference/reference/output/b72c2f13-0040-4534-a795-76173946b96e/ | 1.0.002
748 |  | TRUE | 378 | 0 | 0 | 314.3374 |  |  |  | 0.1 | 2021-09-22 20:14:23 +0000 | 438c2ebff | 0.2.14 | :adv_dx_units: NECB_Default :airloop_economizer_type: NECB_Default :algorithm_type: parametric :analysis_id: reference :analysis_name: reference :boiler_eff: NECB_Default :btap_batch_version: 1.0.002 :building_type: LowriseApartment :chiller_type: NECB_Default :compute_environment: aws_batch :datapoint_id: 9b434fb0-1fe0-475b-b220-75115b64babc :daylighting_type: NECB_Default :dcv_type: NECB_Default :door_construction_cond: NECB_Default :ecm_system_name: NECB_Default :electrical_loads_scale: NECB_Default :enable_costing: true :epw_file: CAN_BC_Vancouver.Intl.AP.718920_CWEC2016.epw :erv_package: NECB_Default :ext_floor_cond: NECB_Default :ext_roof_cond: NECB_Default :ext_wall_cond: NECB_Default :fdwr_set: NECB_Default :fixed_wind_solar_trans: NECB_Default :fixed_window_cond: NECB_Default :furnace_eff: NECB_Default :glass_door_cond: NECB_Default :glass_door_solar_trans: NECB_Default :ground_floor_cond: NECB_Default :ground_roof_cond: NECB_Default :ground_wall_cond: NECB_Default :image_name: btap_private_cli :infiltration_scale: NECB_Default :lights_scale: NECB_Default :lights_type: NECB_Default :nv_delta_temp_in_out: NECB_Default :nv_opening_fraction: NECB_Default :nv_temp_out_min: NECB_Default :nv_type: NECB_Default :oa_scale: NECB_Default :occupancy_loads_scale: NECB_Default :output_meters: [] :output_variables: [] :overhead_door_cond: NECB_Default :primary_heating_fuel: Electricity :pv_ground_azimuth_angle: NECB_Default :pv_ground_module_description: NECB_Default :pv_ground_tilt_angle: NECB_Default :pv_ground_total_area_pv_panels_m2: NECB_Default :pv_ground_type: NECB_Default :rotation_degrees: NECB_Default :run_annual_simulation: true :s3_bucket: '834599497928' :scale_x: NECB_Default :scale_y: NECB_Default :scale_z: NECB_Default :shw_eff: NECB_Default :skylight_cond: NECB_Default :skylight_solar_trans: NECB_Default :srr_set: NECB_Default :template: NECB2011 | reference | reference | 9b434fb0-1fe0-475b-b220-75115b64babc | NECB2011 | LowriseApartment | Electricity | Electricity | CAN_BC_Vancouver.Intl.AP.718920_CWEC2016.epw | parametric |  | NECB_Default | NECB_Default | NECB_Default | NECB_Default | NECB_Default | NECB_Default | NECB_Default | NECB_Default | NECB_Default | NECB_Default | NECB_Default | NECB_Default | NECB_Default | NECB_Default | NECB_Default | NECB_Default | NECB_Default | NECB_Default | NECB_Default | NECB_Default | NECB_Default | NECB_Default | NECB_Default | NECB_Default | NECB_Default | NECB_Default | NECB_Default | NECB_Default | NECB_Default | NECB_Default | NECB_Default | NECB_Default | NECB_Default | NECB_Default | NECB_Default | NECB_Default | NECB_Default | NECB_Default | NECB_Default | NECB_Default | NECB_Default | NECB_Default | NECB_Default | NECB_Default | NECB_Default | aws_batch | 834599497928 | btap_private_cli |  | TRUE | TRUE |  |  | 37.3143 | 13.934 | 39.8403 | 102.0875 | 1763.22 | 1532.4718 | 40 | LowriseApartment |  |  | 5 | LowriseApartment | 3 | 3 | 3 | NECB2011 | 0.28516 | 5374.0333 | 86.986 | 50.5057 | 26.4762 | 9.9831 | 298.6208 | 124.6698 | VANCOUVER | BRITISH COLUMBIA | 1.3413 | 0 | 0 | 1.3413 | 13.3937 | 0 | 0 | 13.3937 | 0 | 0.055189 | 0 | 0 | 0.47328 | 0.093108 | 0 | 0.14343 | 0.059958 | 0.045803 | 0 | 0.00014746 | 0.47328 | 0.075646 | 54.0459 | 0 | 40 | 0.757 | [5 empty] | 0.227 | 0.315 | 2.4 | 2.4 | 5 | Vancouver Intl AP | CAN | 42 | 2797 | 49.195 | -123.184 | 4 | 2800 | BC | CAN_BC_Vancouver.Intl.AP.718920_CWEC2016.epw | 0.47327 | 13.934 | 37.3143 | 11.1401 | 23.0821 | FALSE | FALSE | FALSE | FALSE | 9.8952 | 6.9062 | 0 | 0.36492 | 0.0082138 | 133.38 | 0 | 44.4281 | 1.8816 | 0.042351 | 687.71 | 0 | 0.47328 | 777.25 | 775.25 | 0 | 0 |  | https://s3.console.aws.amazon.com/s3/buckets/834599497928?region=ca-central-1&prefix=phylroy.lopez/reference/reference/output/9b434fb0-1fe0-475b-b220-75115b64babc/ | 1.0.002
749 |  | TRUE | 454 | 0 | 0 | 374.2531 |  |  |  | 0.1 | 2021-09-22 20:13:27 +0000 | 438c2ebff | 0.2.14 | :adv_dx_units: NECB_Default :airloop_economizer_type: NECB_Default :algorithm_type: parametric :analysis_id: reference :analysis_name: reference :boiler_eff: NECB_Default :btap_batch_version: 1.0.002 :building_type: MidriseApartment :chiller_type: NECB_Default :compute_environment: aws_batch :datapoint_id: 665b4add-cae4-4345-b05f-c3366027890d :daylighting_type: NECB_Default :dcv_type: NECB_Default :door_construction_cond: NECB_Default :ecm_system_name: NECB_Default :electrical_loads_scale: NECB_Default :enable_costing: true :epw_file: CAN_NS_Halifax.Dockyard.713280_CWEC2016.epw :erv_package: NECB_Default :ext_floor_cond: NECB_Default :ext_roof_cond: NECB_Default :ext_wall_cond: NECB_Default :fdwr_set: NECB_Default :fixed_wind_solar_trans: NECB_Default :fixed_window_cond: NECB_Default :furnace_eff: NECB_Default :glass_door_cond: NECB_Default :glass_door_solar_trans: NECB_Default :ground_floor_cond: NECB_Default :ground_roof_cond: NECB_Default :ground_wall_cond: NECB_Default :image_name: btap_private_cli :infiltration_scale: NECB_Default :lights_scale: NECB_Default :lights_type: NECB_Default :nv_delta_temp_in_out: NECB_Default :nv_opening_fraction: NECB_Default :nv_temp_out_min: NECB_Default :nv_type: NECB_Default :oa_scale: NECB_Default :occupancy_loads_scale: NECB_Default :output_meters: [] :output_variables: [] :overhead_door_cond: NECB_Default :primary_heating_fuel: Electricity :pv_ground_azimuth_angle: NECB_Default :pv_ground_module_description: NECB_Default :pv_ground_tilt_angle: NECB_Default :pv_ground_total_area_pv_panels_m2: NECB_Default :pv_ground_type: NECB_Default :rotation_degrees: NECB_Default :run_annual_simulation: true :s3_bucket: '834599497928' :scale_x: NECB_Default :scale_y: NECB_Default :scale_z: NECB_Default :shw_eff: NECB_Default :skylight_cond: NECB_Default :skylight_solar_trans: NECB_Default :srr_set: NECB_Default :template: NECB2015 | reference | reference | 665b4add-cae4-4345-b05f-c3366027890d | NECB2015 | MidriseApartment | Electricity | Electricity | CAN_NS_Halifax.Dockyard.713280_CWEC2016.epw | parametric |  | NECB_Default | NECB_Default | NECB_Default | NECB_Default | NECB_Default | NECB_Default | NECB_Default | NECB_Default | NECB_Default | NECB_Default | NECB_Default | NECB_Default | NECB_Default | NECB_Default | NECB_Default | NECB_Default | NECB_Default | NECB_Default | NECB_Default | NECB_Default | NECB_Default | NECB_Default | NECB_Default | NECB_Default | NECB_Default | NECB_Default | NECB_Default | NECB_Default | NECB_Default | NECB_Default | NECB_Default | NECB_Default | NECB_Default | NECB_Default | NECB_Default | NECB_Default | NECB_Default | NECB_Default | NECB_Default | NECB_Default | NECB_Default | NECB_Default | NECB_Default | NECB_Default | NECB_Default | aws_batch | 834599497928 | btap_private_cli |  | TRUE | TRUE |  |  | 41.0636 | 13.5136 | 39.9518 | 127.9789 | 3134.61 | 2325.6934 | 40 | MidriseApartment |  |  | 5 | MidriseApartment | 4 |  | 4 | NECB2015 | 0.24343 | 9553.837 | 67.9559 | 50.846 | 27.8547 | 26.2672 | 269.7452 | 96.8214 | HALIFAX | NOVA SCOTIA | 114.4066 | 0 | 0 | 114.4066 | 22.4373 | 0 | 0 | 22.4373 | 0 | 0.061453 | 0 | 0 | 0.56417 | 0.072299 | 0 | 0.14383 | 0.06121 | 0.042238 | 0 | 0.00084859 | 0.56417 | 0.1823 | 67.9059 | 0 | 40 | 0.757 | [5 empty] | 0.183 | 0.247 | 2.2 | 2.2 | 5 | Halifax Dockyard | CAN | 112 | 3647 | 44.655 | -63.577 | 6 | 4000 | NS | CAN_NS_Halifax.Dockyard.713280_CWEC2016.epw | 0.56417 | 13.5136 | 41.0636 | 15.0287 | 21.7931 | FALSE | FALSE | FALSE | FALSE | 8.268 | 8.3904 | 0 | 1.5634 | 0.012005 | 571.43 | 0 | 130.2314 | 7.8118 | 0.059984 | 2855.21 | 0 | 0.56417 | 180.5 | 180.5 | 0 | 0 |  | https://s3.console.aws.amazon.com/s3/buckets/834599497928?region=ca-central-1&prefix=phylroy.lopez/reference/reference/output/665b4add-cae4-4345-b05f-c3366027890d/ | 1.0.002
750 |  | TRUE | 398 | 0 | 0 | 316.0315 |  |  |  | 0.1 | 2021-09-22 20:14:37 +0000 | 438c2ebff | 0.2.14 | :adv_dx_units: NECB_Default :airloop_economizer_type: NECB_Default :algorithm_type: parametric :analysis_id: reference :analysis_name: reference :boiler_eff: NECB_Default :btap_batch_version: 1.0.002 :building_type: LowriseApartment :chiller_type: NECB_Default :compute_environment: aws_batch :datapoint_id: c77d1cdf-41d2-4377-9200-5d1a69add9b4 :daylighting_type: NECB_Default :dcv_type: NECB_Default :door_construction_cond: NECB_Default :ecm_system_name: NECB_Default :electrical_loads_scale: NECB_Default :enable_costing: true :epw_file: CAN_AB_Calgary.Intl.AP.718770_CWEC2016.epw :erv_package: NECB_Default :ext_floor_cond: NECB_Default :ext_roof_cond: NECB_Default :ext_wall_cond: NECB_Default :fdwr_set: NECB_Default :fixed_wind_solar_trans: NECB_Default :fixed_window_cond: NECB_Default :furnace_eff: NECB_Default :glass_door_cond: NECB_Default :glass_door_solar_trans: NECB_Default :ground_floor_cond: NECB_Default :ground_roof_cond: NECB_Default :ground_wall_cond: NECB_Default :image_name: btap_private_cli :infiltration_scale: NECB_Default :lights_scale: NECB_Default :lights_type: NECB_Default :nv_delta_temp_in_out: NECB_Default :nv_opening_fraction: NECB_Default :nv_temp_out_min: NECB_Default :nv_type: NECB_Default :oa_scale: NECB_Default :occupancy_loads_scale: NECB_Default :output_meters: [] :output_variables: [] :overhead_door_cond: NECB_Default :primary_heating_fuel: Electricity :pv_ground_azimuth_angle: NECB_Default :pv_ground_module_description: NECB_Default :pv_ground_tilt_angle: NECB_Default :pv_ground_total_area_pv_panels_m2: NECB_Default :pv_ground_type: NECB_Default :rotation_degrees: NECB_Default :run_annual_simulation: true :s3_bucket: '834599497928' :scale_x: NECB_Default :scale_y: NECB_Default :scale_z: NECB_Default :shw_eff: NECB_Default :skylight_cond: NECB_Default :skylight_solar_trans: NECB_Default :srr_set: NECB_Default :template: NECB2011 | reference | reference | c77d1cdf-41d2-4377-9200-5d1a69add9b4 | NECB2011 | LowriseApartment | Electricity | Electricity | CAN_AB_Calgary.Intl.AP.718770_CWEC2016.epw | parametric |  | NECB_Default | NECB_Default | NECB_Default | NECB_Default | NECB_Default | NECB_Default | NECB_Default | NECB_Default | NECB_Default | NECB_Default | NECB_Default | NECB_Default | NECB_Default | NECB_Default | NECB_Default | NECB_Default | NECB_Default | NECB_Default | NECB_Default | NECB_Default | NECB_Default | NECB_Default | NECB_Default | NECB_Default | NECB_Default | NECB_Default | NECB_Default | NECB_Default | NECB_Default | NECB_Default | NECB_Default | NECB_Default | NECB_Default | NECB_Default | NECB_Default | NECB_Default | NECB_Default | NECB_Default | NECB_Default | NECB_Default | NECB_Default | NECB_Default | NECB_Default | NECB_Default | NECB_Default | aws_batch | 834599497928 | btap_private_cli |  | TRUE | TRUE |  |  | 48.6876 | 16.4103 | 58.7561 | 125.1656 | 1763.22 | 1532.4718 | 33.3 | LowriseApartment |  |  | 5 | LowriseApartment | 3 | 3 | 3 | NECB2011 | 0.28516 | 5374.0333 | 93.8547 | 55.7569 | 28.5338 | 10.0294 | 317.8438 | 129.6691 | CALGARY | ALBERTA | 122.098 | 0 | 0 | 122.098 | 11.5723 | 0 | 0 | 11.5723 | 0 | 0.053329 | 0 | 0 | 0.55636 | 0.10112 | 0 | 0.21152 | 0.059958 | 0.045803 | 0 | 0.00014746 | 0.55636 | 0.084476 | 67.3191 | 0 | 33.3 | 0.757 | [5 empty] | 0.162 | 0.21 | 2.2 | 2.2 | 5 | Calgary Intl AP | CAN | 64 | 4781 | 51.114 | -114.02 | 7a | 5000 | AB | CAN_AB_Calgary.Intl.AP.718770_CWEC2016.epw | 0.55636 | 16.4103 | 48.6876 | 11.0806 | 21.0518 | FALSE | FALSE | FALSE | FALSE | 11.2505 | 16.135 | 0 | 0.40752 | 0.0091727 | 148.95 | 0 | 44.4281 | 1.8816 | 0.042351 | 687.71 | 0 | 0.55636 | 650.5 | 649 | 0 | 0 |  | https://s3.console.aws.amazon.com/s3/buckets/834599497928?region=ca-central-1&prefix=phylroy.lopez/reference/reference/output/c77d1cdf-41d2-4377-9200-5d1a69add9b4/ | 1.0.002
751 |  | TRUE | 422 | 0 | 0 | 374.0461 |  |  |  | 0.1 | 2021-09-22 20:14:15 +0000 | 438c2ebff | 0.2.14 | :adv_dx_units: NECB_Default :airloop_economizer_type: NECB_Default :algorithm_type: parametric :analysis_id: reference :analysis_name: reference :boiler_eff: NECB_Default :btap_batch_version: 1.0.002 :building_type: MidriseApartment :chiller_type: NECB_Default :compute_environment: aws_batch :datapoint_id: 2fd624e9-39fd-4c11-8f06-366555586148 :daylighting_type: NECB_Default :dcv_type: NECB_Default :door_construction_cond: NECB_Default :ecm_system_name: NECB_Default :electrical_loads_scale: NECB_Default :enable_costing: true :epw_file: CAN_BC_Vancouver.Intl.AP.718920_CWEC2016.epw :erv_package: NECB_Default :ext_floor_cond: NECB_Default :ext_roof_cond: NECB_Default :ext_wall_cond: NECB_Default :fdwr_set: NECB_Default :fixed_wind_solar_trans: NECB_Default :fixed_window_cond: NECB_Default :furnace_eff: NECB_Default :glass_door_cond: NECB_Default :glass_door_solar_trans: NECB_Default :ground_floor_cond: NECB_Default :ground_roof_cond: NECB_Default :ground_wall_cond: NECB_Default :image_name: btap_private_cli :infiltration_scale: NECB_Default :lights_scale: NECB_Default :lights_type: NECB_Default :nv_delta_temp_in_out: NECB_Default :nv_opening_fraction: NECB_Default :nv_temp_out_min: NECB_Default :nv_type: NECB_Default :oa_scale: NECB_Default :occupancy_loads_scale: NECB_Default :output_meters: [] :output_variables: [] :overhead_door_cond: NECB_Default :primary_heating_fuel: Electricity :pv_ground_azimuth_angle: NECB_Default :pv_ground_module_description: NECB_Default :pv_ground_tilt_angle: NECB_Default :pv_ground_total_area_pv_panels_m2: NECB_Default :pv_ground_type: NECB_Default :rotation_degrees: NECB_Default :run_annual_simulation: true :s3_bucket: '834599497928' :scale_x: NECB_Default :scale_y: NECB_Default :scale_z: NECB_Default :shw_eff: NECB_Default :skylight_cond: NECB_Default :skylight_solar_trans: NECB_Default :srr_set: NECB_Default :template: NECB2015 | reference | reference | 2fd624e9-39fd-4c11-8f06-366555586148 | NECB2015 | MidriseApartment | Electricity | Electricity | CAN_BC_Vancouver.Intl.AP.718920_CWEC2016.epw | parametric |  | NECB_Default | NECB_Default | NECB_Default | NECB_Default | NECB_Default | NECB_Default | NECB_Default | NECB_Default | NECB_Default | NECB_Default | NECB_Default | NECB_Default | NECB_Default | NECB_Default | NECB_Default | NECB_Default | NECB_Default | NECB_Default | NECB_Default | NECB_Default | NECB_Default | NECB_Default | NECB_Default | NECB_Default | NECB_Default | NECB_Default | NECB_Default | NECB_Default | NECB_Default | NECB_Default | NECB_Default | NECB_Default | NECB_Default | NECB_Default | NECB_Default | NECB_Default | NECB_Default | NECB_Default | NECB_Default | NECB_Default | NECB_Default | NECB_Default | NECB_Default | NECB_Default | NECB_Default | aws_batch | 834599497928 | btap_private_cli |  | TRUE | TRUE |  |  | 32.0662 | 13.0608 | 31.0751 | 117.0427 | 3134.61 | 2325.6934 | 40 | MidriseApartment |  |  | 5 | MidriseApartment | 4 |  | 4 | NECB2015 | 0.24343 | 9553.837 | 69.3218 | 46.9396 | 25.5279 | 26.3359 | 263.6332 | 95.5081 | VANCOUVER | BRITISH COLUMBIA | 1.4873 | 0 | 0 | 1.4873 | 14.8519 | 0 | 0 | 14.8519 | 0 | 0.061698 | 0 | 0 | 0.5248 | 0.072826 | 0 | 0.11187 | 0.06121 | 0.042238 | 0 | 0.00084859 | 0.5248 | 0.17411 | 53.8936 | 0 | 40 | 0.757 | [5 empty] | 0.227 | 0.315 | 2.4 | 2.4 | 5 | Vancouver Intl AP | CAN | 42 | 2797 | 49.195 | -123.184 | 4 | 2800 | BC | CAN_BC_Vancouver.Intl.AP.718920_CWEC2016.epw | 0.5248 | 13.0608 | 32.0662 | 12.8559 | 23.8037 | FALSE | FALSE | FALSE | FALSE | 10.8731 | 8.4662 | 0 | 1.4932 | 0.011466 | 545.77 | 0 | 130.2314 | 7.8118 | 0.059984 | 2855.21 | 0 | 0.5248 | 254.75 | 254.75 | 0 | 0 |  | https://s3.console.aws.amazon.com/s3/buckets/834599497928?region=ca-central-1&prefix=phylroy.lopez/reference/reference/output/2fd624e9-39fd-4c11-8f06-366555586148/ | 1.0.002
752 |  | TRUE | 447 | 0 | 0 | 373.6313 |  |  |  | 0.1 | 2021-09-22 20:13:45 +0000 | 438c2ebff | 0.2.14 | :adv_dx_units: NECB_Default :airloop_economizer_type: NECB_Default :algorithm_type: parametric :analysis_id: reference :analysis_name: reference :boiler_eff: NECB_Default :btap_batch_version: 1.0.002 :building_type: MidriseApartment :chiller_type: NECB_Default :compute_environment: aws_batch :datapoint_id: 06696f73-1a57-4277-a4d7-72b160f01ae0 :daylighting_type: NECB_Default :dcv_type: NECB_Default :door_construction_cond: NECB_Default :ecm_system_name: NECB_Default :electrical_loads_scale: NECB_Default :enable_costing: true :epw_file: CAN_YT_Whitehorse.Intl.AP.719640_CWEC2016.epw :erv_package: NECB_Default :ext_floor_cond: NECB_Default :ext_roof_cond: NECB_Default :ext_wall_cond: NECB_Default :fdwr_set: NECB_Default :fixed_wind_solar_trans: NECB_Default :fixed_window_cond: NECB_Default :furnace_eff: NECB_Default :glass_door_cond: NECB_Default :glass_door_solar_trans: NECB_Default :ground_floor_cond: NECB_Default :ground_roof_cond: NECB_Default :ground_wall_cond: NECB_Default :image_name: btap_private_cli :infiltration_scale: NECB_Default :lights_scale: NECB_Default :lights_type: NECB_Default :nv_delta_temp_in_out: NECB_Default :nv_opening_fraction: NECB_Default :nv_temp_out_min: NECB_Default :nv_type: NECB_Default :oa_scale: NECB_Default :occupancy_loads_scale: NECB_Default :output_meters: [] :output_variables: [] :overhead_door_cond: NECB_Default :primary_heating_fuel: NaturalGas :pv_ground_azimuth_angle: NECB_Default :pv_ground_module_description: NECB_Default :pv_ground_tilt_angle: NECB_Default :pv_ground_total_area_pv_panels_m2: NECB_Default :pv_ground_type: NECB_Default :rotation_degrees: NECB_Default :run_annual_simulation: true :s3_bucket: '834599497928' :scale_x: NECB_Default :scale_y: NECB_Default :scale_z: NECB_Default :shw_eff: NECB_Default :skylight_cond: NECB_Default :skylight_solar_trans: NECB_Default :srr_set: NECB_Default :template: NECB2015 | reference | reference | 06696f73-1a57-4277-a4d7-72b160f01ae0 | NECB2015 | MidriseApartment | NaturalGas | Natural Gas | CAN_YT_Whitehorse.Intl.AP.719640_CWEC2016.epw | parametric |  | NECB_Default | NECB_Default | NECB_Default | NECB_Default | NECB_Default | NECB_Default | NECB_Default | NECB_Default | NECB_Default | NECB_Default | NECB_Default | NECB_Default | NECB_Default | NECB_Default | NECB_Default | NECB_Default | NECB_Default | NECB_Default | NECB_Default | NECB_Default | NECB_Default | NECB_Default | NECB_Default | NECB_Default | NECB_Default | NECB_Default | NECB_Default | NECB_Default | NECB_Default | NECB_Default | NECB_Default | NECB_Default | NECB_Default | NECB_Default | NECB_Default | NECB_Default | NECB_Default | NECB_Default | NECB_Default | NECB_Default | NECB_Default | NECB_Default | NECB_Default | NECB_Default | NECB_Default | aws_batch | 834599497928 | btap_private_cli |  | TRUE | TRUE |  |  | 59.0988 | 10.6501 | 70.0707 | 190.4853 | 3134.61 | 2325.6934 | 22.8 | MidriseApartment |  |  | 5 | MidriseApartment | 4 |  | 4 | NECB2015 | 0.24343 | 9553.837 | 58.8297 | 70.929 | 25.2925 | 6.5296 | 276.0909 | 114.5101 | WHITEHORSE | YUKON | 3.4291 | 28.3003 | 0 | 31.7294 | 7.8531 | 5.1584 | 0 | 13.0114 | 0 | 0.033864 | 0 | 0 | 0.22046 | 0.07333 | 0 | 0.2959 | 0.06121 | 0.042238 | 0.56873 | 0.0098226 | 0.7892 | 0.27283 | 20.4606 | 75.9098 | 22.8 | 0.757 | [5 empty] | 0.162 | 0.21 | 2.2 | 2.2 | 5 | Whitehorse Intl AP | CAN | 5 | 6491 | 60.709 | -135.069 | 7b | 6580 | YT | CAN_YT_Whitehorse.Intl.AP.719640_CWEC2016.epw | 0.7892 | 10.6501 | 59.0988 | 15.4084 | 15.7436 | TRUE | FALSE | FALSE | FALSE | 8.2769 | 21.7698 | 0 | 0 | 0 | 0 | 855.21 | 130.2314 | 7.8118 | 0.059984 | 2855.21 | 0 | 0.7892 | 140.5 | 140.5 | 0 | 0 |  | https://s3.console.aws.amazon.com/s3/buckets/834599497928?region=ca-central-1&prefix=phylroy.lopez/reference/reference/output/06696f73-1a57-4277-a4d7-72b160f01ae0/ | 1.0.002
753 |  | TRUE | 400 | 0 | 0 | 320.0501 |  |  |  | 0.1 | 2021-09-22 20:14:20 +0000 | 438c2ebff | 0.2.14 | :adv_dx_units: NECB_Default :airloop_economizer_type: NECB_Default :algorithm_type: parametric :analysis_id: reference :analysis_name: reference :boiler_eff: NECB_Default :btap_batch_version: 1.0.002 :building_type: LowriseApartment :chiller_type: NECB_Default :compute_environment: aws_batch :datapoint_id: edfab5ce-5666-4b99-be93-58e6c254e069 :daylighting_type: NECB_Default :dcv_type: NECB_Default :door_construction_cond: NECB_Default :ecm_system_name: NECB_Default :electrical_loads_scale: NECB_Default :enable_costing: true :epw_file: CAN_YT_Whitehorse.Intl.AP.719640_CWEC2016.epw :erv_package: NECB_Default :ext_floor_cond: NECB_Default :ext_roof_cond: NECB_Default :ext_wall_cond: NECB_Default :fdwr_set: NECB_Default :fixed_wind_solar_trans: NECB_Default :fixed_window_cond: NECB_Default :furnace_eff: NECB_Default :glass_door_cond: NECB_Default :glass_door_solar_trans: NECB_Default :ground_floor_cond: NECB_Default :ground_roof_cond: NECB_Default :ground_wall_cond: NECB_Default :image_name: btap_private_cli :infiltration_scale: NECB_Default :lights_scale: NECB_Default :lights_type: NECB_Default :nv_delta_temp_in_out: NECB_Default :nv_opening_fraction: NECB_Default :nv_temp_out_min: NECB_Default :nv_type: NECB_Default :oa_scale: NECB_Default :occupancy_loads_scale: NECB_Default :output_meters: [] :output_variables: [] :overhead_door_cond: NECB_Default :primary_heating_fuel: Electricity :pv_ground_azimuth_angle: NECB_Default :pv_ground_module_description: NECB_Default :pv_ground_tilt_angle: NECB_Default :pv_ground_total_area_pv_panels_m2: NECB_Default :pv_ground_type: NECB_Default :rotation_degrees: NECB_Default :run_annual_simulation: true :s3_bucket: '834599497928' :scale_x: NECB_Default :scale_y: NECB_Default :scale_z: NECB_Default :shw_eff: NECB_Default :skylight_cond: NECB_Default :skylight_solar_trans: NECB_Default :srr_set: NECB_Default :template: NECB2011 | reference | reference | edfab5ce-5666-4b99-be93-58e6c254e069 | NECB2011 | LowriseApartment | Electricity | Electricity | CAN_YT_Whitehorse.Intl.AP.719640_CWEC2016.epw | parametric |  | NECB_Default | NECB_Default | NECB_Default | NECB_Default | NECB_Default | NECB_Default | NECB_Default | NECB_Default | NECB_Default | NECB_Default | NECB_Default | NECB_Default | NECB_Default | NECB_Default | NECB_Default | NECB_Default | NECB_Default | NECB_Default | NECB_Default | NECB_Default | NECB_Default | NECB_Default | NECB_Default | NECB_Default | NECB_Default | NECB_Default | NECB_Default | NECB_Default | NECB_Default | NECB_Default | NECB_Default | NECB_Default | NECB_Default | NECB_Default | NECB_Default | NECB_Default | NECB_Default | NECB_Default | NECB_Default | NECB_Default | NECB_Default | NECB_Default | NECB_Default | NECB_Default | NECB_Default | aws_batch | 834599497928 | btap_private_cli |  | TRUE | TRUE |  |  | 55.6103 | 10.8991 | 89.8782 | 148.1979 | 1763.22 | 1532.4718 | 22.8 | LowriseApartment |  |  | 5 | LowriseApartment | 3 | 3 | 3 | NECB2011 | 0.28516 | 5374.0333 | 73.462 | 43.2765 | 26.2445 | 9.785 | 273.6713 | 120.9033 | WHITEHORSE | YUKON | 9.9431 | 0 | 0 | 9.9431 | 22.7709 | 0 | 0 | 22.7709 | 0 | 0.027263 | 0 | 0 | 0.63927 | 0.090374 | 0 | 0.32356 | 0.059958 | 0.045803 | 0 | 0.00014746 | 0.63927 | 0.092167 | 71.8943 | 0 | 22.8 | 0.757 | [5 empty] | 0.162 | 0.21 | 2.2 | 2.2 | 5 | Whitehorse Intl AP | CAN | 5 | 6491 | 60.709 | -135.069 | 7b | 6580 | YT | CAN_YT_Whitehorse.Intl.AP.719640_CWEC2016.epw | 0.63927 | 10.8991 | 55.6103 | 13.5502 | 15.5979 | TRUE | FALSE | FALSE | FALSE | 7.2496 | 20.5452 | 0 | 0.44462 | 0.010008 | 162.51 | 0 | 44.4281 | 1.8816 | 0.042351 | 687.71 | 0 | 0.63927 | 274.25 | 273.25 | 0 | 0 |  | https://s3.console.aws.amazon.com/s3/buckets/834599497928?region=ca-central-1&prefix=phylroy.lopez/reference/reference/output/edfab5ce-5666-4b99-be93-58e6c254e069/ | 1.0.002
754 |  | TRUE | 423 | 0 | 0 | 322.0319 |  |  |  | 0.1 | 2021-09-22 20:14:10 +0000 | 438c2ebff | 0.2.14 | :adv_dx_units: NECB_Default :airloop_economizer_type: NECB_Default :algorithm_type: parametric :analysis_id: reference :analysis_name: reference :boiler_eff: NECB_Default :btap_batch_version: 1.0.002 :building_type: LowriseApartment :chiller_type: NECB_Default :compute_environment: aws_batch :datapoint_id: 27e8ef85-beec-477d-a193-c25b0f2c239a :daylighting_type: NECB_Default :dcv_type: NECB_Default :door_construction_cond: NECB_Default :ecm_system_name: NECB_Default :electrical_loads_scale: NECB_Default :enable_costing: true :epw_file: CAN_ON_Toronto.Pearson.Intl.AP.716240_CWEC2016.epw :erv_package: NECB_Default :ext_floor_cond: NECB_Default :ext_roof_cond: NECB_Default :ext_wall_cond: NECB_Default :fdwr_set: NECB_Default :fixed_wind_solar_trans: NECB_Default :fixed_window_cond: NECB_Default :furnace_eff: NECB_Default :glass_door_cond: NECB_Default :glass_door_solar_trans: NECB_Default :ground_floor_cond: NECB_Default :ground_roof_cond: NECB_Default :ground_wall_cond: NECB_Default :image_name: btap_private_cli :infiltration_scale: NECB_Default :lights_scale: NECB_Default :lights_type: NECB_Default :nv_delta_temp_in_out: NECB_Default :nv_opening_fraction: NECB_Default :nv_temp_out_min: NECB_Default :nv_type: NECB_Default :oa_scale: NECB_Default :occupancy_loads_scale: NECB_Default :output_meters: [] :output_variables: [] :overhead_door_cond: NECB_Default :primary_heating_fuel: NaturalGas :pv_ground_azimuth_angle: NECB_Default :pv_ground_module_description: NECB_Default :pv_ground_tilt_angle: NECB_Default :pv_ground_total_area_pv_panels_m2: NECB_Default :pv_ground_type: NECB_Default :rotation_degrees: NECB_Default :run_annual_simulation: true :s3_bucket: '834599497928' :scale_x: NECB_Default :scale_y: NECB_Default :scale_z: NECB_Default :shw_eff: NECB_Default :skylight_cond: NECB_Default :skylight_solar_trans: NECB_Default :srr_set: NECB_Default :template: NECB2011 | reference | reference | 27e8ef85-beec-477d-a193-c25b0f2c239a | NECB2011 | LowriseApartment | NaturalGas | Natural Gas | CAN_ON_Toronto.Pearson.Intl.AP.716240_CWEC2016.epw | parametric |  | NECB_Default | NECB_Default | NECB_Default | NECB_Default | NECB_Default | NECB_Default | NECB_Default | NECB_Default | NECB_Default | NECB_Default | NECB_Default | NECB_Default | NECB_Default | NECB_Default | NECB_Default | NECB_Default | NECB_Default | NECB_Default | NECB_Default | NECB_Default | NECB_Default | NECB_Default | NECB_Default | NECB_Default | NECB_Default | NECB_Default | NECB_Default | NECB_Default | NECB_Default | NECB_Default | NECB_Default | NECB_Default | NECB_Default | NECB_Default | NECB_Default | NECB_Default | NECB_Default | NECB_Default | NECB_Default | NECB_Default | NECB_Default | NECB_Default | NECB_Default | NECB_Default | NECB_Default | aws_batch | 834599497928 | btap_private_cli |  | TRUE | TRUE |  |  | 71.0493 | 19.1256 | 53.017 | 139.4466 | 1763.22 | 1532.4718 | 40 | LowriseApartment |  |  | 5 | LowriseApartment | 3 | 3 | 3 | NECB2011 | 0.28516 | 5374.0333 | 98.8901 | 106.5973 | 29.9652 | 5.941 | 414.5434 | 173.1498 | TORONTO | ONTARIO | 1.5715 | 16.0535 | 0 | 17.6249 | 12.5904 | 2.8326 | 0 | 15.4231 | 0 | 0.070814 | 0 | 0 | 0.28293 | 0.099432 | 0 | 0.22481 | 0.059958 | 0.045803 | 0.32484 | 0.0069248 | 0.60777 | 0.10003 | 27.2555 | 75.6918 | 40 | 0.757 | [5 empty] | 0.183 | 0.278 | 2.2 | 2.2 | 5 | Toronto Pearson Intl AP | CAN | 382 | 3615 | 43.677 | -79.631 | 5 | 3890 | ON | CAN_ON_Toronto.Pearson.Intl.AP.716240_CWEC2016.epw | 0.60778 | 19.1256 | 71.0493 | 16.8326 | 19.9366 | FALSE | FALSE | FALSE | FALSE | 11.573 | 8.5272 | 0 | 0 | 0 | 0 | 176.37 | 44.4281 | 1.8816 | 0.042351 | 687.71 | 0 | 0.60777 | 708 | 704 | 0 | 0 |  | https://s3.console.aws.amazon.com/s3/buckets/834599497928?region=ca-central-1&prefix=phylroy.lopez/reference/reference/output/27e8ef85-beec-477d-a193-c25b0f2c239a/ | 1.0.002
755 |  | TRUE | 400 | 0 | 0 | 320.6369 |  |  |  | 0.1 | 2021-09-22 20:14:18 +0000 | 438c2ebff | 0.2.14 | :adv_dx_units: NECB_Default :airloop_economizer_type: NECB_Default :algorithm_type: parametric :analysis_id: reference :analysis_name: reference :boiler_eff: NECB_Default :btap_batch_version: 1.0.002 :building_type: LowriseApartment :chiller_type: NECB_Default :compute_environment: aws_batch :datapoint_id: c2b957cf-1981-487d-8b8b-9b76ddfe5d75 :daylighting_type: NECB_Default :dcv_type: NECB_Default :door_construction_cond: NECB_Default :ecm_system_name: NECB_Default :electrical_loads_scale: NECB_Default :enable_costing: true :epw_file: CAN_NS_Halifax.Dockyard.713280_CWEC2016.epw :erv_package: NECB_Default :ext_floor_cond: NECB_Default :ext_roof_cond: NECB_Default :ext_wall_cond: NECB_Default :fdwr_set: NECB_Default :fixed_wind_solar_trans: NECB_Default :fixed_window_cond: NECB_Default :furnace_eff: NECB_Default :glass_door_cond: NECB_Default :glass_door_solar_trans: NECB_Default :ground_floor_cond: NECB_Default :ground_roof_cond: NECB_Default :ground_wall_cond: NECB_Default :image_name: btap_private_cli :infiltration_scale: NECB_Default :lights_scale: NECB_Default :lights_type: NECB_Default :nv_delta_temp_in_out: NECB_Default :nv_opening_fraction: NECB_Default :nv_temp_out_min: NECB_Default :nv_type: NECB_Default :oa_scale: NECB_Default :occupancy_loads_scale: NECB_Default :output_meters: [] :output_variables: [] :overhead_door_cond: NECB_Default :primary_heating_fuel: Electricity :pv_ground_azimuth_angle: NECB_Default :pv_ground_module_description: NECB_Default :pv_ground_tilt_angle: NECB_Default :pv_ground_total_area_pv_panels_m2: NECB_Default :pv_ground_type: NECB_Default :rotation_degrees: NECB_Default :run_annual_simulation: true :s3_bucket: '834599497928' :scale_x: NECB_Default :scale_y: NECB_Default :scale_z: NECB_Default :shw_eff: NECB_Default :skylight_cond: NECB_Default :skylight_solar_trans: NECB_Default :srr_set: NECB_Default :template: NECB2015 | reference | reference | c2b957cf-1981-487d-8b8b-9b76ddfe5d75 | NECB2015 | LowriseApartment | Electricity | Electricity | CAN_NS_Halifax.Dockyard.713280_CWEC2016.epw | parametric |  | NECB_Default | NECB_Default | NECB_Default | NECB_Default | NECB_Default | NECB_Default | NECB_Default | NECB_Default | NECB_Default | NECB_Default | NECB_Default | NECB_Default | NECB_Default | NECB_Default | NECB_Default | NECB_Default | NECB_Default | NECB_Default | NECB_Default | NECB_Default | NECB_Default | NECB_Default | NECB_Default | NECB_Default | NECB_Default | NECB_Default | NECB_Default | NECB_Default | NECB_Default | NECB_Default | NECB_Default | NECB_Default | NECB_Default | NECB_Default | NECB_Default | NECB_Default | NECB_Default | NECB_Default | NECB_Default | NECB_Default | NECB_Default | NECB_Default | NECB_Default | NECB_Default | NECB_Default | aws_batch | 834599497928 | btap_private_cli |  | TRUE | TRUE |  |  | 45.8398 | 15.2867 | 53.8724 | 146.2208 | 1763.22 | 1532.4718 | 40 | LowriseApartment |  |  | 5 | LowriseApartment | 3 | 3 | 3 | NECB2015 | 0.28516 | 5374.0333 | 85.1263 | 53.9137 | 28.8865 | 33.6918 | 329.2925 | 127.6742 | HALIFAX | NOVA SCOTIA | 128.0931 | 0 | 0 | 128.0931 | 25.1214 | 0 | 0 | 25.1214 | 0 | 0.063288 | 0 | 0 | 0.63167 | 0.088146 | 0 | 0.19394 | 0.059998 | 0.045275 | 0 | 0.00037999 | 0.63167 | 0.18064 | 71.7438 | 0 | 40 | 0.757 | [5 empty] | 0.183 | 0.247 | 2.2 | 2.2 | 5 | Halifax Dockyard | CAN | 112 | 3647 | 44.655 | -63.577 | 6 | 4000 | NS | CAN_NS_Halifax.Dockyard.713280_CWEC2016.epw | 0.63167 | 15.2867 | 45.8398 | 13.3337 | 21.1496 | FALSE | FALSE | FALSE | FALSE | 7.8756 | 8.2984 | 0 | 0.87144 | 0.010971 | 318.51 | 0 | 79.4319 | 4.3294 | 0.054504 | 1582.38 | 0 | 0.63167 | 192.25 | 192.25 | 0 | 0 |  | https://s3.console.aws.amazon.com/s3/buckets/834599497928?region=ca-central-1&prefix=phylroy.lopez/reference/reference/output/c2b957cf-1981-487d-8b8b-9b76ddfe5d75/ | 1.0.002
756 |  | TRUE | 414 | 0 | 0 | 320.806 |  |  |  | 0.1 | 2021-09-22 20:14:43 +0000 | 438c2ebff | 0.2.14 | :adv_dx_units: NECB_Default :airloop_economizer_type: NECB_Default :algorithm_type: parametric :analysis_id: reference :analysis_name: reference :boiler_eff: NECB_Default :btap_batch_version: 1.0.002 :building_type: LowriseApartment :chiller_type: NECB_Default :compute_environment: aws_batch :datapoint_id: d2e7d915-c1d9-4971-81d5-79fe10d2157e :daylighting_type: NECB_Default :dcv_type: NECB_Default :door_construction_cond: NECB_Default :ecm_system_name: NECB_Default :electrical_loads_scale: NECB_Default :enable_costing: true :epw_file: CAN_AB_Edmonton.Intl.AP.711230_CWEC2016.epw :erv_package: NECB_Default :ext_floor_cond: NECB_Default :ext_roof_cond: NECB_Default :ext_wall_cond: NECB_Default :fdwr_set: NECB_Default :fixed_wind_solar_trans: NECB_Default :fixed_window_cond: NECB_Default :furnace_eff: NECB_Default :glass_door_cond: NECB_Default :glass_door_solar_trans: NECB_Default :ground_floor_cond: NECB_Default :ground_roof_cond: NECB_Default :ground_wall_cond: NECB_Default :image_name: btap_private_cli :infiltration_scale: NECB_Default :lights_scale: NECB_Default :lights_type: NECB_Default :nv_delta_temp_in_out: NECB_Default :nv_opening_fraction: NECB_Default :nv_temp_out_min: NECB_Default :nv_type: NECB_Default :oa_scale: NECB_Default :occupancy_loads_scale: NECB_Default :output_meters: [] :output_variables: [] :overhead_door_cond: NECB_Default :primary_heating_fuel: Electricity :pv_ground_azimuth_angle: NECB_Default :pv_ground_module_description: NECB_Default :pv_ground_tilt_angle: NECB_Default :pv_ground_total_area_pv_panels_m2: NECB_Default :pv_ground_type: NECB_Default :rotation_degrees: NECB_Default :run_annual_simulation: true :s3_bucket: '834599497928' :scale_x: NECB_Default :scale_y: NECB_Default :scale_z: NECB_Default :shw_eff: NECB_Default :skylight_cond: NECB_Default :skylight_solar_trans: NECB_Default :srr_set: NECB_Default :template: NECB2015 | reference | reference | d2e7d915-c1d9-4971-81d5-79fe10d2157e | NECB2015 | LowriseApartment | Electricity | Electricity | CAN_AB_Edmonton.Intl.AP.711230_CWEC2016.epw | parametric |  | NECB_Default | NECB_Default | NECB_Default | NECB_Default | NECB_Default | NECB_Default | NECB_Default | NECB_Default | NECB_Default | NECB_Default | NECB_Default | NECB_Default | NECB_Default | NECB_Default | NECB_Default | NECB_Default | NECB_Default | NECB_Default | NECB_Default | NECB_Default | NECB_Default | NECB_Default | NECB_Default | NECB_Default | NECB_Default | NECB_Default | NECB_Default | NECB_Default | NECB_Default | NECB_Default | NECB_Default | NECB_Default | NECB_Default | NECB_Default | NECB_Default | NECB_Default | NECB_Default | NECB_Default | NECB_Default | NECB_Default | NECB_Default | NECB_Default | NECB_Default | NECB_Default | NECB_Default | aws_batch | 834599497928 | btap_private_cli |  | TRUE | TRUE |  |  | 59.1608 | 15.6284 | 78.8031 | 178.5086 | 1763.22 | 1532.4718 | 32.5 | LowriseApartment |  |  | 5 | LowriseApartment | 3 | 3 | 3 | NECB2015 | 0.28516 | 5374.0333 | 92.0719 | 55.7575 | 29.6085 | 33.7606 | 342.1856 | 130.9871 | EDMONTON | ALBERTA | 164.1345 | 0 | 0 | 164.1345 | 15.5565 | 0 | 0 | 15.5565 | 0 | 0.056584 | 0 | 0 | 0.7479 | 0.10046 | 0 | 0.28369 | 0.059998 | 0.045275 | 0 | 0.00037999 | 0.7479 | 0.20152 | 82.6324 | 0 | 32.5 | 0.757 | [5 empty] | 0.162 | 0.21 | 2.2 | 2.2 | 5 | Edmonton Intl AP | CAN | 23 | 5588 | 53.31 | -113.579 | 7a | 5120 | AB | CAN_AB_Edmonton.Intl.AP.711230_CWEC2016.epw | 0.74791 | 15.6284 | 59.1608 | 11.3179 | 19.255 | FALSE | FALSE | FALSE | FALSE | 11.0972 | 19.8168 | 0 | 0.97215 | 0.012239 | 355.32 | 0 | 79.4319 | 4.3294 | 0.054504 | 1582.38 | 0 | 0.7479 | 384.5 | 384.5 | 0 | 0 |  | https://s3.console.aws.amazon.com/s3/buckets/834599497928?region=ca-central-1&prefix=phylroy.lopez/reference/reference/output/d2e7d915-c1d9-4971-81d5-79fe10d2157e/ | 1.0.002
757 |  | TRUE | 411 | 0 | 0 | 321.0629 |  |  |  | 0.1 | 2021-09-22 20:14:09 +0000 | 438c2ebff | 0.2.14 | :adv_dx_units: NECB_Default :airloop_economizer_type: NECB_Default :algorithm_type: parametric :analysis_id: reference :analysis_name: reference :boiler_eff: NECB_Default :btap_batch_version: 1.0.002 :building_type: LowriseApartment :chiller_type: NECB_Default :compute_environment: aws_batch :datapoint_id: 74d94958-1b8c-4180-ad32-1c177d4411ff :daylighting_type: NECB_Default :dcv_type: NECB_Default :door_construction_cond: NECB_Default :ecm_system_name: NECB_Default :electrical_loads_scale: NECB_Default :enable_costing: true :epw_file: CAN_AB_Edmonton.Intl.AP.711230_CWEC2016.epw :erv_package: NECB_Default :ext_floor_cond: NECB_Default :ext_roof_cond: NECB_Default :ext_wall_cond: NECB_Default :fdwr_set: NECB_Default :fixed_wind_solar_trans: NECB_Default :fixed_window_cond: NECB_Default :furnace_eff: NECB_Default :glass_door_cond: NECB_Default :glass_door_solar_trans: NECB_Default :ground_floor_cond: NECB_Default :ground_roof_cond: NECB_Default :ground_wall_cond: NECB_Default :image_name: btap_private_cli :infiltration_scale: NECB_Default :lights_scale: NECB_Default :lights_type: NECB_Default :nv_delta_temp_in_out: NECB_Default :nv_opening_fraction: NECB_Default :nv_temp_out_min: NECB_Default :nv_type: NECB_Default :oa_scale: NECB_Default :occupancy_loads_scale: NECB_Default :output_meters: [] :output_variables: [] :overhead_door_cond: NECB_Default :primary_heating_fuel: NaturalGas :pv_ground_azimuth_angle: NECB_Default :pv_ground_module_description: NECB_Default :pv_ground_tilt_angle: NECB_Default :pv_ground_total_area_pv_panels_m2: NECB_Default :pv_ground_type: NECB_Default :rotation_degrees: NECB_Default :run_annual_simulation: true :s3_bucket: '834599497928' :scale_x: NECB_Default :scale_y: NECB_Default :scale_z: NECB_Default :shw_eff: NECB_Default :skylight_cond: NECB_Default :skylight_solar_trans: NECB_Default :srr_set: NECB_Default :template: NECB2015 | reference | reference | 74d94958-1b8c-4180-ad32-1c177d4411ff | NECB2015 | LowriseApartment | NaturalGas | Natural Gas | CAN_AB_Edmonton.Intl.AP.711230_CWEC2016.epw | parametric |  | NECB_Default | NECB_Default | NECB_Default | NECB_Default | NECB_Default | NECB_Default | NECB_Default | NECB_Default | NECB_Default | NECB_Default | NECB_Default | NECB_Default | NECB_Default | NECB_Default | NECB_Default | NECB_Default | NECB_Default | NECB_Default | NECB_Default | NECB_Default | NECB_Default | NECB_Default | NECB_Default | NECB_Default | NECB_Default | NECB_Default | NECB_Default | NECB_Default | NECB_Default | NECB_Default | NECB_Default | NECB_Default | NECB_Default | NECB_Default | NECB_Default | NECB_Default | NECB_Default | NECB_Default | NECB_Default | NECB_Default | NECB_Default | NECB_Default | NECB_Default | NECB_Default | NECB_Default | aws_batch | 834599497928 | btap_private_cli |  | TRUE | TRUE |  |  | 69.6525 | 15.6283 | 78.9087 | 211.4944 | 1763.22 | 1532.4718 | 32.5 | LowriseApartment |  |  | 5 | LowriseApartment | 3 | 3 | 3 | NECB2015 | 0.28516 | 5374.0333 | 92.0719 | 104.1715 | 29.6085 | 9.2868 | 403.4654 | 168.3268 | EDMONTON | ALBERTA | 59.9046 | 29.9591 | 0 | 89.8636 | 5.6777 | 2.1373 | 0 | 7.815 | 0 | 0.056584 | 0 | 0 | 0.27296 | 0.10061 | 0 | 0.33435 | 0.059998 | 0.045275 | 0.59369 | 0.010492 | 0.86665 | 0.25934 | 23.5885 | 83.306 | 32.5 | 0.757 | [5 empty] | 0.162 | 0.21 | 2.2 | 2.2 | 5 | Edmonton Intl AP | CAN | 23 | 5588 | 53.31 | -113.579 | 7a | 5120 | AB | CAN_AB_Edmonton.Intl.AP.711230_CWEC2016.epw | 0.86666 | 15.6283 | 69.6525 | 11.3179 | 19.2549 | FALSE | FALSE | FALSE | FALSE | 11.0972 | 19.8167 | 0 | 0 | 0 | 0 | 457.27 | 79.4319 | 4.3294 | 0.054504 | 1582.38 | 0 | 0.86665 | 384.5 | 384.5 | 0 | 0 |  | https://s3.console.aws.amazon.com/s3/buckets/834599497928?region=ca-central-1&prefix=phylroy.lopez/reference/reference/output/74d94958-1b8c-4180-ad32-1c177d4411ff/ | 1.0.002
758 |  | TRUE | 378 | 0 | 0 | 322.1301 |  |  |  | 0.1 | 2021-09-22 20:14:17 +0000 | 438c2ebff | 0.2.14 | :adv_dx_units: NECB_Default :airloop_economizer_type: NECB_Default :algorithm_type: parametric :analysis_id: reference :analysis_name: reference :boiler_eff: NECB_Default :btap_batch_version: 1.0.002 :building_type: LowriseApartment :chiller_type: NECB_Default :compute_environment: aws_batch :datapoint_id: cf4a4831-2b36-4708-9ff9-2e49c4628093 :daylighting_type: NECB_Default :dcv_type: NECB_Default :door_construction_cond: NECB_Default :ecm_system_name: NECB_Default :electrical_loads_scale: NECB_Default :enable_costing: true :epw_file: CAN_BC_Vancouver.Intl.AP.718920_CWEC2016.epw :erv_package: NECB_Default :ext_floor_cond: NECB_Default :ext_roof_cond: NECB_Default :ext_wall_cond: NECB_Default :fdwr_set: NECB_Default :fixed_wind_solar_trans: NECB_Default :fixed_window_cond: NECB_Default :furnace_eff: NECB_Default :glass_door_cond: NECB_Default :glass_door_solar_trans: NECB_Default :ground_floor_cond: NECB_Default :ground_roof_cond: NECB_Default :ground_wall_cond: NECB_Default :image_name: btap_private_cli :infiltration_scale: NECB_Default :lights_scale: NECB_Default :lights_type: NECB_Default :nv_delta_temp_in_out: NECB_Default :nv_opening_fraction: NECB_Default :nv_temp_out_min: NECB_Default :nv_type: NECB_Default :oa_scale: NECB_Default :occupancy_loads_scale: NECB_Default :output_meters: [] :output_variables: [] :overhead_door_cond: NECB_Default :primary_heating_fuel: Electricity :pv_ground_azimuth_angle: NECB_Default :pv_ground_module_description: NECB_Default :pv_ground_tilt_angle: NECB_Default :pv_ground_total_area_pv_panels_m2: NECB_Default :pv_ground_type: NECB_Default :rotation_degrees: NECB_Default :run_annual_simulation: true :s3_bucket: '834599497928' :scale_x: NECB_Default :scale_y: NECB_Default :scale_z: NECB_Default :shw_eff: NECB_Default :skylight_cond: NECB_Default :skylight_solar_trans: NECB_Default :srr_set: NECB_Default :template: NECB2015 | reference | reference | cf4a4831-2b36-4708-9ff9-2e49c4628093 | NECB2015 | LowriseApartment | Electricity | Electricity | CAN_BC_Vancouver.Intl.AP.718920_CWEC2016.epw | parametric |  | NECB_Default | NECB_Default | NECB_Default | NECB_Default | NECB_Default | NECB_Default | NECB_Default | NECB_Default | NECB_Default | NECB_Default | NECB_Default | NECB_Default | NECB_Default | NECB_Default | NECB_Default | NECB_Default | NECB_Default | NECB_Default | NECB_Default | NECB_Default | NECB_Default | NECB_Default | NECB_Default | NECB_Default | NECB_Default | NECB_Default | NECB_Default | NECB_Default | NECB_Default | NECB_Default | NECB_Default | NECB_Default | NECB_Default | NECB_Default | NECB_Default | NECB_Default | NECB_Default | NECB_Default | NECB_Default | NECB_Default | NECB_Default | NECB_Default | NECB_Default | NECB_Default | NECB_Default | aws_batch | 834599497928 | btap_private_cli |  | TRUE | TRUE |  |  | 36.6673 | 14.8664 | 41.8316 | 132.4802 | 1763.22 | 1532.4718 | 40 | LowriseApartment |  |  | 5 | LowriseApartment | 3 | 3 | 3 | NECB2015 | 0.28516 | 5374.0333 | 86.986 | 50.8456 | 26.4762 | 33.7836 | 324.3006 | 126.2092 | VANCOUVER | BRITISH COLUMBIA | 1.6499 | 0 | 0 | 1.6499 | 16.4762 | 0 | 0 | 16.4762 | 0 | 0.064133 | 0 | 0 | 0.5822 | 0.089251 | 0 | 0.15059 | 0.059998 | 0.045275 | 0 | 0.00037999 | 0.5822 | 0.17257 | 59.8174 | 0 | 40 | 0.757 | [5 empty] | 0.227 | 0.315 | 2.4 | 2.4 | 5 | Vancouver Intl AP | CAN | 42 | 2797 | 49.195 | -123.184 | 4 | 2800 | BC | CAN_BC_Vancouver.Intl.AP.718920_CWEC2016.epw | 0.58219 | 14.8664 | 36.6673 | 11.1401 | 23.0821 | FALSE | FALSE | FALSE | FALSE | 10.4225 | 8.2974 | 0 | 0.8325 | 0.010481 | 304.28 | 0 | 79.4319 | 4.3294 | 0.054504 | 1582.38 | 0 | 0.5822 | 732.75 | 732.75 | 0 | 0 |  | https://s3.console.aws.amazon.com/s3/buckets/834599497928?region=ca-central-1&prefix=phylroy.lopez/reference/reference/output/cf4a4831-2b36-4708-9ff9-2e49c4628093/ | 1.0.002
759 |  | TRUE | 465 | 0 | 0 | 435.1008 |  |  |  | 0.1 | 2021-09-22 20:14:24 +0000 | 438c2ebff | 0.2.14 | :adv_dx_units: NECB_Default :airloop_economizer_type: NECB_Default :algorithm_type: parametric :analysis_id: reference :analysis_name: reference :boiler_eff: NECB_Default :btap_batch_version: 1.0.002 :building_type: MidriseApartment :chiller_type: NECB_Default :compute_environment: aws_batch :datapoint_id: a91af2af-27f0-4a7d-afe5-be94ae558457 :daylighting_type: NECB_Default :dcv_type: NECB_Default :door_construction_cond: NECB_Default :ecm_system_name: NECB_Default :electrical_loads_scale: NECB_Default :enable_costing: true :epw_file: CAN_QC_Montreal-Trudeau.Intl.AP.716270_CWEC2016.epw :erv_package: NECB_Default :ext_floor_cond: NECB_Default :ext_roof_cond: NECB_Default :ext_wall_cond: NECB_Default :fdwr_set: NECB_Default :fixed_wind_solar_trans: NECB_Default :fixed_window_cond: NECB_Default :furnace_eff: NECB_Default :glass_door_cond: NECB_Default :glass_door_solar_trans: NECB_Default :ground_floor_cond: NECB_Default :ground_roof_cond: NECB_Default :ground_wall_cond: NECB_Default :image_name: btap_private_cli :infiltration_scale: NECB_Default :lights_scale: NECB_Default :lights_type: NECB_Default :nv_delta_temp_in_out: NECB_Default :nv_opening_fraction: NECB_Default :nv_temp_out_min: NECB_Default :nv_type: NECB_Default :oa_scale: NECB_Default :occupancy_loads_scale: NECB_Default :output_meters: [] :output_variables: [] :overhead_door_cond: NECB_Default :primary_heating_fuel: NaturalGas :pv_ground_azimuth_angle: NECB_Default :pv_ground_module_description: NECB_Default :pv_ground_tilt_angle: NECB_Default :pv_ground_total_area_pv_panels_m2: NECB_Default :pv_ground_type: NECB_Default :rotation_degrees: NECB_Default :run_annual_simulation: true :s3_bucket: '834599497928' :scale_x: NECB_Default :scale_y: NECB_Default :scale_z: NECB_Default :shw_eff: NECB_Default :skylight_cond: NECB_Default :skylight_solar_trans: NECB_Default :srr_set: NECB_Default :template: BTAPPRE1980 | reference | reference | a91af2af-27f0-4a7d-afe5-be94ae558457 | BTAPPRE1980 | MidriseApartment | NaturalGas | Natural Gas | CAN_QC_Montreal-Trudeau.Intl.AP.716270_CWEC2016.epw | parametric |  | NECB_Default | NECB_Default | NECB_Default | NECB_Default | NECB_Default | NECB_Default | NECB_Default | NECB_Default | NECB_Default | NECB_Default | NECB_Default | NECB_Default | NECB_Default | NECB_Default | NECB_Default | NECB_Default | NECB_Default | NECB_Default | NECB_Default | NECB_Default | NECB_Default | NECB_Default | NECB_Default | NECB_Default | NECB_Default | NECB_Default | NECB_Default | NECB_Default | NECB_Default | NECB_Default | NECB_Default | NECB_Default | NECB_Default | NECB_Default | NECB_Default | NECB_Default | NECB_Default | NECB_Default | NECB_Default | NECB_Default | NECB_Default | NECB_Default | NECB_Default | NECB_Default | NECB_Default | aws_batch | 834599497928 | btap_private_cli |  | TRUE | TRUE |  |  | 105.6317 | 18.3912 | 101.5889 | 189.2553 | 3134.61 | 2325.6934 | 20 | MidriseApartment |  |  | 0 | MidriseApartment | 4 |  | 4 | BTAPPRE1980 | 0.24343 | 9553.837 | 0.77306 | 92.3299 | 26.2135 | 5.3069 | 243.871 | 119.2477 | MONTREAL | QUEBEC | 0.088992 | 27.4882 | 0 | 27.5772 | 5.6679 | 7.2003 | 0 | 12.8682 | 0 | 0.029133 | 0 | 0 | 0.229 | 0.08639 | 0 | 0.45298 | 0.061175 | 0.042943 | 0.55644 | 0.00936 | 0.78544 | 0.10346 | 24.0609 | 112.1853 | 20 | 0.678 | [5 empty] | 0.267 | 0.823 | 2.95 |  | 0 | Montreal-Trudeau Intl AP | CAN | 323 | 4090 | 45.471 | -73.741 | 6 | 4400 | QC | CAN_QC_Montreal-Trudeau.Intl.AP.716270_CWEC2016.epw | 0.78544 | 18.3912 | 105.6317 | 17.3988 | 22.1916 | TRUE | FALSE | FALSE | FALSE | 11.8814 | 14.5296 | 0 | 0 | 0 | 0 | 324.31 | 66.401 | 3.3516 | 0.050475 | 1225 | 0 | 0.78544 | 778.25 | 778.25 | 1.25 | 1.25 |  | https://s3.console.aws.amazon.com/s3/buckets/834599497928?region=ca-central-1&prefix=phylroy.lopez/reference/reference/output/a91af2af-27f0-4a7d-afe5-be94ae558457/ | 1.0.002
760 |  | TRUE | 441 | 0 | 0 | 434.2113 |  |  |  | 0.1 | 2021-09-22 20:14:29 +0000 | 438c2ebff | 0.2.14 | :adv_dx_units: NECB_Default :airloop_economizer_type: NECB_Default :algorithm_type: parametric :analysis_id: reference :analysis_name: reference :boiler_eff: NECB_Default :btap_batch_version: 1.0.002 :building_type: MidriseApartment :chiller_type: NECB_Default :compute_environment: aws_batch :datapoint_id: ffef8cab-870f-422c-a2bb-5e6650e2bbc2 :daylighting_type: NECB_Default :dcv_type: NECB_Default :door_construction_cond: NECB_Default :ecm_system_name: NECB_Default :electrical_loads_scale: NECB_Default :enable_costing: true :epw_file: CAN_AB_Edmonton.Intl.AP.711230_CWEC2016.epw :erv_package: NECB_Default :ext_floor_cond: NECB_Default :ext_roof_cond: NECB_Default :ext_wall_cond: NECB_Default :fdwr_set: NECB_Default :fixed_wind_solar_trans: NECB_Default :fixed_window_cond: NECB_Default :furnace_eff: NECB_Default :glass_door_cond: NECB_Default :glass_door_solar_trans: NECB_Default :ground_floor_cond: NECB_Default :ground_roof_cond: NECB_Default :ground_wall_cond: NECB_Default :image_name: btap_private_cli :infiltration_scale: NECB_Default :lights_scale: NECB_Default :lights_type: NECB_Default :nv_delta_temp_in_out: NECB_Default :nv_opening_fraction: NECB_Default :nv_temp_out_min: NECB_Default :nv_type: NECB_Default :oa_scale: NECB_Default :occupancy_loads_scale: NECB_Default :output_meters: [] :output_variables: [] :overhead_door_cond: NECB_Default :primary_heating_fuel: NaturalGas :pv_ground_azimuth_angle: NECB_Default :pv_ground_module_description: NECB_Default :pv_ground_tilt_angle: NECB_Default :pv_ground_total_area_pv_panels_m2: NECB_Default :pv_ground_type: NECB_Default :rotation_degrees: NECB_Default :run_annual_simulation: true :s3_bucket: '834599497928' :scale_x: NECB_Default :scale_y: NECB_Default :scale_z: NECB_Default :shw_eff: NECB_Default :skylight_cond: NECB_Default :skylight_solar_trans: NECB_Default :srr_set: NECB_Default :template: BTAPPRE1980 | reference | reference | ffef8cab-870f-422c-a2bb-5e6650e2bbc2 | BTAPPRE1980 | MidriseApartment | NaturalGas | Natural Gas | CAN_AB_Edmonton.Intl.AP.711230_CWEC2016.epw | parametric |  | NECB_Default | NECB_Default | NECB_Default | NECB_Default | NECB_Default | NECB_Default | NECB_Default | NECB_Default | NECB_Default | NECB_Default | NECB_Default | NECB_Default | NECB_Default | NECB_Default | NECB_Default | NECB_Default | NECB_Default | NECB_Default | NECB_Default | NECB_Default | NECB_Default | NECB_Default | NECB_Default | NECB_Default | NECB_Default | NECB_Default | NECB_Default | NECB_Default | NECB_Default | NECB_Default | NECB_Default | NECB_Default | NECB_Default | NECB_Default | NECB_Default | NECB_Default | NECB_Default | NECB_Default | NECB_Default | NECB_Default | NECB_Default | NECB_Default | NECB_Default | NECB_Default | NECB_Default | aws_batch | 834599497928 | btap_private_cli |  | TRUE | TRUE |  |  | 97.0675 | 9.9566 | 107.9498 | 197.7448 | 3134.61 | 2325.6934 | 20 | MidriseApartment |  |  | 0 | MidriseApartment | 4 |  | 4 | BTAPPRE1980 | 0.24343 | 9553.837 | 0.79845 | 88.4096 | 28.5515 | 5.4034 | 246.6352 | 123.4722 | EDMONTON | ALBERTA | 48.5506 | 30.0131 | 0 | 78.5637 | 4.6016 | 2.1412 | 0 | 6.7428 | 0 | 0.015874 | 0 | 0 | 0.22123 | 0.090793 | 0 | 0.48169 | 0.061175 | 0.042943 | 0.59477 | 0.010445 | 0.816 | 0.11308 | 20.0821 | 99.3186 | 20 | 0.678 | [5 empty] | 0.227 | 0.772 | 2.95 |  | 0 | Edmonton Intl AP | CAN | 23 | 5588 | 53.31 | -113.579 | 7a | 5120 | AB | CAN_AB_Edmonton.Intl.AP.711230_CWEC2016.epw | 0.816 | 9.9566 | 97.0675 | 13.0002 | 19.4691 | TRUE | TRUE | FALSE | FALSE | 10.7099 | 18.2943 | 0 | 0 | 0 | 0 | 354.46 | 66.401 | 3.3516 | 0.050475 | 1225 | 0 | 0.816 | 496 | 496 | 7.5 | 7.5 |  | https://s3.console.aws.amazon.com/s3/buckets/834599497928?region=ca-central-1&prefix=phylroy.lopez/reference/reference/output/ffef8cab-870f-422c-a2bb-5e6650e2bbc2/ | 1.0.002
761 |  | TRUE | 393 | 0 | 0 | 433.6836 |  |  |  | 0.1 | 2021-09-22 20:14:34 +0000 | 438c2ebff | 0.2.14 | :adv_dx_units: NECB_Default :airloop_economizer_type: NECB_Default :algorithm_type: parametric :analysis_id: reference :analysis_name: reference :boiler_eff: NECB_Default :btap_batch_version: 1.0.002 :building_type: MidriseApartment :chiller_type: NECB_Default :compute_environment: aws_batch :datapoint_id: 9c89f52f-96f5-42e4-8b78-bd85ee6ef177 :daylighting_type: NECB_Default :dcv_type: NECB_Default :door_construction_cond: NECB_Default :ecm_system_name: NECB_Default :electrical_loads_scale: NECB_Default :enable_costing: true :epw_file: CAN_BC_Vancouver.Intl.AP.718920_CWEC2016.epw :erv_package: NECB_Default :ext_floor_cond: NECB_Default :ext_roof_cond: NECB_Default :ext_wall_cond: NECB_Default :fdwr_set: NECB_Default :fixed_wind_solar_trans: NECB_Default :fixed_window_cond: NECB_Default :furnace_eff: NECB_Default :glass_door_cond: NECB_Default :glass_door_solar_trans: NECB_Default :ground_floor_cond: NECB_Default :ground_roof_cond: NECB_Default :ground_wall_cond: NECB_Default :image_name: btap_private_cli :infiltration_scale: NECB_Default :lights_scale: NECB_Default :lights_type: NECB_Default :nv_delta_temp_in_out: NECB_Default :nv_opening_fraction: NECB_Default :nv_temp_out_min: NECB_Default :nv_type: NECB_Default :oa_scale: NECB_Default :occupancy_loads_scale: NECB_Default :output_meters: [] :output_variables: [] :overhead_door_cond: NECB_Default :primary_heating_fuel: NaturalGas :pv_ground_azimuth_angle: NECB_Default :pv_ground_module_description: NECB_Default :pv_ground_tilt_angle: NECB_Default :pv_ground_total_area_pv_panels_m2: NECB_Default :pv_ground_type: NECB_Default :rotation_degrees: NECB_Default :run_annual_simulation: true :s3_bucket: '834599497928' :scale_x: NECB_Default :scale_y: NECB_Default :scale_z: NECB_Default :shw_eff: NECB_Default :skylight_cond: NECB_Default :skylight_solar_trans: NECB_Default :srr_set: NECB_Default :template: BTAPPRE1980 | reference | reference | 9c89f52f-96f5-42e4-8b78-bd85ee6ef177 | BTAPPRE1980 | MidriseApartment | NaturalGas | Natural Gas | CAN_BC_Vancouver.Intl.AP.718920_CWEC2016.epw | parametric |  | NECB_Default | NECB_Default | NECB_Default | NECB_Default | NECB_Default | NECB_Default | NECB_Default | NECB_Default | NECB_Default | NECB_Default | NECB_Default | NECB_Default | NECB_Default | NECB_Default | NECB_Default | NECB_Default | NECB_Default | NECB_Default | NECB_Default | NECB_Default | NECB_Default | NECB_Default | NECB_Default | NECB_Default | NECB_Default | NECB_Default | NECB_Default | NECB_Default | NECB_Default | NECB_Default | NECB_Default | NECB_Default | NECB_Default | NECB_Default | NECB_Default | NECB_Default | NECB_Default | NECB_Default | NECB_Default | NECB_Default | NECB_Default | NECB_Default | NECB_Default | NECB_Default | NECB_Default | aws_batch | 834599497928 | btap_private_cli |  | TRUE | TRUE |  |  | 51.6224 | 8.1245 | 65.904 | 131.9409 | 3134.61 | 2325.6934 | 20 | MidriseApartment |  |  | 0 | MidriseApartment | 4 |  | 4 | BTAPPRE1980 | 0.24343 | 9553.837 | 0.84372 | 70.2419 | 25.5279 | 5.3539 | 220.674 | 118.7066 | VANCOUVER | BRITISH COLUMBIA | 0.53232 | 19.7258 | 0 | 20.2581 | 5.3157 | 4.4253 | 0 | 9.741 | 0 | 0.012336 | 0 | 0 | 0.18783 | 0.063644 | 0 | 0.29341 | 0.061175 | 0.042943 | 0.39127 | 0.007733 | 0.57911 | 0.097859 | 17.784 | 56.2073 | 20 | 0.678 | [5 empty] | 0.363 | 0.994 | 4.09 |  | 0 | Vancouver Intl AP | CAN | 42 | 2797 | 49.195 | -123.184 | 4 | 2800 | BC | CAN_BC_Vancouver.Intl.AP.718920_CWEC2016.epw | 0.57911 | 8.1245 | 51.6224 | 12.8559 | 23.8036 | TRUE | TRUE | FALSE | FALSE | 10.3323 | 7.0394 | 0 | 0 | 0 | 0 | 306.75 | 66.401 | 3.3516 | 0.050475 | 1225 | 0 | 0.57911 | 200.5 | 200.5 | 17.25 | 17.25 |  | https://s3.console.aws.amazon.com/s3/buckets/834599497928?region=ca-central-1&prefix=phylroy.lopez/reference/reference/output/9c89f52f-96f5-42e4-8b78-bd85ee6ef177/ | 1.0.002
762 |  | TRUE | 455 | 0 | 0 | 433.5299 |  |  |  | 0.1 | 2021-09-22 20:14:42 +0000 | 438c2ebff | 0.2.14 | :adv_dx_units: NECB_Default :airloop_economizer_type: NECB_Default :algorithm_type: parametric :analysis_id: reference :analysis_name: reference :boiler_eff: NECB_Default :btap_batch_version: 1.0.002 :building_type: MidriseApartment :chiller_type: NECB_Default :compute_environment: aws_batch :datapoint_id: 882ccad9-1913-47ba-9ad1-3d071e1fce83 :daylighting_type: NECB_Default :dcv_type: NECB_Default :door_construction_cond: NECB_Default :ecm_system_name: NECB_Default :electrical_loads_scale: NECB_Default :enable_costing: true :epw_file: CAN_ON_Toronto.Pearson.Intl.AP.716240_CWEC2016.epw :erv_package: NECB_Default :ext_floor_cond: NECB_Default :ext_roof_cond: NECB_Default :ext_wall_cond: NECB_Default :fdwr_set: NECB_Default :fixed_wind_solar_trans: NECB_Default :fixed_window_cond: NECB_Default :furnace_eff: NECB_Default :glass_door_cond: NECB_Default :glass_door_solar_trans: NECB_Default :ground_floor_cond: NECB_Default :ground_roof_cond: NECB_Default :ground_wall_cond: NECB_Default :image_name: btap_private_cli :infiltration_scale: NECB_Default :lights_scale: NECB_Default :lights_type: NECB_Default :nv_delta_temp_in_out: NECB_Default :nv_opening_fraction: NECB_Default :nv_temp_out_min: NECB_Default :nv_type: NECB_Default :oa_scale: NECB_Default :occupancy_loads_scale: NECB_Default :output_meters: [] :output_variables: [] :overhead_door_cond: NECB_Default :primary_heating_fuel: NaturalGas :pv_ground_azimuth_angle: NECB_Default :pv_ground_module_description: NECB_Default :pv_ground_tilt_angle: NECB_Default :pv_ground_total_area_pv_panels_m2: NECB_Default :pv_ground_type: NECB_Default :rotation_degrees: NECB_Default :run_annual_simulation: true :s3_bucket: '834599497928' :scale_x: NECB_Default :scale_y: NECB_Default :scale_z: NECB_Default :shw_eff: NECB_Default :skylight_cond: NECB_Default :skylight_solar_trans: NECB_Default :srr_set: NECB_Default :template: BTAPPRE1980 | reference | reference | 882ccad9-1913-47ba-9ad1-3d071e1fce83 | BTAPPRE1980 | MidriseApartment | NaturalGas | Natural Gas | CAN_ON_Toronto.Pearson.Intl.AP.716240_CWEC2016.epw | parametric |  | NECB_Default | NECB_Default | NECB_Default | NECB_Default | NECB_Default | NECB_Default | NECB_Default | NECB_Default | NECB_Default | NECB_Default | NECB_Default | NECB_Default | NECB_Default | NECB_Default | NECB_Default | NECB_Default | NECB_Default | NECB_Default | NECB_Default | NECB_Default | NECB_Default | NECB_Default | NECB_Default | NECB_Default | NECB_Default | NECB_Default | NECB_Default | NECB_Default | NECB_Default | NECB_Default | NECB_Default | NECB_Default | NECB_Default | NECB_Default | NECB_Default | NECB_Default | NECB_Default | NECB_Default | NECB_Default | NECB_Default | NECB_Default | NECB_Default | NECB_Default | NECB_Default | NECB_Default | aws_batch | 834599497928 | btap_private_cli |  | TRUE | TRUE |  |  | 106.5526 | 20.3371 | 90.5775 | 175.752 | 3134.61 | 2325.6934 | 20 | MidriseApartment |  |  | 0 | MidriseApartment | 4 |  | 4 | BTAPPRE1980 | 0.24343 | 9553.837 | 0.92044 | 98.6428 | 28.9006 | 5.5016 | 262.2443 | 128.279 | TORONTO | ONTARIO | 1.2936 | 24.9031 | 0 | 26.1967 | 10.3645 | 4.3941 | 0 | 14.7586 | 0 | 0.032199 | 0 | 0 | 0.23291 | 0.087599 | 0 | 0.40335 | 0.061175 | 0.042943 | 0.50392 | 0.0089931 | 0.73683 | 0.10057 | 27.0059 | 112.5124 | 20 | 0.678 | [5 empty] | 0.296 | 0.9 | 3.35 |  | 0 | Toronto Pearson Intl AP | CAN | 382 | 3615 | 43.677 | -79.631 | 5 | 3890 | ON | CAN_ON_Toronto.Pearson.Intl.AP.716240_CWEC2016.epw | 0.73682 | 20.3371 | 106.5526 | 18.4423 | 20.6118 | TRUE | FALSE | FALSE | FALSE | 11.8207 | 8.5416 | 0 | 0 | 0 | 0 | 315.24 | 66.401 | 3.3516 | 0.050475 | 1225 | 0 | 0.73683 | 916.5 | 916.5 | 2 | 2 |  | https://s3.console.aws.amazon.com/s3/buckets/834599497928?region=ca-central-1&prefix=phylroy.lopez/reference/reference/output/882ccad9-1913-47ba-9ad1-3d071e1fce83/ | 1.0.002
763 |  | TRUE | 429 | 0 | 0 | 435.0156 |  |  |  | 0.1 | 2021-09-22 20:14:36 +0000 | 438c2ebff | 0.2.14 | :adv_dx_units: NECB_Default :airloop_economizer_type: NECB_Default :algorithm_type: parametric :analysis_id: reference :analysis_name: reference :boiler_eff: NECB_Default :btap_batch_version: 1.0.002 :building_type: MidriseApartment :chiller_type: NECB_Default :compute_environment: aws_batch :datapoint_id: 09e9295f-e93a-4f41-bd0a-6fe84daeb955 :daylighting_type: NECB_Default :dcv_type: NECB_Default :door_construction_cond: NECB_Default :ecm_system_name: NECB_Default :electrical_loads_scale: NECB_Default :enable_costing: true :epw_file: CAN_NS_Halifax.Dockyard.713280_CWEC2016.epw :erv_package: NECB_Default :ext_floor_cond: NECB_Default :ext_roof_cond: NECB_Default :ext_wall_cond: NECB_Default :fdwr_set: NECB_Default :fixed_wind_solar_trans: NECB_Default :fixed_window_cond: NECB_Default :furnace_eff: NECB_Default :glass_door_cond: NECB_Default :glass_door_solar_trans: NECB_Default :ground_floor_cond: NECB_Default :ground_roof_cond: NECB_Default :ground_wall_cond: NECB_Default :image_name: btap_private_cli :infiltration_scale: NECB_Default :lights_scale: NECB_Default :lights_type: NECB_Default :nv_delta_temp_in_out: NECB_Default :nv_opening_fraction: NECB_Default :nv_temp_out_min: NECB_Default :nv_type: NECB_Default :oa_scale: NECB_Default :occupancy_loads_scale: NECB_Default :output_meters: [] :output_variables: [] :overhead_door_cond: NECB_Default :primary_heating_fuel: NaturalGas :pv_ground_azimuth_angle: NECB_Default :pv_ground_module_description: NECB_Default :pv_ground_tilt_angle: NECB_Default :pv_ground_total_area_pv_panels_m2: NECB_Default :pv_ground_type: NECB_Default :rotation_degrees: NECB_Default :run_annual_simulation: true :s3_bucket: '834599497928' :scale_x: NECB_Default :scale_y: NECB_Default :scale_z: NECB_Default :shw_eff: NECB_Default :skylight_cond: NECB_Default :skylight_solar_trans: NECB_Default :srr_set: NECB_Default :template: BTAP1980TO2010 | reference | reference | 09e9295f-e93a-4f41-bd0a-6fe84daeb955 | BTAP1980TO2010 | MidriseApartment | NaturalGas | Natural Gas | CAN_NS_Halifax.Dockyard.713280_CWEC2016.epw | parametric |  | NECB_Default | NECB_Default | NECB_Default | NECB_Default | NECB_Default | NECB_Default | NECB_Default | NECB_Default | NECB_Default | NECB_Default | NECB_Default | NECB_Default | NECB_Default | NECB_Default | NECB_Default | NECB_Default | NECB_Default | NECB_Default | NECB_Default | NECB_Default | NECB_Default | NECB_Default | NECB_Default | NECB_Default | NECB_Default | NECB_Default | NECB_Default | NECB_Default | NECB_Default | NECB_Default | NECB_Default | NECB_Default | NECB_Default | NECB_Default | NECB_Default | NECB_Default | NECB_Default | NECB_Default | NECB_Default | NECB_Default | NECB_Default | NECB_Default | NECB_Default | NECB_Default | NECB_Default | aws_batch | 834599497928 | btap_private_cli |  | TRUE | TRUE |  |  | 75.7359 | 7.9202 | 73.8263 | 144.7726 | 3134.61 | 2325.6934 | 20 | MidriseApartment |  |  | 0 | MidriseApartment | 4 |  | 4 | BTAP1980TO2010 | 0.24343 | 9553.837 | 0.77983 | 75.5931 | 27.8547 | 5.3261 | 228.4217 | 118.8679 | HALIFAX | NOVA SCOTIA | 39.3343 | 21.4631 | 0 | 60.7974 | 7.7142 | 5.4175 | 0 | 13.1317 | 0 | 0.015188 | 0 | 0 | 0.19397 | 0.066375 | 0 | 0.32914 | 0.061175 | 0.042943 | 0.43133 | 0.0082881 | 0.6253 | 0.10219 | 16.7542 | 82.9724 | 20 | 0.678 | [5 empty] | 0.267 | 0.426 | 2.95 |  | 0 | Halifax Dockyard | CAN | 112 | 3647 | 44.655 | -63.577 | 6 | 4000 | NS | CAN_NS_Halifax.Dockyard.713280_CWEC2016.epw | 0.6253 | 7.9202 | 75.7359 | 15.0287 | 21.7931 | TRUE | FALSE | FALSE | FALSE | 7.5456 | 6.9636 | 0 | 0 | 0 | 0 | 320.32 | 66.401 | 3.3516 | 0.050475 | 1225 | 0 | 0.6253 | 338 | 338 | 6.25 | 6.25 |  | https://s3.console.aws.amazon.com/s3/buckets/834599497928?region=ca-central-1&prefix=phylroy.lopez/reference/reference/output/09e9295f-e93a-4f41-bd0a-6fe84daeb955/ | 1.0.002
764 |  | TRUE | 443 | 0 | 0 | 436.6542 |  |  |  | 0.1 | 2021-09-22 20:14:46 +0000 | 438c2ebff | 0.2.14 | :adv_dx_units: NECB_Default :airloop_economizer_type: NECB_Default :algorithm_type: parametric :analysis_id: reference :analysis_name: reference :boiler_eff: NECB_Default :btap_batch_version: 1.0.002 :building_type: MidriseApartment :chiller_type: NECB_Default :compute_environment: aws_batch :datapoint_id: cf33db61-cc0d-4cfe-8693-d9554db2ff12 :daylighting_type: NECB_Default :dcv_type: NECB_Default :door_construction_cond: NECB_Default :ecm_system_name: NECB_Default :electrical_loads_scale: NECB_Default :enable_costing: true :epw_file: CAN_AB_Edmonton.Intl.AP.711230_CWEC2016.epw :erv_package: NECB_Default :ext_floor_cond: NECB_Default :ext_roof_cond: NECB_Default :ext_wall_cond: NECB_Default :fdwr_set: NECB_Default :fixed_wind_solar_trans: NECB_Default :fixed_window_cond: NECB_Default :furnace_eff: NECB_Default :glass_door_cond: NECB_Default :glass_door_solar_trans: NECB_Default :ground_floor_cond: NECB_Default :ground_roof_cond: NECB_Default :ground_wall_cond: NECB_Default :image_name: btap_private_cli :infiltration_scale: NECB_Default :lights_scale: NECB_Default :lights_type: NECB_Default :nv_delta_temp_in_out: NECB_Default :nv_opening_fraction: NECB_Default :nv_temp_out_min: NECB_Default :nv_type: NECB_Default :oa_scale: NECB_Default :occupancy_loads_scale: NECB_Default :output_meters: [] :output_variables: [] :overhead_door_cond: NECB_Default :primary_heating_fuel: NaturalGas :pv_ground_azimuth_angle: NECB_Default :pv_ground_module_description: NECB_Default :pv_ground_tilt_angle: NECB_Default :pv_ground_total_area_pv_panels_m2: NECB_Default :pv_ground_type: NECB_Default :rotation_degrees: NECB_Default :run_annual_simulation: true :s3_bucket: '834599497928' :scale_x: NECB_Default :scale_y: NECB_Default :scale_z: NECB_Default :shw_eff: NECB_Default :skylight_cond: NECB_Default :skylight_solar_trans: NECB_Default :srr_set: NECB_Default :template: BTAP1980TO2010 | reference | reference | cf33db61-cc0d-4cfe-8693-d9554db2ff12 | BTAP1980TO2010 | MidriseApartment | NaturalGas | Natural Gas | CAN_AB_Edmonton.Intl.AP.711230_CWEC2016.epw | parametric |  | NECB_Default | NECB_Default | NECB_Default | NECB_Default | NECB_Default | NECB_Default | NECB_Default | NECB_Default | NECB_Default | NECB_Default | NECB_Default | NECB_Default | NECB_Default | NECB_Default | NECB_Default | NECB_Default | NECB_Default | NECB_Default | NECB_Default | NECB_Default | NECB_Default | NECB_Default | NECB_Default | NECB_Default | NECB_Default | NECB_Default | NECB_Default | NECB_Default | NECB_Default | NECB_Default | NECB_Default | NECB_Default | NECB_Default | NECB_Default | NECB_Default | NECB_Default | NECB_Default | NECB_Default | NECB_Default | NECB_Default | NECB_Default | NECB_Default | NECB_Default | NECB_Default | NECB_Default | aws_batch | 834599497928 | btap_private_cli |  | TRUE | TRUE |  |  | 89.4082 | 9.8554 | 98.5733 | 183.0291 | 3134.61 | 2325.6934 | 20 | MidriseApartment |  |  | 0 | MidriseApartment | 4 |  | 4 | BTAP1980TO2010 | 0.24343 | 9553.837 | 0.79845 | 80.9627 | 28.5515 | 5.4034 | 239.1883 | 123.4722 | EDMONTON | ALBERTA | 45.9497 | 27.9379 | 0 | 73.8876 | 4.3551 | 1.9931 | 0 | 6.3482 | 0 | 0.017559 | 0 | 0 | 0.20938 | 0.0783 | 0 | 0.44058 | 0.061175 | 0.042943 | 0.55364 | 0.0094015 | 0.76302 | 0.11306 | 19.7659 | 91.6629 | 20 | 0.678 | [5 empty] | 0.227 | 0.346 | 2.95 |  | 0 | Edmonton Intl AP | CAN | 23 | 5588 | 53.31 | -113.579 | 7a | 5120 | AB | CAN_AB_Edmonton.Intl.AP.711230_CWEC2016.epw | 0.76302 | 9.8554 | 89.4082 | 13.0002 | 19.4691 | TRUE | TRUE | FALSE | FALSE | 10.7099 | 18.2943 | 0 | 0 | 0 | 0 | 354.41 | 66.401 | 3.3516 | 0.050475 | 1225 | 0 | 0.76302 | 552 | 552 | 16.5 | 16.5 |  | https://s3.console.aws.amazon.com/s3/buckets/834599497928?region=ca-central-1&prefix=phylroy.lopez/reference/reference/output/cf33db61-cc0d-4cfe-8693-d9554db2ff12/ | 1.0.002
765 |  | TRUE | 410 | 0 | 0 | 371.8757 |  |  |  | 0.1 | 2021-09-22 20:14:52 +0000 | 438c2ebff | 0.2.14 | :adv_dx_units: NECB_Default :airloop_economizer_type: NECB_Default :algorithm_type: parametric :analysis_id: reference :analysis_name: reference :boiler_eff: NECB_Default :btap_batch_version: 1.0.002 :building_type: LowriseApartment :chiller_type: NECB_Default :compute_environment: aws_batch :datapoint_id: 5b7f2312-5d16-4849-b097-46c76b844fa3 :daylighting_type: NECB_Default :dcv_type: NECB_Default :door_construction_cond: NECB_Default :ecm_system_name: NECB_Default :electrical_loads_scale: NECB_Default :enable_costing: true :epw_file: CAN_QC_Montreal-Trudeau.Intl.AP.716270_CWEC2016.epw :erv_package: NECB_Default :ext_floor_cond: NECB_Default :ext_roof_cond: NECB_Default :ext_wall_cond: NECB_Default :fdwr_set: NECB_Default :fixed_wind_solar_trans: NECB_Default :fixed_window_cond: NECB_Default :furnace_eff: NECB_Default :glass_door_cond: NECB_Default :glass_door_solar_trans: NECB_Default :ground_floor_cond: NECB_Default :ground_roof_cond: NECB_Default :ground_wall_cond: NECB_Default :image_name: btap_private_cli :infiltration_scale: NECB_Default :lights_scale: NECB_Default :lights_type: NECB_Default :nv_delta_temp_in_out: NECB_Default :nv_opening_fraction: NECB_Default :nv_temp_out_min: NECB_Default :nv_type: NECB_Default :oa_scale: NECB_Default :occupancy_loads_scale: NECB_Default :output_meters: [] :output_variables: [] :overhead_door_cond: NECB_Default :primary_heating_fuel: NaturalGas :pv_ground_azimuth_angle: NECB_Default :pv_ground_module_description: NECB_Default :pv_ground_tilt_angle: NECB_Default :pv_ground_total_area_pv_panels_m2: NECB_Default :pv_ground_type: NECB_Default :rotation_degrees: NECB_Default :run_annual_simulation: true :s3_bucket: '834599497928' :scale_x: NECB_Default :scale_y: NECB_Default :scale_z: NECB_Default :shw_eff: NECB_Default :skylight_cond: NECB_Default :skylight_solar_trans: NECB_Default :srr_set: NECB_Default :template: BTAPPRE1980 | reference | reference | 5b7f2312-5d16-4849-b097-46c76b844fa3 | BTAPPRE1980 | LowriseApartment | NaturalGas | Natural Gas | CAN_QC_Montreal-Trudeau.Intl.AP.716270_CWEC2016.epw | parametric |  | NECB_Default | NECB_Default | NECB_Default | NECB_Default | NECB_Default | NECB_Default | NECB_Default | NECB_Default | NECB_Default | NECB_Default | NECB_Default | NECB_Default | NECB_Default | NECB_Default | NECB_Default | NECB_Default | NECB_Default | NECB_Default | NECB_Default | NECB_Default | NECB_Default | NECB_Default | NECB_Default | NECB_Default | NECB_Default | NECB_Default | NECB_Default | NECB_Default | NECB_Default | NECB_Default | NECB_Default | NECB_Default | NECB_Default | NECB_Default | NECB_Default | NECB_Default | NECB_Default | NECB_Default | NECB_Default | NECB_Default | NECB_Default | NECB_Default | NECB_Default | NECB_Default | NECB_Default | aws_batch | 834599497928 | btap_private_cli |  | TRUE | TRUE |  |  | 124.9376 | 23.8579 | 129.0915 | 234.3393 | 1763.22 | 1532.4718 | 37.3 | LowriseApartment |  |  | 2 | LowriseApartment | 3 | 3 | 3 | BTAPPRE1980 | 0.28516 | 5374.0333 | 1.6305 | 107.1439 | 27.1852 | 5.6503 | 295.8312 | 154.2211 | MONTREAL | QUEBEC | 0.10398 | 33.6813 | 0 | 33.7852 | 6.6224 | 8.8225 | 0 | 15.445 | 0 | 0.041441 | 0 | 0 | 0.26758 | 0.10933 | 0 | 0.57891 | 0.059958 | 0.045803 | 0.6818 | 0.011042 | 0.94938 | 0.1029 | 31.3433 | 129.9933 | 37.3 | 0.678 | [5 empty] | 0.267 | 0.823 | 2.95 | 2.95 | 2 | Montreal-Trudeau Intl AP | CAN | 323 | 4090 | 45.471 | -73.741 | 6 | 4400 | QC | CAN_QC_Montreal-Trudeau.Intl.AP.716270_CWEC2016.epw | 0.94938 | 23.8579 | 124.9376 | 15.7594 | 21.7057 | TRUE | FALSE | FALSE | FALSE | 11.5946 | 14.5661 | 0 | 0 | 0 | 0 | 181.43 | 44.4281 | 1.8816 | 0.042351 | 687.71 | 0 | 0.94938 | 1435.75 | 1435.75 | 0.5 | 0.5 |  | https://s3.console.aws.amazon.com/s3/buckets/834599497928?region=ca-central-1&prefix=phylroy.lopez/reference/reference/output/5b7f2312-5d16-4849-b097-46c76b844fa3/ | 1.0.002
766 |  | TRUE | 395 | 0 | 0 | 372.4224 |  |  |  | 0.1 | 2021-09-22 20:15:19 +0000 | 438c2ebff | 0.2.14 | :adv_dx_units: NECB_Default :airloop_economizer_type: NECB_Default :algorithm_type: parametric :analysis_id: reference :analysis_name: reference :boiler_eff: NECB_Default :btap_batch_version: 1.0.002 :building_type: LowriseApartment :chiller_type: NECB_Default :compute_environment: aws_batch :datapoint_id: b149e28c-5bbc-43ba-8309-7f45a288fd87 :daylighting_type: NECB_Default :dcv_type: NECB_Default :door_construction_cond: NECB_Default :ecm_system_name: NECB_Default :electrical_loads_scale: NECB_Default :enable_costing: true :epw_file: CAN_AB_Edmonton.Intl.AP.711230_CWEC2016.epw :erv_package: NECB_Default :ext_floor_cond: NECB_Default :ext_roof_cond: NECB_Default :ext_wall_cond: NECB_Default :fdwr_set: NECB_Default :fixed_wind_solar_trans: NECB_Default :fixed_window_cond: NECB_Default :furnace_eff: NECB_Default :glass_door_cond: NECB_Default :glass_door_solar_trans: NECB_Default :ground_floor_cond: NECB_Default :ground_roof_cond: NECB_Default :ground_wall_cond: NECB_Default :image_name: btap_private_cli :infiltration_scale: NECB_Default :lights_scale: NECB_Default :lights_type: NECB_Default :nv_delta_temp_in_out: NECB_Default :nv_opening_fraction: NECB_Default :nv_temp_out_min: NECB_Default :nv_type: NECB_Default :oa_scale: NECB_Default :occupancy_loads_scale: NECB_Default :output_meters: [] :output_variables: [] :overhead_door_cond: NECB_Default :primary_heating_fuel: NaturalGas :pv_ground_azimuth_angle: NECB_Default :pv_ground_module_description: NECB_Default :pv_ground_tilt_angle: NECB_Default :pv_ground_total_area_pv_panels_m2: NECB_Default :pv_ground_type: NECB_Default :rotation_degrees: NECB_Default :run_annual_simulation: true :s3_bucket: '834599497928' :scale_x: NECB_Default :scale_y: NECB_Default :scale_z: NECB_Default :shw_eff: NECB_Default :skylight_cond: NECB_Default :skylight_solar_trans: NECB_Default :srr_set: NECB_Default :template: BTAPPRE1980 | reference | reference | b149e28c-5bbc-43ba-8309-7f45a288fd87 | BTAPPRE1980 | LowriseApartment | NaturalGas | Natural Gas | CAN_AB_Edmonton.Intl.AP.711230_CWEC2016.epw | parametric |  | NECB_Default | NECB_Default | NECB_Default | NECB_Default | NECB_Default | NECB_Default | NECB_Default | NECB_Default | NECB_Default | NECB_Default | NECB_Default | NECB_Default | NECB_Default | NECB_Default | NECB_Default | NECB_Default | NECB_Default | NECB_Default | NECB_Default | NECB_Default | NECB_Default | NECB_Default | NECB_Default | NECB_Default | NECB_Default | NECB_Default | NECB_Default | NECB_Default | NECB_Default | NECB_Default | NECB_Default | NECB_Default | NECB_Default | NECB_Default | NECB_Default | NECB_Default | NECB_Default | NECB_Default | NECB_Default | NECB_Default | NECB_Default | NECB_Default | NECB_Default | NECB_Default | NECB_Default | aws_batch | 834599497928 | btap_private_cli |  | TRUE | TRUE |  |  | 116.8618 | 16.1196 | 138.5234 | 250.6903 | 1763.22 | 1532.4718 | 37.3 | LowriseApartment |  |  | 2 | LowriseApartment | 3 | 3 | 3 | BTAPPRE1980 | 0.28516 | 5374.0333 | 1.6841 | 110.1559 | 29.6085 | 5.7977 | 307.1817 | 159.9355 | EDMONTON | ALBERTA | 60.1784 | 37.0406 | 0 | 97.219 | 5.7037 | 2.6425 | 0 | 8.3462 | 0 | 0.032849 | 0 | 0 | 0.27421 | 0.12301 | 0 | 0.6216 | 0.059958 | 0.045803 | 0.73403 | 0.012596 | 1.0082 | 0.11244 | 24.7097 | 119.1059 | 37.3 | 0.678 | [5 empty] | 0.227 | 0.772 | 2.95 | 2.95 | 2 | Edmonton Intl AP | CAN | 23 | 5588 | 53.31 | -113.579 | 7a | 5120 | AB | CAN_AB_Edmonton.Intl.AP.711230_CWEC2016.epw | 1.0083 | 16.1196 | 116.8618 | 11.3179 | 19.255 | TRUE | FALSE | FALSE | FALSE | 10.3423 | 18.4256 | 0 | 0 | 0 | 0 | 198.25 | 44.4281 | 1.8816 | 0.042351 | 687.71 | 0 | 1.0082 | 1354.75 | 1354.75 | 3 | 3 |  | https://s3.console.aws.amazon.com/s3/buckets/834599497928?region=ca-central-1&prefix=phylroy.lopez/reference/reference/output/b149e28c-5bbc-43ba-8309-7f45a288fd87/ | 1.0.002
767 |  | TRUE | 393 | 0 | 0 | 434.2694 |  |  |  | 0.1 | 2021-09-22 20:14:54 +0000 | 438c2ebff | 0.2.14 | :adv_dx_units: NECB_Default :airloop_economizer_type: NECB_Default :algorithm_type: parametric :analysis_id: reference :analysis_name: reference :boiler_eff: NECB_Default :btap_batch_version: 1.0.002 :building_type: MidriseApartment :chiller_type: NECB_Default :compute_environment: aws_batch :datapoint_id: 0226d370-7493-4ce6-b93c-435daffe495f :daylighting_type: NECB_Default :dcv_type: NECB_Default :door_construction_cond: NECB_Default :ecm_system_name: NECB_Default :electrical_loads_scale: NECB_Default :enable_costing: true :epw_file: CAN_BC_Vancouver.Intl.AP.718920_CWEC2016.epw :erv_package: NECB_Default :ext_floor_cond: NECB_Default :ext_roof_cond: NECB_Default :ext_wall_cond: NECB_Default :fdwr_set: NECB_Default :fixed_wind_solar_trans: NECB_Default :fixed_window_cond: NECB_Default :furnace_eff: NECB_Default :glass_door_cond: NECB_Default :glass_door_solar_trans: NECB_Default :ground_floor_cond: NECB_Default :ground_roof_cond: NECB_Default :ground_wall_cond: NECB_Default :image_name: btap_private_cli :infiltration_scale: NECB_Default :lights_scale: NECB_Default :lights_type: NECB_Default :nv_delta_temp_in_out: NECB_Default :nv_opening_fraction: NECB_Default :nv_temp_out_min: NECB_Default :nv_type: NECB_Default :oa_scale: NECB_Default :occupancy_loads_scale: NECB_Default :output_meters: [] :output_variables: [] :overhead_door_cond: NECB_Default :primary_heating_fuel: NaturalGas :pv_ground_azimuth_angle: NECB_Default :pv_ground_module_description: NECB_Default :pv_ground_tilt_angle: NECB_Default :pv_ground_total_area_pv_panels_m2: NECB_Default :pv_ground_type: NECB_Default :rotation_degrees: NECB_Default :run_annual_simulation: true :s3_bucket: '834599497928' :scale_x: NECB_Default :scale_y: NECB_Default :scale_z: NECB_Default :shw_eff: NECB_Default :skylight_cond: NECB_Default :skylight_solar_trans: NECB_Default :srr_set: NECB_Default :template: BTAP1980TO2010 | reference | reference | 0226d370-7493-4ce6-b93c-435daffe495f | BTAP1980TO2010 | MidriseApartment | NaturalGas | Natural Gas | CAN_BC_Vancouver.Intl.AP.718920_CWEC2016.epw | parametric |  | NECB_Default | NECB_Default | NECB_Default | NECB_Default | NECB_Default | NECB_Default | NECB_Default | NECB_Default | NECB_Default | NECB_Default | NECB_Default | NECB_Default | NECB_Default | NECB_Default | NECB_Default | NECB_Default | NECB_Default | NECB_Default | NECB_Default | NECB_Default | NECB_Default | NECB_Default | NECB_Default | NECB_Default | NECB_Default | NECB_Default | NECB_Default | NECB_Default | NECB_Default | NECB_Default | NECB_Default | NECB_Default | NECB_Default | NECB_Default | NECB_Default | NECB_Default | NECB_Default | NECB_Default | NECB_Default | NECB_Default | NECB_Default | NECB_Default | NECB_Default | NECB_Default | NECB_Default | aws_batch | 834599497928 | btap_private_cli |  | TRUE | TRUE |  |  | 47.893 | 7.9398 | 60.945 | 124.3704 | 3134.61 | 2325.6934 | 20 | MidriseApartment |  |  | 0 | MidriseApartment | 4 |  | 4 | BTAP1980TO2010 | 0.24343 | 9553.837 | 0.84372 | 64.5664 | 25.5279 | 5.3539 | 214.9985 | 118.7066 | VANCOUVER | BRITISH COLUMBIA | 0.51695 | 18.6251 | 0 | 19.142 | 5.1623 | 4.1784 | 0 | 9.3406 | 0 | 0.012866 | 0 | 0 | 0.18241 | 0.058205 | 0 | 0.27158 | 0.061175 | 0.042943 | 0.36944 | 0.0072226 | 0.55185 | 0.097856 | 17.5296 | 52.5274 | 20 | 0.678 | [5 empty] | 0.363 | 0.568 | 4.09 |  | 0 | Vancouver Intl AP | CAN | 42 | 2797 | 49.195 | -123.184 | 4 | 2800 | BC | CAN_BC_Vancouver.Intl.AP.718920_CWEC2016.epw | 0.55185 | 7.9398 | 47.893 | 12.8559 | 23.8037 | TRUE | TRUE | FALSE | FALSE | 10.3323 | 7.0394 | 0 | 0 | 0 | 0 | 306.74 | 66.401 | 3.3516 | 0.050475 | 1225 | 0 | 0.55185 | 180.25 | 180 | 22.5 | 22.5 |  | https://s3.console.aws.amazon.com/s3/buckets/834599497928?region=ca-central-1&prefix=phylroy.lopez/reference/reference/output/0226d370-7493-4ce6-b93c-435daffe495f/ | 1.0.002
768 |  | TRUE | 398 | 0 | 0 | 373.5125 |  |  |  | 0.1 | 2021-09-22 20:14:39 +0000 | 438c2ebff | 0.2.14 | :adv_dx_units: NECB_Default :airloop_economizer_type: NECB_Default :algorithm_type: parametric :analysis_id: reference :analysis_name: reference :boiler_eff: NECB_Default :btap_batch_version: 1.0.002 :building_type: LowriseApartment :chiller_type: NECB_Default :compute_environment: aws_batch :datapoint_id: 13e961cd-d20b-4e3d-92cf-6adaf7f600ef :daylighting_type: NECB_Default :dcv_type: NECB_Default :door_construction_cond: NECB_Default :ecm_system_name: NECB_Default :electrical_loads_scale: NECB_Default :enable_costing: true :epw_file: CAN_AB_Edmonton.Intl.AP.711230_CWEC2016.epw :erv_package: NECB_Default :ext_floor_cond: NECB_Default :ext_roof_cond: NECB_Default :ext_wall_cond: NECB_Default :fdwr_set: NECB_Default :fixed_wind_solar_trans: NECB_Default :fixed_window_cond: NECB_Default :furnace_eff: NECB_Default :glass_door_cond: NECB_Default :glass_door_solar_trans: NECB_Default :ground_floor_cond: NECB_Default :ground_roof_cond: NECB_Default :ground_wall_cond: NECB_Default :image_name: btap_private_cli :infiltration_scale: NECB_Default :lights_scale: NECB_Default :lights_type: NECB_Default :nv_delta_temp_in_out: NECB_Default :nv_opening_fraction: NECB_Default :nv_temp_out_min: NECB_Default :nv_type: NECB_Default :oa_scale: NECB_Default :occupancy_loads_scale: NECB_Default :output_meters: [] :output_variables: [] :overhead_door_cond: NECB_Default :primary_heating_fuel: Electricity :pv_ground_azimuth_angle: NECB_Default :pv_ground_module_description: NECB_Default :pv_ground_tilt_angle: NECB_Default :pv_ground_total_area_pv_panels_m2: NECB_Default :pv_ground_type: NECB_Default :rotation_degrees: NECB_Default :run_annual_simulation: true :s3_bucket: '834599497928' :scale_x: NECB_Default :scale_y: NECB_Default :scale_z: NECB_Default :shw_eff: NECB_Default :skylight_cond: NECB_Default :skylight_solar_trans: NECB_Default :srr_set: NECB_Default :template: BTAPPRE1980 | reference | reference | 13e961cd-d20b-4e3d-92cf-6adaf7f600ef | BTAPPRE1980 | LowriseApartment | Electricity | Electricity | CAN_AB_Edmonton.Intl.AP.711230_CWEC2016.epw | parametric |  | NECB_Default | NECB_Default | NECB_Default | NECB_Default | NECB_Default | NECB_Default | NECB_Default | NECB_Default | NECB_Default | NECB_Default | NECB_Default | NECB_Default | NECB_Default | NECB_Default | NECB_Default | NECB_Default | NECB_Default | NECB_Default | NECB_Default | NECB_Default | NECB_Default | NECB_Default | NECB_Default | NECB_Default | NECB_Default | NECB_Default | NECB_Default | NECB_Default | NECB_Default | NECB_Default | NECB_Default | NECB_Default | NECB_Default | NECB_Default | NECB_Default | NECB_Default | NECB_Default | NECB_Default | NECB_Default | NECB_Default | NECB_Default | NECB_Default | NECB_Default | NECB_Default | NECB_Default | aws_batch | 834599497928 | btap_private_cli |  | TRUE | TRUE |  |  | 93.7566 | 16.1197 | 138.525 | 206.3318 | 1763.22 | 1532.4718 | 37.3 | LowriseApartment |  |  | 2 | LowriseApartment | 3 | 3 | 3 | BTAPPRE1980 | 0.28516 | 5374.0333 | 1.6841 | 60.3409 | 29.6085 | 10.0238 | 226.3378 | 124.6805 | EDMONTON | ALBERTA | 186.2207 | 0 | 0 | 186.2207 | 17.6498 | 0 | 0 | 17.6498 | 0 | 0.032849 | 0 | 0 | 0.84856 | 0.12286 | 0 | 0.49869 | 0.059958 | 0.045803 | 0 | 0.00014746 | 0.84856 | 0.088248 | 107.0422 | 0 | 37.3 | 0.678 | [5 empty] | 0.227 | 0.772 | 2.95 | 2.95 | 2 | Edmonton Intl AP | CAN | 23 | 5588 | 53.31 | -113.579 | 7a | 5120 | AB | CAN_AB_Edmonton.Intl.AP.711230_CWEC2016.epw | 0.84855 | 16.1197 | 93.7566 | 11.3179 | 19.255 | TRUE | FALSE | FALSE | FALSE | 10.3423 | 18.4256 | 0 | 0.42572 | 0.0095822 | 155.6 | 0 | 44.4281 | 1.8816 | 0.042351 | 687.71 | 0 | 0.84856 | 1354.5 | 1354.5 | 3 | 3 |  | https://s3.console.aws.amazon.com/s3/buckets/834599497928?region=ca-central-1&prefix=phylroy.lopez/reference/reference/output/13e961cd-d20b-4e3d-92cf-6adaf7f600ef/ | 1.0.002
769 |  | TRUE | 379 | 0 | 0 | 374.5703 |  |  |  | 0.1 | 2021-09-22 20:15:37 +0000 | 438c2ebff | 0.2.14 | :adv_dx_units: NECB_Default :airloop_economizer_type: NECB_Default :algorithm_type: parametric :analysis_id: reference :analysis_name: reference :boiler_eff: NECB_Default :btap_batch_version: 1.0.002 :building_type: LowriseApartment :chiller_type: NECB_Default :compute_environment: aws_batch :datapoint_id: bdf25eba-17eb-4d1d-aba0-6995f00bbf5d :daylighting_type: NECB_Default :dcv_type: NECB_Default :door_construction_cond: NECB_Default :ecm_system_name: NECB_Default :electrical_loads_scale: NECB_Default :enable_costing: true :epw_file: CAN_AB_Calgary.Intl.AP.718770_CWEC2016.epw :erv_package: NECB_Default :ext_floor_cond: NECB_Default :ext_roof_cond: NECB_Default :ext_wall_cond: NECB_Default :fdwr_set: NECB_Default :fixed_wind_solar_trans: NECB_Default :fixed_window_cond: NECB_Default :furnace_eff: NECB_Default :glass_door_cond: NECB_Default :glass_door_solar_trans: NECB_Default :ground_floor_cond: NECB_Default :ground_roof_cond: NECB_Default :ground_wall_cond: NECB_Default :image_name: btap_private_cli :infiltration_scale: NECB_Default :lights_scale: NECB_Default :lights_type: NECB_Default :nv_delta_temp_in_out: NECB_Default :nv_opening_fraction: NECB_Default :nv_temp_out_min: NECB_Default :nv_type: NECB_Default :oa_scale: NECB_Default :occupancy_loads_scale: NECB_Default :output_meters: [] :output_variables: [] :overhead_door_cond: NECB_Default :primary_heating_fuel: NaturalGas :pv_ground_azimuth_angle: NECB_Default :pv_ground_module_description: NECB_Default :pv_ground_tilt_angle: NECB_Default :pv_ground_total_area_pv_panels_m2: NECB_Default :pv_ground_type: NECB_Default :rotation_degrees: NECB_Default :run_annual_simulation: true :s3_bucket: '834599497928' :scale_x: NECB_Default :scale_y: NECB_Default :scale_z: NECB_Default :shw_eff: NECB_Default :skylight_cond: NECB_Default :skylight_solar_trans: NECB_Default :srr_set: NECB_Default :template: BTAPPRE1980 | reference | reference | bdf25eba-17eb-4d1d-aba0-6995f00bbf5d | BTAPPRE1980 | LowriseApartment | NaturalGas | Natural Gas | CAN_AB_Calgary.Intl.AP.718770_CWEC2016.epw | parametric |  | NECB_Default | NECB_Default | NECB_Default | NECB_Default | NECB_Default | NECB_Default | NECB_Default | NECB_Default | NECB_Default | NECB_Default | NECB_Default | NECB_Default | NECB_Default | NECB_Default | NECB_Default | NECB_Default | NECB_Default | NECB_Default | NECB_Default | NECB_Default | NECB_Default | NECB_Default | NECB_Default | NECB_Default | NECB_Default | NECB_Default | NECB_Default | NECB_Default | NECB_Default | NECB_Default | NECB_Default | NECB_Default | NECB_Default | NECB_Default | NECB_Default | NECB_Default | NECB_Default | NECB_Default | NECB_Default | NECB_Default | NECB_Default | NECB_Default | NECB_Default | NECB_Default | NECB_Default | aws_batch | 834599497928 | btap_private_cli |  | TRUE | TRUE |  |  | 102.2487 | 19.0083 | 112.7498 | 217.5581 | 1763.22 | 1532.4718 | 37.3 | LowriseApartment |  |  | 2 | LowriseApartment | 3 | 3 | 3 | BTAPPRE1980 | 0.28516 | 5374.0333 | 1.6899 | 107.7271 | 28.5338 | 5.7926 | 306.6429 | 162.8996 | CALGARY | ALBERTA | 60.7011 | 30.9018 | 0 | 91.6029 | 5.7532 | 2.2046 | 0 | 7.9578 | 0 | 0.036036 | 0 | 0 | 0.27659 | 0.12272 | 0 | 0.50447 | 0.059958 | 0.045803 | 0.61238 | 0.012069 | 0.88897 | 0.1079 | 26.7674 | 107.8974 | 37.3 | 0.678 | [5 empty] | 0.227 | 0.772 | 2.95 | 2.95 | 2 | Calgary Intl AP | CAN | 64 | 4781 | 51.114 | -114.02 | 7a | 5000 | AB | CAN_AB_Calgary.Intl.AP.718770_CWEC2016.epw | 0.88897 | 19.0083 | 102.2487 | 11.0806 | 21.0517 | TRUE | FALSE | FALSE | FALSE | 11.2505 | 16.1349 | 0 | 0 | 0 | 0 | 190.26 | 44.4281 | 1.8816 | 0.042351 | 687.71 | 0 | 0.88897 | 1532 | 1532 | 0 | 0 |  | https://s3.console.aws.amazon.com/s3/buckets/834599497928?region=ca-central-1&prefix=phylroy.lopez/reference/reference/output/bdf25eba-17eb-4d1d-aba0-6995f00bbf5d/ | 1.0.002
770 |  | TRUE | 357 | 0 | 0 | 374.8378 |  |  |  | 0.1 | 2021-09-22 20:15:07 +0000 | 438c2ebff | 0.2.14 | :adv_dx_units: NECB_Default :airloop_economizer_type: NECB_Default :algorithm_type: parametric :analysis_id: reference :analysis_name: reference :boiler_eff: NECB_Default :btap_batch_version: 1.0.002 :building_type: LowriseApartment :chiller_type: NECB_Default :compute_environment: aws_batch :datapoint_id: 89f37038-dde5-4347-855f-dc678b5b38ba :daylighting_type: NECB_Default :dcv_type: NECB_Default :door_construction_cond: NECB_Default :ecm_system_name: NECB_Default :electrical_loads_scale: NECB_Default :enable_costing: true :epw_file: CAN_BC_Vancouver.Intl.AP.718920_CWEC2016.epw :erv_package: NECB_Default :ext_floor_cond: NECB_Default :ext_roof_cond: NECB_Default :ext_wall_cond: NECB_Default :fdwr_set: NECB_Default :fixed_wind_solar_trans: NECB_Default :fixed_window_cond: NECB_Default :furnace_eff: NECB_Default :glass_door_cond: NECB_Default :glass_door_solar_trans: NECB_Default :ground_floor_cond: NECB_Default :ground_roof_cond: NECB_Default :ground_wall_cond: NECB_Default :image_name: btap_private_cli :infiltration_scale: NECB_Default :lights_scale: NECB_Default :lights_type: NECB_Default :nv_delta_temp_in_out: NECB_Default :nv_opening_fraction: NECB_Default :nv_temp_out_min: NECB_Default :nv_type: NECB_Default :oa_scale: NECB_Default :occupancy_loads_scale: NECB_Default :output_meters: [] :output_variables: [] :overhead_door_cond: NECB_Default :primary_heating_fuel: NaturalGas :pv_ground_azimuth_angle: NECB_Default :pv_ground_module_description: NECB_Default :pv_ground_tilt_angle: NECB_Default :pv_ground_total_area_pv_panels_m2: NECB_Default :pv_ground_type: NECB_Default :rotation_degrees: NECB_Default :run_annual_simulation: true :s3_bucket: '834599497928' :scale_x: NECB_Default :scale_y: NECB_Default :scale_z: NECB_Default :shw_eff: NECB_Default :skylight_cond: NECB_Default :skylight_solar_trans: NECB_Default :srr_set: NECB_Default :template: BTAPPRE1980 | reference | reference | 89f37038-dde5-4347-855f-dc678b5b38ba | BTAPPRE1980 | LowriseApartment | NaturalGas | Natural Gas | CAN_BC_Vancouver.Intl.AP.718920_CWEC2016.epw | parametric |  | NECB_Default | NECB_Default | NECB_Default | NECB_Default | NECB_Default | NECB_Default | NECB_Default | NECB_Default | NECB_Default | NECB_Default | NECB_Default | NECB_Default | NECB_Default | NECB_Default | NECB_Default | NECB_Default | NECB_Default | NECB_Default | NECB_Default | NECB_Default | NECB_Default | NECB_Default | NECB_Default | NECB_Default | NECB_Default | NECB_Default | NECB_Default | NECB_Default | NECB_Default | NECB_Default | NECB_Default | NECB_Default | NECB_Default | NECB_Default | NECB_Default | NECB_Default | NECB_Default | NECB_Default | NECB_Default | NECB_Default | NECB_Default | NECB_Default | NECB_Default | NECB_Default | NECB_Default | aws_batch | 834599497928 | btap_private_cli |  | TRUE | TRUE |  |  | 63.8851 | 12.6343 | 88.0365 | 170.8238 | 1763.22 | 1532.4718 | 37.3 | LowriseApartment |  |  | 2 | LowriseApartment | 3 | 3 | 3 | BTAPPRE1980 | 0.28516 | 5374.0333 | 1.7796 | 97.4531 | 26.4762 | 5.7215 | 292.4636 | 161.0333 | VANCOUVER | BRITISH COLUMBIA | 0.64796 | 24.8086 | 0 | 25.4566 | 6.4705 | 5.5656 | 0 | 12.0361 | 0 | 0.023208 | 0 | 0 | 0.22864 | 0.090573 | 0 | 0.39476 | 0.059958 | 0.045803 | 0.49209 | 0.009097 | 0.72073 | 0.097328 | 21.2549 | 68.2775 | 37.3 | 0.678 | [5 empty] | 0.363 | 0.994 | 4.09 | 4.09 | 2 | Vancouver Intl AP | CAN | 42 | 2797 | 49.195 | -123.184 | 4 | 2800 | BC | CAN_BC_Vancouver.Intl.AP.718920_CWEC2016.epw | 0.72073 | 12.6343 | 63.8851 | 11.1401 | 23.0821 | TRUE | FALSE | FALSE | FALSE | 9.8952 | 6.9062 | 0 | 0 | 0 | 0 | 171.61 | 44.4281 | 1.8816 | 0.042351 | 687.71 | 0 | 0.72073 | 1105.75 | 1105.75 | 9.75 | 9.75 |  | https://s3.console.aws.amazon.com/s3/buckets/834599497928?region=ca-central-1&prefix=phylroy.lopez/reference/reference/output/89f37038-dde5-4347-855f-dc678b5b38ba/ | 1.0.002
771 |  | TRUE | 397 | 0 | 0 | 372.4613 |  |  |  | 0.1 | 2021-09-22 20:14:55 +0000 | 438c2ebff | 0.2.14 | :adv_dx_units: NECB_Default :airloop_economizer_type: NECB_Default :algorithm_type: parametric :analysis_id: reference :analysis_name: reference :boiler_eff: NECB_Default :btap_batch_version: 1.0.002 :building_type: LowriseApartment :chiller_type: NECB_Default :compute_environment: aws_batch :datapoint_id: debae41b-3831-4e12-96b0-aa1d7ef62322 :daylighting_type: NECB_Default :dcv_type: NECB_Default :door_construction_cond: NECB_Default :ecm_system_name: NECB_Default :electrical_loads_scale: NECB_Default :enable_costing: true :epw_file: CAN_AB_Edmonton.Intl.AP.711230_CWEC2016.epw :erv_package: NECB_Default :ext_floor_cond: NECB_Default :ext_roof_cond: NECB_Default :ext_wall_cond: NECB_Default :fdwr_set: NECB_Default :fixed_wind_solar_trans: NECB_Default :fixed_window_cond: NECB_Default :furnace_eff: NECB_Default :glass_door_cond: NECB_Default :glass_door_solar_trans: NECB_Default :ground_floor_cond: NECB_Default :ground_roof_cond: NECB_Default :ground_wall_cond: NECB_Default :image_name: btap_private_cli :infiltration_scale: NECB_Default :lights_scale: NECB_Default :lights_type: NECB_Default :nv_delta_temp_in_out: NECB_Default :nv_opening_fraction: NECB_Default :nv_temp_out_min: NECB_Default :nv_type: NECB_Default :oa_scale: NECB_Default :occupancy_loads_scale: NECB_Default :output_meters: [] :output_variables: [] :overhead_door_cond: NECB_Default :primary_heating_fuel: NaturalGas :pv_ground_azimuth_angle: NECB_Default :pv_ground_module_description: NECB_Default :pv_ground_tilt_angle: NECB_Default :pv_ground_total_area_pv_panels_m2: NECB_Default :pv_ground_type: NECB_Default :rotation_degrees: NECB_Default :run_annual_simulation: true :s3_bucket: '834599497928' :scale_x: NECB_Default :scale_y: NECB_Default :scale_z: NECB_Default :shw_eff: NECB_Default :skylight_cond: NECB_Default :skylight_solar_trans: NECB_Default :srr_set: NECB_Default :template: BTAP1980TO2010 | reference | reference | debae41b-3831-4e12-96b0-aa1d7ef62322 | BTAP1980TO2010 | LowriseApartment | NaturalGas | Natural Gas | CAN_AB_Edmonton.Intl.AP.711230_CWEC2016.epw | parametric |  | NECB_Default | NECB_Default | NECB_Default | NECB_Default | NECB_Default | NECB_Default | NECB_Default | NECB_Default | NECB_Default | NECB_Default | NECB_Default | NECB_Default | NECB_Default | NECB_Default | NECB_Default | NECB_Default | NECB_Default | NECB_Default | NECB_Default | NECB_Default | NECB_Default | NECB_Default | NECB_Default | NECB_Default | NECB_Default | NECB_Default | NECB_Default | NECB_Default | NECB_Default | NECB_Default | NECB_Default | NECB_Default | NECB_Default | NECB_Default | NECB_Default | NECB_Default | NECB_Default | NECB_Default | NECB_Default | NECB_Default | NECB_Default | NECB_Default | NECB_Default | NECB_Default | NECB_Default | aws_batch | 834599497928 | btap_private_cli |  | TRUE | TRUE |  |  | 110.7804 | 16.153 | 129.9186 | 238.8354 | 1763.22 | 1532.4718 | 37.3 | LowriseApartment |  |  | 2 | LowriseApartment | 3 | 3 | 3 | BTAP1980TO2010 | 0.28516 | 5374.0333 | 1.6841 | 103.4207 | 29.6085 | 5.7977 | 300.4466 | 159.9355 | EDMONTON | ALBERTA | 59.1341 | 35.1271 | 0 | 94.2612 | 5.6047 | 2.506 | 0 | 8.1107 | 0 | 0.034993 | 0 | 0 | 0.26946 | 0.11694 | 0 | 0.58369 | 0.059958 | 0.045803 | 0.69611 | 0.011763 | 0.96557 | 0.11242 | 24.4592 | 113.024 | 37.3 | 0.678 | [5 empty] | 0.227 | 0.346 | 2.95 | 2.95 | 2 | Edmonton Intl AP | CAN | 23 | 5588 | 53.31 | -113.579 | 7a | 5120 | AB | CAN_AB_Edmonton.Intl.AP.711230_CWEC2016.epw | 0.96557 | 16.153 | 110.7804 | 11.3179 | 19.255 | TRUE | FALSE | FALSE | FALSE | 10.3423 | 18.4256 | 0 | 0 | 0 | 0 | 198.22 | 44.4281 | 1.8816 | 0.042351 | 687.71 | 0 | 0.96557 | 1502.25 | 1502.25 | 4.25 | 4.25 |  | https://s3.console.aws.amazon.com/s3/buckets/834599497928?region=ca-central-1&prefix=phylroy.lopez/reference/reference/output/debae41b-3831-4e12-96b0-aa1d7ef62322/ | 1.0.002
772 |  | TRUE | 421 | 0 | 0 | 435.4705 |  |  |  | 0.1 | 2021-09-22 20:14:25 +0000 | 438c2ebff | 0.2.14 | :adv_dx_units: NECB_Default :airloop_economizer_type: NECB_Default :algorithm_type: parametric :analysis_id: reference :analysis_name: reference :boiler_eff: NECB_Default :btap_batch_version: 1.0.002 :building_type: MidriseApartment :chiller_type: NECB_Default :compute_environment: aws_batch :datapoint_id: 084a9357-74f9-4e38-abd1-e6aec8b5af1b :daylighting_type: NECB_Default :dcv_type: NECB_Default :door_construction_cond: NECB_Default :ecm_system_name: NECB_Default :electrical_loads_scale: NECB_Default :enable_costing: true :epw_file: CAN_AB_Calgary.Intl.AP.718770_CWEC2016.epw :erv_package: NECB_Default :ext_floor_cond: NECB_Default :ext_roof_cond: NECB_Default :ext_wall_cond: NECB_Default :fdwr_set: NECB_Default :fixed_wind_solar_trans: NECB_Default :fixed_window_cond: NECB_Default :furnace_eff: NECB_Default :glass_door_cond: NECB_Default :glass_door_solar_trans: NECB_Default :ground_floor_cond: NECB_Default :ground_roof_cond: NECB_Default :ground_wall_cond: NECB_Default :image_name: btap_private_cli :infiltration_scale: NECB_Default :lights_scale: NECB_Default :lights_type: NECB_Default :nv_delta_temp_in_out: NECB_Default :nv_opening_fraction: NECB_Default :nv_temp_out_min: NECB_Default :nv_type: NECB_Default :oa_scale: NECB_Default :occupancy_loads_scale: NECB_Default :output_meters: [] :output_variables: [] :overhead_door_cond: NECB_Default :primary_heating_fuel: NaturalGas :pv_ground_azimuth_angle: NECB_Default :pv_ground_module_description: NECB_Default :pv_ground_tilt_angle: NECB_Default :pv_ground_total_area_pv_panels_m2: NECB_Default :pv_ground_type: NECB_Default :rotation_degrees: NECB_Default :run_annual_simulation: true :s3_bucket: '834599497928' :scale_x: NECB_Default :scale_y: NECB_Default :scale_z: NECB_Default :shw_eff: NECB_Default :skylight_cond: NECB_Default :skylight_solar_trans: NECB_Default :srr_set: NECB_Default :template: BTAP1980TO2010 | reference | reference | 084a9357-74f9-4e38-abd1-e6aec8b5af1b | BTAP1980TO2010 | MidriseApartment | NaturalGas | Natural Gas | CAN_AB_Calgary.Intl.AP.718770_CWEC2016.epw | parametric |  | NECB_Default | NECB_Default | NECB_Default | NECB_Default | NECB_Default | NECB_Default | NECB_Default | NECB_Default | NECB_Default | NECB_Default | NECB_Default | NECB_Default | NECB_Default | NECB_Default | NECB_Default | NECB_Default | NECB_Default | NECB_Default | NECB_Default | NECB_Default | NECB_Default | NECB_Default | NECB_Default | NECB_Default | NECB_Default | NECB_Default | NECB_Default | NECB_Default | NECB_Default | NECB_Default | NECB_Default | NECB_Default | NECB_Default | NECB_Default | NECB_Default | NECB_Default | NECB_Default | NECB_Default | NECB_Default | NECB_Default | NECB_Default | NECB_Default | NECB_Default | NECB_Default | NECB_Default | aws_batch | 834599497928 | btap_private_cli |  | TRUE | TRUE |  |  | 76.3429 | 12.4189 | 80.4061 | 159.264 | 3134.61 | 2325.6934 | 20 | MidriseApartment |  |  | 0 | MidriseApartment | 4 |  | 4 | BTAP1980TO2010 | 0.24343 | 9553.837 | 0.8012 | 80.4502 | 27.5171 | 5.4022 | 236.6754 | 122.5047 | CALGARY | ALBERTA | 46.2557 | 23.5503 | 0 | 69.806 | 4.3841 | 1.6801 | 0 | 6.0642 | 0 | 0.019179 | 0 | 0 | 0.21077 | 0.078364 | 0 | 0.35816 | 0.061175 | 0.042943 | 0.4667 | 0.0091112 | 0.67747 | 0.10853 | 19.4549 | 82.1135 | 20 | 0.678 | [5 empty] | 0.227 | 0.346 | 2.95 |  | 0 | Calgary Intl AP | CAN | 64 | 4781 | 51.114 | -114.02 | 7a | 5000 | AB | CAN_AB_Calgary.Intl.AP.718770_CWEC2016.epw | 0.67747 | 12.4189 | 76.3429 | 12.7332 | 21.4005 | TRUE | FALSE | FALSE | FALSE | 11.5967 | 16.0446 | 0 | 0 | 0 | 0 | 340.21 | 66.401 | 3.3516 | 0.050475 | 1225 | 0 | 0.67747 | 638.75 | 638.75 | 1.25 | 1.25 |  | https://s3.console.aws.amazon.com/s3/buckets/834599497928?region=ca-central-1&prefix=phylroy.lopez/reference/reference/output/084a9357-74f9-4e38-abd1-e6aec8b5af1b/ | 1.0.002
773 |  | TRUE | 270 | 0 | 0 | 1217.9111 |  |  |  | 0.1 | 2021-09-22 20:15:19 +0000 | 438c2ebff | 0.2.14 | :adv_dx_units: NECB_Default :airloop_economizer_type: NECB_Default :algorithm_type: parametric :analysis_id: reference :analysis_name: reference :boiler_eff: NECB_Default :btap_batch_version: 1.0.002 :building_type: LargeOffice :chiller_type: NECB_Default :compute_environment: aws_batch :datapoint_id: 3664202c-2755-49c0-9699-88ef91e2fa8d :daylighting_type: NECB_Default :dcv_type: NECB_Default :door_construction_cond: NECB_Default :ecm_system_name: NECB_Default :electrical_loads_scale: NECB_Default :enable_costing: true :epw_file: CAN_ON_Toronto.Pearson.Intl.AP.716240_CWEC2016.epw :erv_package: NECB_Default :ext_floor_cond: NECB_Default :ext_roof_cond: NECB_Default :ext_wall_cond: NECB_Default :fdwr_set: NECB_Default :fixed_wind_solar_trans: NECB_Default :fixed_window_cond: NECB_Default :furnace_eff: NECB_Default :glass_door_cond: NECB_Default :glass_door_solar_trans: NECB_Default :ground_floor_cond: NECB_Default :ground_roof_cond: NECB_Default :ground_wall_cond: NECB_Default :image_name: btap_private_cli :infiltration_scale: NECB_Default :lights_scale: NECB_Default :lights_type: NECB_Default :nv_delta_temp_in_out: NECB_Default :nv_opening_fraction: NECB_Default :nv_temp_out_min: NECB_Default :nv_type: NECB_Default :oa_scale: NECB_Default :occupancy_loads_scale: NECB_Default :output_meters: [] :output_variables: [] :overhead_door_cond: NECB_Default :primary_heating_fuel: NaturalGas :pv_ground_azimuth_angle: NECB_Default :pv_ground_module_description: NECB_Default :pv_ground_tilt_angle: NECB_Default :pv_ground_total_area_pv_panels_m2: NECB_Default :pv_ground_type: NECB_Default :rotation_degrees: NECB_Default :run_annual_simulation: true :s3_bucket: '834599497928' :scale_x: NECB_Default :scale_y: NECB_Default :scale_z: NECB_Default :shw_eff: NECB_Default :skylight_cond: NECB_Default :skylight_solar_trans: NECB_Default :srr_set: NECB_Default :template: NECB2017 | reference | reference | 3664202c-2755-49c0-9699-88ef91e2fa8d | NECB2017 | LargeOffice | NaturalGas | Natural Gas | CAN_ON_Toronto.Pearson.Intl.AP.716240_CWEC2016.epw | parametric |  | NECB_Default | NECB_Default | NECB_Default | NECB_Default | NECB_Default | NECB_Default | NECB_Default | NECB_Default | NECB_Default | NECB_Default | NECB_Default | NECB_Default | NECB_Default | NECB_Default | NECB_Default | NECB_Default | NECB_Default | NECB_Default | NECB_Default | NECB_Default | NECB_Default | NECB_Default | NECB_Default | NECB_Default | NECB_Default | NECB_Default | NECB_Default | NECB_Default | NECB_Default | NECB_Default | NECB_Default | NECB_Default | NECB_Default | NECB_Default | NECB_Default | NECB_Default | NECB_Default | NECB_Default | NECB_Default | NECB_Default | NECB_Default | NECB_Default | NECB_Default | NECB_Default | NECB_Default | aws_batch | 834599497928 | btap_private_cli |  | TRUE | TRUE |  |  | 43.9614 | 10.6811 | 12.5172 | 61.0069 | 46320.38 | 15152.6411 | 40 | LargeOffice |  |  | 0 | LargeOffice | 12 |  | 13 | NECB2017 | 0.085057 | 178146.0371 | 32.5405 | 46.8404 | 71.3348 | 2.0019 | 288.72 | 136.0024 | TORONTO | ONTARIO | 1.7281 | 5.3631 | 0 | 7.0912 | 13.8457 | 0.94632 | 0 | 14.792 | 0 | 0.027621 | 0 | 0 | 0.31114 | 0.066012 | 0.017328 | 0.060777 | 0.09479 | 0.08574 | 0.10852 | 0.017468 | 0.41966 | 0.047746 | 37.6634 | 46.0667 | 40 | 0.757 |  | 0.379 |  |  |  | 0.156 | 0.278 | 1.9 |  | 0 | Toronto Pearson Intl AP | CAN | 382 | 3615 | 43.677 | -79.631 | 5 | 3890 | ON | CAN_ON_Toronto.Pearson.Intl.AP.716240_CWEC2016.epw | 0.41966 | 10.6811 | 43.9614 | 22.5303 | 20.4057 | TRUE | TRUE | TRUE | FALSE | 14.384 | 8.9515 | 0 | 0 | 0 | 0 | 2211.6 | 2192.0411 | 25.4096 | 0.011592 | 9287.2 | 0.0021796 | 0.41966 | 226.67 | 206.83 | 263 | 262.67 |  | https://s3.console.aws.amazon.com/s3/buckets/834599497928?region=ca-central-1&prefix=phylroy.lopez/reference/reference/output/3664202c-2755-49c0-9699-88ef91e2fa8d/ | 1.0.002
774 |  | TRUE | 383 | 0 | 0 | 374.3588 |  |  |  | 0.1 | 2021-09-22 20:14:59 +0000 | 438c2ebff | 0.2.14 | :adv_dx_units: NECB_Default :airloop_economizer_type: NECB_Default :algorithm_type: parametric :analysis_id: reference :analysis_name: reference :boiler_eff: NECB_Default :btap_batch_version: 1.0.002 :building_type: LowriseApartment :chiller_type: NECB_Default :compute_environment: aws_batch :datapoint_id: 7921828b-db0a-4884-aa11-6984802ea445 :daylighting_type: NECB_Default :dcv_type: NECB_Default :door_construction_cond: NECB_Default :ecm_system_name: NECB_Default :electrical_loads_scale: NECB_Default :enable_costing: true :epw_file: CAN_YT_Whitehorse.Intl.AP.719640_CWEC2016.epw :erv_package: NECB_Default :ext_floor_cond: NECB_Default :ext_roof_cond: NECB_Default :ext_wall_cond: NECB_Default :fdwr_set: NECB_Default :fixed_wind_solar_trans: NECB_Default :fixed_window_cond: NECB_Default :furnace_eff: NECB_Default :glass_door_cond: NECB_Default :glass_door_solar_trans: NECB_Default :ground_floor_cond: NECB_Default :ground_roof_cond: NECB_Default :ground_wall_cond: NECB_Default :image_name: btap_private_cli :infiltration_scale: NECB_Default :lights_scale: NECB_Default :lights_type: NECB_Default :nv_delta_temp_in_out: NECB_Default :nv_opening_fraction: NECB_Default :nv_temp_out_min: NECB_Default :nv_type: NECB_Default :oa_scale: NECB_Default :occupancy_loads_scale: NECB_Default :output_meters: [] :output_variables: [] :overhead_door_cond: NECB_Default :primary_heating_fuel: NaturalGas :pv_ground_azimuth_angle: NECB_Default :pv_ground_module_description: NECB_Default :pv_ground_tilt_angle: NECB_Default :pv_ground_total_area_pv_panels_m2: NECB_Default :pv_ground_type: NECB_Default :rotation_degrees: NECB_Default :run_annual_simulation: true :s3_bucket: '834599497928' :scale_x: NECB_Default :scale_y: NECB_Default :scale_z: NECB_Default :shw_eff: NECB_Default :skylight_cond: NECB_Default :skylight_solar_trans: NECB_Default :srr_set: NECB_Default :template: BTAPPRE1980 | reference | reference | 7921828b-db0a-4884-aa11-6984802ea445 | BTAPPRE1980 | LowriseApartment | NaturalGas | Natural Gas | CAN_YT_Whitehorse.Intl.AP.719640_CWEC2016.epw | parametric |  | NECB_Default | NECB_Default | NECB_Default | NECB_Default | NECB_Default | NECB_Default | NECB_Default | NECB_Default | NECB_Default | NECB_Default | NECB_Default | NECB_Default | NECB_Default | NECB_Default | NECB_Default | NECB_Default | NECB_Default | NECB_Default | NECB_Default | NECB_Default | NECB_Default | NECB_Default | NECB_Default | NECB_Default | NECB_Default | NECB_Default | NECB_Default | NECB_Default | NECB_Default | NECB_Default | NECB_Default | NECB_Default | NECB_Default | NECB_Default | NECB_Default | NECB_Default | NECB_Default | NECB_Default | NECB_Default | NECB_Default | NECB_Default | NECB_Default | NECB_Default | NECB_Default | NECB_Default | aws_batch | 834599497928 | btap_private_cli |  | TRUE | TRUE |  |  | 118.5802 | 14.8427 | 169.2185 | 289.3664 | 1763.22 | 1532.4718 | 37.3 | LowriseApartment |  |  | 2 | LowriseApartment | 3 | 3 | 3 | BTAPPRE1980 | 0.28516 | 5374.0333 | 1.2668 | 99.8836 | 26.2445 | 5.4515 | 280.9744 | 148.128 | WHITEHORSE | YUKON | 4.1817 | 43.7208 | 0 | 47.9024 | 9.5766 | 7.9691 | 0 | 17.5457 | 0 | 0.020616 | 0 | 0 | 0.26885 | 0.12946 | 0 | 0.76156 | 0.059958 | 0.045803 | 0.87863 | 0.013022 | 1.1475 | 0.11706 | 25.1007 | 125.3101 | 37.3 | 0.678 | [5 empty] | 0.227 | 0.772 | 2.95 | 2.95 | 2 | Whitehorse Intl AP | CAN | 5 | 6491 | 60.709 | -135.069 | 7b | 6580 | YT | CAN_YT_Whitehorse.Intl.AP.719640_CWEC2016.epw | 1.1475 | 14.8427 | 118.5802 | 13.5502 | 15.5979 | TRUE | FALSE | FALSE | FALSE | 7.2496 | 20.5452 | 0 | 0 | 0 | 0 | 206.41 | 44.4281 | 1.8816 | 0.042351 | 687.71 | 0 | 1.1475 | 1089.75 | 1089.75 | 32.5 | 32.5 |  | https://s3.console.aws.amazon.com/s3/buckets/834599497928?region=ca-central-1&prefix=phylroy.lopez/reference/reference/output/7921828b-db0a-4884-aa11-6984802ea445/ | 1.0.002
775 |  | TRUE | 425 | 0 | 0 | 371.6634 |  |  |  | 0.1 | 2021-09-22 20:15:27 +0000 | 438c2ebff | 0.2.14 | :adv_dx_units: NECB_Default :airloop_economizer_type: NECB_Default :algorithm_type: parametric :analysis_id: reference :analysis_name: reference :boiler_eff: NECB_Default :btap_batch_version: 1.0.002 :building_type: LowriseApartment :chiller_type: NECB_Default :compute_environment: aws_batch :datapoint_id: 6a3d7a8b-10a6-4d21-93a7-8de9cbfbd9ac :daylighting_type: NECB_Default :dcv_type: NECB_Default :door_construction_cond: NECB_Default :ecm_system_name: NECB_Default :electrical_loads_scale: NECB_Default :enable_costing: true :epw_file: CAN_QC_Montreal-Trudeau.Intl.AP.716270_CWEC2016.epw :erv_package: NECB_Default :ext_floor_cond: NECB_Default :ext_roof_cond: NECB_Default :ext_wall_cond: NECB_Default :fdwr_set: NECB_Default :fixed_wind_solar_trans: NECB_Default :fixed_window_cond: NECB_Default :furnace_eff: NECB_Default :glass_door_cond: NECB_Default :glass_door_solar_trans: NECB_Default :ground_floor_cond: NECB_Default :ground_roof_cond: NECB_Default :ground_wall_cond: NECB_Default :image_name: btap_private_cli :infiltration_scale: NECB_Default :lights_scale: NECB_Default :lights_type: NECB_Default :nv_delta_temp_in_out: NECB_Default :nv_opening_fraction: NECB_Default :nv_temp_out_min: NECB_Default :nv_type: NECB_Default :oa_scale: NECB_Default :occupancy_loads_scale: NECB_Default :output_meters: [] :output_variables: [] :overhead_door_cond: NECB_Default :primary_heating_fuel: NaturalGas :pv_ground_azimuth_angle: NECB_Default :pv_ground_module_description: NECB_Default :pv_ground_tilt_angle: NECB_Default :pv_ground_total_area_pv_panels_m2: NECB_Default :pv_ground_type: NECB_Default :rotation_degrees: NECB_Default :run_annual_simulation: true :s3_bucket: '834599497928' :scale_x: NECB_Default :scale_y: NECB_Default :scale_z: NECB_Default :shw_eff: NECB_Default :skylight_cond: NECB_Default :skylight_solar_trans: NECB_Default :srr_set: NECB_Default :template: NECB2011 | reference | reference | 6a3d7a8b-10a6-4d21-93a7-8de9cbfbd9ac | NECB2011 | LowriseApartment | NaturalGas | Natural Gas | CAN_QC_Montreal-Trudeau.Intl.AP.716270_CWEC2016.epw | parametric |  | NECB_Default | NECB_Default | NECB_Default | NECB_Default | NECB_Default | NECB_Default | NECB_Default | NECB_Default | NECB_Default | NECB_Default | NECB_Default | NECB_Default | NECB_Default | NECB_Default | NECB_Default | NECB_Default | NECB_Default | NECB_Default | NECB_Default | NECB_Default | NECB_Default | NECB_Default | NECB_Default | NECB_Default | NECB_Default | NECB_Default | NECB_Default | NECB_Default | NECB_Default | NECB_Default | NECB_Default | NECB_Default | NECB_Default | NECB_Default | NECB_Default | NECB_Default | NECB_Default | NECB_Default | NECB_Default | NECB_Default | NECB_Default | NECB_Default | NECB_Default | NECB_Default | NECB_Default | aws_batch | 834599497928 | btap_private_cli |  | TRUE | TRUE |  |  | 71.4618 | 17.7219 | 63.0397 | 150.3405 | 1763.22 | 1532.4718 | 37.3 | LowriseApartment |  |  | 5 | LowriseApartment | 3 | 3 | 3 | NECB2011 | 0.28516 | 5374.0333 | 90.4178 | 100.2276 | 27.1852 | 5.6503 | 379.6191 | 156.138 | MONTREAL | QUEBEC | 0.1074 | 18.3086 | 0 | 18.416 | 6.84 | 4.7958 | 0 | 11.6358 | 0 | 0.064683 | 0 | 0 | 0.27637 | 0.098456 | 0 | 0.26774 | 0.059958 | 0.045803 | 0.37062 | 0.0074693 | 0.64699 | 0.10287 | 25.4688 | 76.1864 | 37.3 | 0.757 | [5 empty] | 0.183 | 0.247 | 2.2 | 2.2 | 5 | Montreal-Trudeau Intl AP | CAN | 323 | 4090 | 45.471 | -73.741 | 6 | 4400 | QC | CAN_QC_Montreal-Trudeau.Intl.AP.716270_CWEC2016.epw | 0.64698 | 17.7219 | 71.4618 | 15.7594 | 21.7057 | FALSE | FALSE | FALSE | FALSE | 11.5946 | 14.5661 | 0 | 0 | 0 | 0 | 181.39 | 44.4281 | 1.8816 | 0.042351 | 687.71 | 0 | 0.64699 | 527.5 | 521.5 | 0 | 0 |  | https://s3.console.aws.amazon.com/s3/buckets/834599497928?region=ca-central-1&prefix=phylroy.lopez/reference/reference/output/6a3d7a8b-10a6-4d21-93a7-8de9cbfbd9ac/ | 1.0.002
776 |  | TRUE | 488 | 0 | 0 | 434.8051 |  |  |  | 0.1 | 2021-09-22 20:14:25 +0000 | 438c2ebff | 0.2.14 | :adv_dx_units: NECB_Default :airloop_economizer_type: NECB_Default :algorithm_type: parametric :analysis_id: reference :analysis_name: reference :boiler_eff: NECB_Default :btap_batch_version: 1.0.002 :building_type: MidriseApartment :chiller_type: NECB_Default :compute_environment: aws_batch :datapoint_id: 106b543a-fe14-4f32-85b8-90f57e4e62de :daylighting_type: NECB_Default :dcv_type: NECB_Default :door_construction_cond: NECB_Default :ecm_system_name: NECB_Default :electrical_loads_scale: NECB_Default :enable_costing: true :epw_file: CAN_QC_Montreal-Trudeau.Intl.AP.716270_CWEC2016.epw :erv_package: NECB_Default :ext_floor_cond: NECB_Default :ext_roof_cond: NECB_Default :ext_wall_cond: NECB_Default :fdwr_set: NECB_Default :fixed_wind_solar_trans: NECB_Default :fixed_window_cond: NECB_Default :furnace_eff: NECB_Default :glass_door_cond: NECB_Default :glass_door_solar_trans: NECB_Default :ground_floor_cond: NECB_Default :ground_roof_cond: NECB_Default :ground_wall_cond: NECB_Default :image_name: btap_private_cli :infiltration_scale: NECB_Default :lights_scale: NECB_Default :lights_type: NECB_Default :nv_delta_temp_in_out: NECB_Default :nv_opening_fraction: NECB_Default :nv_temp_out_min: NECB_Default :nv_type: NECB_Default :oa_scale: NECB_Default :occupancy_loads_scale: NECB_Default :output_meters: [] :output_variables: [] :overhead_door_cond: NECB_Default :primary_heating_fuel: Electricity :pv_ground_azimuth_angle: NECB_Default :pv_ground_module_description: NECB_Default :pv_ground_tilt_angle: NECB_Default :pv_ground_total_area_pv_panels_m2: NECB_Default :pv_ground_type: NECB_Default :rotation_degrees: NECB_Default :run_annual_simulation: true :s3_bucket: '834599497928' :scale_x: NECB_Default :scale_y: NECB_Default :scale_z: NECB_Default :shw_eff: NECB_Default :skylight_cond: NECB_Default :skylight_solar_trans: NECB_Default :srr_set: NECB_Default :template: NECB2011 | reference | reference | 106b543a-fe14-4f32-85b8-90f57e4e62de | NECB2011 | MidriseApartment | Electricity | Electricity | CAN_QC_Montreal-Trudeau.Intl.AP.716270_CWEC2016.epw | parametric |  | NECB_Default | NECB_Default | NECB_Default | NECB_Default | NECB_Default | NECB_Default | NECB_Default | NECB_Default | NECB_Default | NECB_Default | NECB_Default | NECB_Default | NECB_Default | NECB_Default | NECB_Default | NECB_Default | NECB_Default | NECB_Default | NECB_Default | NECB_Default | NECB_Default | NECB_Default | NECB_Default | NECB_Default | NECB_Default | NECB_Default | NECB_Default | NECB_Default | NECB_Default | NECB_Default | NECB_Default | NECB_Default | NECB_Default | NECB_Default | NECB_Default | NECB_Default | NECB_Default | NECB_Default | NECB_Default | NECB_Default | NECB_Default | NECB_Default | NECB_Default | NECB_Default | NECB_Default | aws_batch | 834599497928 | btap_private_cli |  | TRUE | TRUE |  |  | 57.0127 | 15.3802 | 52.3147 | 114.0954 | 3134.61 | 2325.6934 | 37.3 | MidriseApartment |  |  | 5 | MidriseApartment | 4 |  | 4 | NECB2011 | 0.24343 | 9553.837 | 72.0669 | 48.6365 | 26.2135 | 6.2924 | 247.7193 | 94.5099 | MONTREAL | QUEBEC | 0.20008 | 0 | 0 | 0.20008 | 12.743 | 0 | 0 | 12.743 | 0 | 0.059331 | 0 | 0 | 0.51486 | 0.082993 | 0 | 0.18833 | 0.061175 | 0.042943 | 0 | 0.00023288 | 0.51486 | 0.079854 | 72.9906 | 0 | 37.3 | 0.757 | [5 empty] | 0.183 | 0.247 | 2.2 | 2.2 | 5 | Montreal-Trudeau Intl AP | CAN | 323 | 4090 | 45.471 | -73.741 | 6 | 4400 | QC | CAN_QC_Montreal-Trudeau.Intl.AP.716270_CWEC2016.epw | 0.51487 | 15.3802 | 57.0127 | 17.3988 | 22.1916 | TRUE | FALSE | FALSE | FALSE | 11.8814 | 14.5296 | 0 | 0.68484 | 0.010314 | 250.31 | 0 | 66.401 | 3.3516 | 0.050475 | 1225 | 0 | 0.51486 | 356.25 | 349 | 0 | 0 |  | https://s3.console.aws.amazon.com/s3/buckets/834599497928?region=ca-central-1&prefix=phylroy.lopez/reference/reference/output/106b543a-fe14-4f32-85b8-90f57e4e62de/ | 1.0.002
777 |  | TRUE | 379 | 0 | 0 | 374.4091 |  |  |  | 0.1 | 2021-09-22 20:15:02 +0000 | 438c2ebff | 0.2.14 | :adv_dx_units: NECB_Default :airloop_economizer_type: NECB_Default :algorithm_type: parametric :analysis_id: reference :analysis_name: reference :boiler_eff: NECB_Default :btap_batch_version: 1.0.002 :building_type: LowriseApartment :chiller_type: NECB_Default :compute_environment: aws_batch :datapoint_id: 07e80208-23b1-4094-872a-dc8bb09f2439 :daylighting_type: NECB_Default :dcv_type: NECB_Default :door_construction_cond: NECB_Default :ecm_system_name: NECB_Default :electrical_loads_scale: NECB_Default :enable_costing: true :epw_file: CAN_NS_Halifax.Dockyard.713280_CWEC2016.epw :erv_package: NECB_Default :ext_floor_cond: NECB_Default :ext_roof_cond: NECB_Default :ext_wall_cond: NECB_Default :fdwr_set: NECB_Default :fixed_wind_solar_trans: NECB_Default :fixed_window_cond: NECB_Default :furnace_eff: NECB_Default :glass_door_cond: NECB_Default :glass_door_solar_trans: NECB_Default :ground_floor_cond: NECB_Default :ground_roof_cond: NECB_Default :ground_wall_cond: NECB_Default :image_name: btap_private_cli :infiltration_scale: NECB_Default :lights_scale: NECB_Default :lights_type: NECB_Default :nv_delta_temp_in_out: NECB_Default :nv_opening_fraction: NECB_Default :nv_temp_out_min: NECB_Default :nv_type: NECB_Default :oa_scale: NECB_Default :occupancy_loads_scale: NECB_Default :output_meters: [] :output_variables: [] :overhead_door_cond: NECB_Default :primary_heating_fuel: NaturalGas :pv_ground_azimuth_angle: NECB_Default :pv_ground_module_description: NECB_Default :pv_ground_tilt_angle: NECB_Default :pv_ground_total_area_pv_panels_m2: NECB_Default :pv_ground_type: NECB_Default :rotation_degrees: NECB_Default :run_annual_simulation: true :s3_bucket: '834599497928' :scale_x: NECB_Default :scale_y: NECB_Default :scale_z: NECB_Default :shw_eff: NECB_Default :skylight_cond: NECB_Default :skylight_solar_trans: NECB_Default :srr_set: NECB_Default :template: BTAP1980TO2010 | reference | reference | 07e80208-23b1-4094-872a-dc8bb09f2439 | BTAP1980TO2010 | LowriseApartment | NaturalGas | Natural Gas | CAN_NS_Halifax.Dockyard.713280_CWEC2016.epw | parametric |  | NECB_Default | NECB_Default | NECB_Default | NECB_Default | NECB_Default | NECB_Default | NECB_Default | NECB_Default | NECB_Default | NECB_Default | NECB_Default | NECB_Default | NECB_Default | NECB_Default | NECB_Default | NECB_Default | NECB_Default | NECB_Default | NECB_Default | NECB_Default | NECB_Default | NECB_Default | NECB_Default | NECB_Default | NECB_Default | NECB_Default | NECB_Default | NECB_Default | NECB_Default | NECB_Default | NECB_Default | NECB_Default | NECB_Default | NECB_Default | NECB_Default | NECB_Default | NECB_Default | NECB_Default | NECB_Default | NECB_Default | NECB_Default | NECB_Default | NECB_Default | NECB_Default | NECB_Default | aws_batch | 834599497928 | btap_private_cli |  | TRUE | TRUE |  |  | 91.5261 | 12.2843 | 97.1014 | 183.6177 | 1763.22 | 1532.4718 | 37.3 | LowriseApartment |  |  | 2 | LowriseApartment | 3 | 3 | 3 | BTAP1980TO2010 | 0.28516 | 5374.0333 | 1.6448 | 99.4013 | 28.8865 | 5.6812 | 293.6083 | 157.9945 | HALIFAX | NOVA SCOTIA | 46.4934 | 26.7468 | 0 | 73.2401 | 9.1182 | 6.7511 | 0 | 15.8694 | 0 | 0.023622 | 0 | 0 | 0.22927 | 0.089915 | 0 | 0.4359 | 0.059958 | 0.045803 | 0.53751 | 0.0099761 | 0.76678 | 0.10162 | 19.5864 | 98.6228 | 37.3 | 0.678 | [5 empty] | 0.267 | 0.426 | 2.95 | 2.95 | 2 | Halifax Dockyard | CAN | 112 | 3647 | 44.655 | -63.577 | 6 | 4000 | NS | CAN_NS_Halifax.Dockyard.713280_CWEC2016.epw | 0.76678 | 12.2843 | 91.5261 | 13.3337 | 21.1496 | TRUE | FALSE | FALSE | FALSE | 7.1713 | 6.9073 | 0 | 0 | 0 | 0 | 179.17 | 44.4281 | 1.8816 | 0.042351 | 687.71 | 0 | 0.76678 | 1000 | 1000 | 1.5 | 1.5 |  | https://s3.console.aws.amazon.com/s3/buckets/834599497928?region=ca-central-1&prefix=phylroy.lopez/reference/reference/output/07e80208-23b1-4094-872a-dc8bb09f2439/ | 1.0.002
778 |  | TRUE | 409 | 0 | 0 | 372.5957 |  |  |  | 0.1 | 2021-09-22 20:15:02 +0000 | 438c2ebff | 0.2.14 | :adv_dx_units: NECB_Default :airloop_economizer_type: NECB_Default :algorithm_type: parametric :analysis_id: reference :analysis_name: reference :boiler_eff: NECB_Default :btap_batch_version: 1.0.002 :building_type: LowriseApartment :chiller_type: NECB_Default :compute_environment: aws_batch :datapoint_id: d2eb9323-8128-4b1e-b2ca-d14e531d6191 :daylighting_type: NECB_Default :dcv_type: NECB_Default :door_construction_cond: NECB_Default :ecm_system_name: NECB_Default :electrical_loads_scale: NECB_Default :enable_costing: true :epw_file: CAN_ON_Toronto.Pearson.Intl.AP.716240_CWEC2016.epw :erv_package: NECB_Default :ext_floor_cond: NECB_Default :ext_roof_cond: NECB_Default :ext_wall_cond: NECB_Default :fdwr_set: NECB_Default :fixed_wind_solar_trans: NECB_Default :fixed_window_cond: NECB_Default :furnace_eff: NECB_Default :glass_door_cond: NECB_Default :glass_door_solar_trans: NECB_Default :ground_floor_cond: NECB_Default :ground_roof_cond: NECB_Default :ground_wall_cond: NECB_Default :image_name: btap_private_cli :infiltration_scale: NECB_Default :lights_scale: NECB_Default :lights_type: NECB_Default :nv_delta_temp_in_out: NECB_Default :nv_opening_fraction: NECB_Default :nv_temp_out_min: NECB_Default :nv_type: NECB_Default :oa_scale: NECB_Default :occupancy_loads_scale: NECB_Default :output_meters: [] :output_variables: [] :overhead_door_cond: NECB_Default :primary_heating_fuel: NaturalGas :pv_ground_azimuth_angle: NECB_Default :pv_ground_module_description: NECB_Default :pv_ground_tilt_angle: NECB_Default :pv_ground_total_area_pv_panels_m2: NECB_Default :pv_ground_type: NECB_Default :rotation_degrees: NECB_Default :run_annual_simulation: true :s3_bucket: '834599497928' :scale_x: NECB_Default :scale_y: NECB_Default :scale_z: NECB_Default :shw_eff: NECB_Default :skylight_cond: NECB_Default :skylight_solar_trans: NECB_Default :srr_set: NECB_Default :template: BTAP1980TO2010 | reference | reference | d2eb9323-8128-4b1e-b2ca-d14e531d6191 | BTAP1980TO2010 | LowriseApartment | NaturalGas | Natural Gas | CAN_ON_Toronto.Pearson.Intl.AP.716240_CWEC2016.epw | parametric |  | NECB_Default | NECB_Default | NECB_Default | NECB_Default | NECB_Default | NECB_Default | NECB_Default | NECB_Default | NECB_Default | NECB_Default | NECB_Default | NECB_Default | NECB_Default | NECB_Default | NECB_Default | NECB_Default | NECB_Default | NECB_Default | NECB_Default | NECB_Default | NECB_Default | NECB_Default | NECB_Default | NECB_Default | NECB_Default | NECB_Default | NECB_Default | NECB_Default | NECB_Default | NECB_Default | NECB_Default | NECB_Default | NECB_Default | NECB_Default | NECB_Default | NECB_Default | NECB_Default | NECB_Default | NECB_Default | NECB_Default | NECB_Default | NECB_Default | NECB_Default | NECB_Default | NECB_Default | aws_batch | 834599497928 | btap_private_cli |  | TRUE | TRUE |  |  | 124.1365 | 24.9567 | 113.5927 | 214.7775 | 1763.22 | 1532.4718 | 37.3 | LowriseApartment |  |  | 2 | LowriseApartment | 3 | 3 | 3 | BTAP1980TO2010 | 0.28516 | 5374.0333 | 1.9414 | 111.4907 | 29.9652 | 5.941 | 319.1912 | 169.853 | TORONTO | ONTARIO | 1.4994 | 30.0968 | 0 | 31.5962 | 12.0127 | 5.3106 | 0 | 17.3233 | 0 | 0.04523 | 0 | 0 | 0.26995 | 0.10858 | 0 | 0.50897 | 0.059958 | 0.045803 | 0.60901 | 0.010379 | 0.87896 | 0.10004 | 32.6771 | 128.9918 | 37.3 | 0.678 | [5 empty] | 0.296 | 0.682 | 3.35 | 3.35 | 2 | Toronto Pearson Intl AP | CAN | 382 | 3615 | 43.677 | -79.631 | 5 | 3890 | ON | CAN_ON_Toronto.Pearson.Intl.AP.716240_CWEC2016.epw | 0.87896 | 24.9567 | 124.1365 | 16.8326 | 19.9366 | TRUE | FALSE | FALSE | FALSE | 11.573 | 8.5272 | 0 | 0 | 0 | 0 | 176.39 | 44.4281 | 1.8816 | 0.042351 | 687.71 | 0 | 0.87896 | 1544 | 1544 | 1.5 | 1.5 |  | https://s3.console.aws.amazon.com/s3/buckets/834599497928?region=ca-central-1&prefix=phylroy.lopez/reference/reference/output/d2eb9323-8128-4b1e-b2ca-d14e531d6191/ | 1.0.002
779 |  | TRUE | 388 | 0 | 0 | 372.5729 |  |  |  | 0.1 | 2021-09-22 20:14:30 +0000 | 438c2ebff | 0.2.14 | :adv_dx_units: NECB_Default :airloop_economizer_type: NECB_Default :algorithm_type: parametric :analysis_id: reference :analysis_name: reference :boiler_eff: NECB_Default :btap_batch_version: 1.0.002 :building_type: LowriseApartment :chiller_type: NECB_Default :compute_environment: aws_batch :datapoint_id: 3c11bee2-29dc-4345-91d1-8d0952d27310 :daylighting_type: NECB_Default :dcv_type: NECB_Default :door_construction_cond: NECB_Default :ecm_system_name: NECB_Default :electrical_loads_scale: NECB_Default :enable_costing: true :epw_file: CAN_YT_Whitehorse.Intl.AP.719640_CWEC2016.epw :erv_package: NECB_Default :ext_floor_cond: NECB_Default :ext_roof_cond: NECB_Default :ext_wall_cond: NECB_Default :fdwr_set: NECB_Default :fixed_wind_solar_trans: NECB_Default :fixed_window_cond: NECB_Default :furnace_eff: NECB_Default :glass_door_cond: NECB_Default :glass_door_solar_trans: NECB_Default :ground_floor_cond: NECB_Default :ground_roof_cond: NECB_Default :ground_wall_cond: NECB_Default :image_name: btap_private_cli :infiltration_scale: NECB_Default :lights_scale: NECB_Default :lights_type: NECB_Default :nv_delta_temp_in_out: NECB_Default :nv_opening_fraction: NECB_Default :nv_temp_out_min: NECB_Default :nv_type: NECB_Default :oa_scale: NECB_Default :occupancy_loads_scale: NECB_Default :output_meters: [] :output_variables: [] :overhead_door_cond: NECB_Default :primary_heating_fuel: Electricity :pv_ground_azimuth_angle: NECB_Default :pv_ground_module_description: NECB_Default :pv_ground_tilt_angle: NECB_Default :pv_ground_total_area_pv_panels_m2: NECB_Default :pv_ground_type: NECB_Default :rotation_degrees: NECB_Default :run_annual_simulation: true :s3_bucket: '834599497928' :scale_x: NECB_Default :scale_y: NECB_Default :scale_z: NECB_Default :shw_eff: NECB_Default :skylight_cond: NECB_Default :skylight_solar_trans: NECB_Default :srr_set: NECB_Default :template: BTAP1980TO2010 | reference | reference | 3c11bee2-29dc-4345-91d1-8d0952d27310 | BTAP1980TO2010 | LowriseApartment | Electricity | Electricity | CAN_YT_Whitehorse.Intl.AP.719640_CWEC2016.epw | parametric |  | NECB_Default | NECB_Default | NECB_Default | NECB_Default | NECB_Default | NECB_Default | NECB_Default | NECB_Default | NECB_Default | NECB_Default | NECB_Default | NECB_Default | NECB_Default | NECB_Default | NECB_Default | NECB_Default | NECB_Default | NECB_Default | NECB_Default | NECB_Default | NECB_Default | NECB_Default | NECB_Default | NECB_Default | NECB_Default | NECB_Default | NECB_Default | NECB_Default | NECB_Default | NECB_Default | NECB_Default | NECB_Default | NECB_Default | NECB_Default | NECB_Default | NECB_Default | NECB_Default | NECB_Default | NECB_Default | NECB_Default | NECB_Default | NECB_Default | NECB_Default | NECB_Default | NECB_Default | aws_batch | 834599497928 | btap_private_cli |  | TRUE | TRUE |  |  | 86.9806 | 14.8811 | 158.186 | 223.9416 | 1763.22 | 1532.4718 | 37.3 | LowriseApartment |  |  | 2 | LowriseApartment | 3 | 3 | 3 | BTAP1980TO2010 | 0.28516 | 5374.0333 | 1.2668 | 52.4677 | 26.2445 | 9.785 | 206.0286 | 116.2646 | WHITEHORSE | YUKON | 14.1842 | 0 | 0 | 14.1842 | 32.4837 | 0 | 0 | 32.4837 | 0 | 0.022345 | 0 | 0 | 0.91195 | 0.12207 | 0 | 0.56947 | 0.059958 | 0.045803 | 0 | 0.00014746 | 0.91195 | 0.092161 | 100.9152 | 0 | 37.3 | 0.678 | [5 empty] | 0.227 | 0.346 | 2.95 | 2.95 | 2 | Whitehorse Intl AP | CAN | 5 | 6491 | 60.709 | -135.069 | 7b | 6580 | YT | CAN_YT_Whitehorse.Intl.AP.719640_CWEC2016.epw | 0.91195 | 14.8811 | 86.9806 | 13.5502 | 15.5979 | TRUE | FALSE | FALSE | FALSE | 7.2496 | 20.5452 | 0 | 0.4446 | 0.010007 | 162.5 | 0 | 44.4281 | 1.8816 | 0.042351 | 687.71 | 0 | 0.91195 | 1242.75 | 1242.5 | 34.75 | 34.75 |  | https://s3.console.aws.amazon.com/s3/buckets/834599497928?region=ca-central-1&prefix=phylroy.lopez/reference/reference/output/3c11bee2-29dc-4345-91d1-8d0952d27310/ | 1.0.002
780 |  | TRUE | 485 | 0 | 0 | 435.258 |  |  |  | 0.1 | 2021-09-22 20:15:04 +0000 | 438c2ebff | 0.2.14 | :adv_dx_units: NECB_Default :airloop_economizer_type: NECB_Default :algorithm_type: parametric :analysis_id: reference :analysis_name: reference :boiler_eff: NECB_Default :btap_batch_version: 1.0.002 :building_type: MidriseApartment :chiller_type: NECB_Default :compute_environment: aws_batch :datapoint_id: 8a02ffc2-425f-4b29-8a67-d62e8201e581 :daylighting_type: NECB_Default :dcv_type: NECB_Default :door_construction_cond: NECB_Default :ecm_system_name: NECB_Default :electrical_loads_scale: NECB_Default :enable_costing: true :epw_file: CAN_QC_Montreal-Trudeau.Intl.AP.716270_CWEC2016.epw :erv_package: NECB_Default :ext_floor_cond: NECB_Default :ext_roof_cond: NECB_Default :ext_wall_cond: NECB_Default :fdwr_set: NECB_Default :fixed_wind_solar_trans: NECB_Default :fixed_window_cond: NECB_Default :furnace_eff: NECB_Default :glass_door_cond: NECB_Default :glass_door_solar_trans: NECB_Default :ground_floor_cond: NECB_Default :ground_roof_cond: NECB_Default :ground_wall_cond: NECB_Default :image_name: btap_private_cli :infiltration_scale: NECB_Default :lights_scale: NECB_Default :lights_type: NECB_Default :nv_delta_temp_in_out: NECB_Default :nv_opening_fraction: NECB_Default :nv_temp_out_min: NECB_Default :nv_type: NECB_Default :oa_scale: NECB_Default :occupancy_loads_scale: NECB_Default :output_meters: [] :output_variables: [] :overhead_door_cond: NECB_Default :primary_heating_fuel: NaturalGas :pv_ground_azimuth_angle: NECB_Default :pv_ground_module_description: NECB_Default :pv_ground_tilt_angle: NECB_Default :pv_ground_total_area_pv_panels_m2: NECB_Default :pv_ground_type: NECB_Default :rotation_degrees: NECB_Default :run_annual_simulation: true :s3_bucket: '834599497928' :scale_x: NECB_Default :scale_y: NECB_Default :scale_z: NECB_Default :shw_eff: NECB_Default :skylight_cond: NECB_Default :skylight_solar_trans: NECB_Default :srr_set: NECB_Default :template: NECB2011 | reference | reference | 8a02ffc2-425f-4b29-8a67-d62e8201e581 | NECB2011 | MidriseApartment | NaturalGas | Natural Gas | CAN_QC_Montreal-Trudeau.Intl.AP.716270_CWEC2016.epw | parametric |  | NECB_Default | NECB_Default | NECB_Default | NECB_Default | NECB_Default | NECB_Default | NECB_Default | NECB_Default | NECB_Default | NECB_Default | NECB_Default | NECB_Default | NECB_Default | NECB_Default | NECB_Default | NECB_Default | NECB_Default | NECB_Default | NECB_Default | NECB_Default | NECB_Default | NECB_Default | NECB_Default | NECB_Default | NECB_Default | NECB_Default | NECB_Default | NECB_Default | NECB_Default | NECB_Default | NECB_Default | NECB_Default | NECB_Default | NECB_Default | NECB_Default | NECB_Default | NECB_Default | NECB_Default | NECB_Default | NECB_Default | NECB_Default | NECB_Default | NECB_Default | NECB_Default | NECB_Default | aws_batch | 834599497928 | btap_private_cli |  | TRUE | TRUE |  |  | 67.0529 | 15.3802 | 52.4503 | 131.7079 | 3134.61 | 2325.6934 | 37.3 | MidriseApartment |  |  | 5 | MidriseApartment | 4 |  | 4 | NECB2011 | 0.24343 | 9553.837 | 72.0669 | 81.2804 | 26.2135 | 5.3069 | 307.1327 | 122.265 | MONTREAL | QUEBEC | 0.098506 | 16.0444 | 0 | 16.1429 | 6.2738 | 4.2027 | 0 | 10.4765 | 0 | 0.059331 | 0 | 0 | 0.25349 | 0.083101 | 0 | 0.22141 | 0.061175 | 0.042943 | 0.32478 | 0.0069355 | 0.57827 | 0.10337 | 22.6013 | 73.5818 | 37.3 | 0.757 | [5 empty] | 0.183 | 0.247 | 2.2 | 2.2 | 5 | Montreal-Trudeau Intl AP | CAN | 323 | 4090 | 45.471 | -73.741 | 6 | 4400 | QC | CAN_QC_Montreal-Trudeau.Intl.AP.716270_CWEC2016.epw | 0.57827 | 15.3802 | 67.0529 | 17.3988 | 22.1916 | TRUE | FALSE | FALSE | FALSE | 11.8814 | 14.5296 | 0 | 0 | 0 | 0 | 324.03 | 66.401 | 3.3516 | 0.050475 | 1225 | 0 | 0.57827 | 356.25 | 349 | 0 | 0 |  | https://s3.console.aws.amazon.com/s3/buckets/834599497928?region=ca-central-1&prefix=phylroy.lopez/reference/reference/output/8a02ffc2-425f-4b29-8a67-d62e8201e581/ | 1.0.002
781 |  | TRUE | 381 | 0 | 0 | 373.1675 |  |  |  | 0.1 | 2021-09-22 20:15:04 +0000 | 438c2ebff | 0.2.14 | :adv_dx_units: NECB_Default :airloop_economizer_type: NECB_Default :algorithm_type: parametric :analysis_id: reference :analysis_name: reference :boiler_eff: NECB_Default :btap_batch_version: 1.0.002 :building_type: LowriseApartment :chiller_type: NECB_Default :compute_environment: aws_batch :datapoint_id: ac5bd99c-dc79-4ed1-b37c-d996f28c32cb :daylighting_type: NECB_Default :dcv_type: NECB_Default :door_construction_cond: NECB_Default :ecm_system_name: NECB_Default :electrical_loads_scale: NECB_Default :enable_costing: true :epw_file: CAN_AB_Calgary.Intl.AP.718770_CWEC2016.epw :erv_package: NECB_Default :ext_floor_cond: NECB_Default :ext_roof_cond: NECB_Default :ext_wall_cond: NECB_Default :fdwr_set: NECB_Default :fixed_wind_solar_trans: NECB_Default :fixed_window_cond: NECB_Default :furnace_eff: NECB_Default :glass_door_cond: NECB_Default :glass_door_solar_trans: NECB_Default :ground_floor_cond: NECB_Default :ground_roof_cond: NECB_Default :ground_wall_cond: NECB_Default :image_name: btap_private_cli :infiltration_scale: NECB_Default :lights_scale: NECB_Default :lights_type: NECB_Default :nv_delta_temp_in_out: NECB_Default :nv_opening_fraction: NECB_Default :nv_temp_out_min: NECB_Default :nv_type: NECB_Default :oa_scale: NECB_Default :occupancy_loads_scale: NECB_Default :output_meters: [] :output_variables: [] :overhead_door_cond: NECB_Default :primary_heating_fuel: NaturalGas :pv_ground_azimuth_angle: NECB_Default :pv_ground_module_description: NECB_Default :pv_ground_tilt_angle: NECB_Default :pv_ground_total_area_pv_panels_m2: NECB_Default :pv_ground_type: NECB_Default :rotation_degrees: NECB_Default :run_annual_simulation: true :s3_bucket: '834599497928' :scale_x: NECB_Default :scale_y: NECB_Default :scale_z: NECB_Default :shw_eff: NECB_Default :skylight_cond: NECB_Default :skylight_solar_trans: NECB_Default :srr_set: NECB_Default :template: BTAP1980TO2010 | reference | reference | ac5bd99c-dc79-4ed1-b37c-d996f28c32cb | BTAP1980TO2010 | LowriseApartment | NaturalGas | Natural Gas | CAN_AB_Calgary.Intl.AP.718770_CWEC2016.epw | parametric |  | NECB_Default | NECB_Default | NECB_Default | NECB_Default | NECB_Default | NECB_Default | NECB_Default | NECB_Default | NECB_Default | NECB_Default | NECB_Default | NECB_Default | NECB_Default | NECB_Default | NECB_Default | NECB_Default | NECB_Default | NECB_Default | NECB_Default | NECB_Default | NECB_Default | NECB_Default | NECB_Default | NECB_Default | NECB_Default | NECB_Default | NECB_Default | NECB_Default | NECB_Default | NECB_Default | NECB_Default | NECB_Default | NECB_Default | NECB_Default | NECB_Default | NECB_Default | NECB_Default | NECB_Default | NECB_Default | NECB_Default | NECB_Default | NECB_Default | NECB_Default | NECB_Default | NECB_Default | aws_batch | 834599497928 | btap_private_cli |  | TRUE | TRUE |  |  | 97.5629 | 18.9574 | 105.8055 | 207.7496 | 1763.22 | 1532.4718 | 37.3 | LowriseApartment |  |  | 2 | LowriseApartment | 3 | 3 | 3 | BTAP1980TO2010 | 0.28516 | 5374.0333 | 1.6899 | 114.0781 | 28.5338 | 5.7926 | 312.994 | 162.8996 | CALGARY | ALBERTA | 59.6556 | 29.3601 | 0 | 89.0157 | 5.6541 | 2.0946 | 0 | 7.7487 | 0 | 0.038101 | 0 | 0 | 0.27183 | 0.11667 | 0 | 0.47393 | 0.059958 | 0.045803 | 0.58183 | 0.011303 | 0.85366 | 0.10789 | 26.715 | 102.5037 | 37.3 | 0.678 | [5 empty] | 0.227 | 0.346 | 2.95 | 2.95 | 2 | Calgary Intl AP | CAN | 64 | 4781 | 51.114 | -114.02 | 7a | 5000 | AB | CAN_AB_Calgary.Intl.AP.718770_CWEC2016.epw | 0.85366 | 18.9574 | 97.5629 | 11.0806 | 21.0518 | TRUE | FALSE | FALSE | FALSE | 11.2505 | 16.135 | 0 | 0 | 0 | 0 | 190.24 | 44.4281 | 1.8816 | 0.042351 | 687.71 | 0 | 0.85366 | 1680.75 | 1680.5 | 0 | 0 |  | https://s3.console.aws.amazon.com/s3/buckets/834599497928?region=ca-central-1&prefix=phylroy.lopez/reference/reference/output/ac5bd99c-dc79-4ed1-b37c-d996f28c32cb/ | 1.0.002
782 |  | TRUE | 419 | 0 | 0 | 435.9902 |  |  |  | 0.1 | 2021-09-22 20:15:04 +0000 | 438c2ebff | 0.2.14 | :adv_dx_units: NECB_Default :airloop_economizer_type: NECB_Default :algorithm_type: parametric :analysis_id: reference :analysis_name: reference :boiler_eff: NECB_Default :btap_batch_version: 1.0.002 :building_type: MidriseApartment :chiller_type: NECB_Default :compute_environment: aws_batch :datapoint_id: be3ccf43-16c2-41bd-b5b2-f0ecfb2a93a7 :daylighting_type: NECB_Default :dcv_type: NECB_Default :door_construction_cond: NECB_Default :ecm_system_name: NECB_Default :electrical_loads_scale: NECB_Default :enable_costing: true :epw_file: CAN_YT_Whitehorse.Intl.AP.719640_CWEC2016.epw :erv_package: NECB_Default :ext_floor_cond: NECB_Default :ext_roof_cond: NECB_Default :ext_wall_cond: NECB_Default :fdwr_set: NECB_Default :fixed_wind_solar_trans: NECB_Default :fixed_window_cond: NECB_Default :furnace_eff: NECB_Default :glass_door_cond: NECB_Default :glass_door_solar_trans: NECB_Default :ground_floor_cond: NECB_Default :ground_roof_cond: NECB_Default :ground_wall_cond: NECB_Default :image_name: btap_private_cli :infiltration_scale: NECB_Default :lights_scale: NECB_Default :lights_type: NECB_Default :nv_delta_temp_in_out: NECB_Default :nv_opening_fraction: NECB_Default :nv_temp_out_min: NECB_Default :nv_type: NECB_Default :oa_scale: NECB_Default :occupancy_loads_scale: NECB_Default :output_meters: [] :output_variables: [] :overhead_door_cond: NECB_Default :primary_heating_fuel: NaturalGas :pv_ground_azimuth_angle: NECB_Default :pv_ground_module_description: NECB_Default :pv_ground_tilt_angle: NECB_Default :pv_ground_total_area_pv_panels_m2: NECB_Default :pv_ground_type: NECB_Default :rotation_degrees: NECB_Default :run_annual_simulation: true :s3_bucket: '834599497928' :scale_x: NECB_Default :scale_y: NECB_Default :scale_z: NECB_Default :shw_eff: NECB_Default :skylight_cond: NECB_Default :skylight_solar_trans: NECB_Default :srr_set: NECB_Default :template: BTAP1980TO2010 | reference | reference | be3ccf43-16c2-41bd-b5b2-f0ecfb2a93a7 | BTAP1980TO2010 | MidriseApartment | NaturalGas | Natural Gas | CAN_YT_Whitehorse.Intl.AP.719640_CWEC2016.epw | parametric |  | NECB_Default | NECB_Default | NECB_Default | NECB_Default | NECB_Default | NECB_Default | NECB_Default | NECB_Default | NECB_Default | NECB_Default | NECB_Default | NECB_Default | NECB_Default | NECB_Default | NECB_Default | NECB_Default | NECB_Default | NECB_Default | NECB_Default | NECB_Default | NECB_Default | NECB_Default | NECB_Default | NECB_Default | NECB_Default | NECB_Default | NECB_Default | NECB_Default | NECB_Default | NECB_Default | NECB_Default | NECB_Default | NECB_Default | NECB_Default | NECB_Default | NECB_Default | NECB_Default | NECB_Default | NECB_Default | NECB_Default | NECB_Default | NECB_Default | NECB_Default | NECB_Default | NECB_Default | aws_batch | 834599497928 | btap_private_cli |  | TRUE | TRUE |  |  | 86.4546 | 8.7765 | 121.4753 | 210.9708 | 3134.61 | 2325.6934 | 20 | MidriseApartment |  |  | 0 | MidriseApartment | 4 |  | 4 | BTAP1980TO2010 | 0.24343 | 9553.837 | 0.60059 | 70.8286 | 25.2925 | 5.1611 | 213.0516 | 111.1689 | WHITEHORSE | YUKON | 3.125 | 32.9761 | 0 | 36.1011 | 7.1566 | 6.0107 | 0 | 13.1673 | 0 | 0.010457 | 0 | 0 | 0.20091 | 0.076928 | 0 | 0.54494 | 0.061175 | 0.042943 | 0.6627 | 0.0094111 | 0.86361 | 0.11776 | 19.3381 | 92.3934 | 20 | 0.678 | [5 empty] | 0.227 | 0.346 | 2.95 |  | 0 | Whitehorse Intl AP | CAN | 5 | 6491 | 60.709 | -135.069 | 7b | 6580 | YT | CAN_YT_Whitehorse.Intl.AP.719640_CWEC2016.epw | 0.86361 | 8.7765 | 86.4546 | 15.4084 | 15.7437 | TRUE | FALSE | FALSE | FALSE | 7.6842 | 20.343 | 0 | 0 | 0 | 0 | 369.14 | 66.401 | 3.3516 | 0.050475 | 1225 | 0 | 0.86361 | 382.75 | 382.75 | 272.5 | 272.5 |  | https://s3.console.aws.amazon.com/s3/buckets/834599497928?region=ca-central-1&prefix=phylroy.lopez/reference/reference/output/be3ccf43-16c2-41bd-b5b2-f0ecfb2a93a7/ | 1.0.002
783 |  | TRUE | 385 | 0 | 0 | 373.3081 |  |  |  | 0.1 | 2021-09-22 20:15:18 +0000 | 438c2ebff | 0.2.14 | :adv_dx_units: NECB_Default :airloop_economizer_type: NECB_Default :algorithm_type: parametric :analysis_id: reference :analysis_name: reference :boiler_eff: NECB_Default :btap_batch_version: 1.0.002 :building_type: LowriseApartment :chiller_type: NECB_Default :compute_environment: aws_batch :datapoint_id: 5c2243ee-6b04-4c1a-87db-f793157ea0ed :daylighting_type: NECB_Default :dcv_type: NECB_Default :door_construction_cond: NECB_Default :ecm_system_name: NECB_Default :electrical_loads_scale: NECB_Default :enable_costing: true :epw_file: CAN_YT_Whitehorse.Intl.AP.719640_CWEC2016.epw :erv_package: NECB_Default :ext_floor_cond: NECB_Default :ext_roof_cond: NECB_Default :ext_wall_cond: NECB_Default :fdwr_set: NECB_Default :fixed_wind_solar_trans: NECB_Default :fixed_window_cond: NECB_Default :furnace_eff: NECB_Default :glass_door_cond: NECB_Default :glass_door_solar_trans: NECB_Default :ground_floor_cond: NECB_Default :ground_roof_cond: NECB_Default :ground_wall_cond: NECB_Default :image_name: btap_private_cli :infiltration_scale: NECB_Default :lights_scale: NECB_Default :lights_type: NECB_Default :nv_delta_temp_in_out: NECB_Default :nv_opening_fraction: NECB_Default :nv_temp_out_min: NECB_Default :nv_type: NECB_Default :oa_scale: NECB_Default :occupancy_loads_scale: NECB_Default :output_meters: [] :output_variables: [] :overhead_door_cond: NECB_Default :primary_heating_fuel: NaturalGas :pv_ground_azimuth_angle: NECB_Default :pv_ground_module_description: NECB_Default :pv_ground_tilt_angle: NECB_Default :pv_ground_total_area_pv_panels_m2: NECB_Default :pv_ground_type: NECB_Default :rotation_degrees: NECB_Default :run_annual_simulation: true :s3_bucket: '834599497928' :scale_x: NECB_Default :scale_y: NECB_Default :scale_z: NECB_Default :shw_eff: NECB_Default :skylight_cond: NECB_Default :skylight_solar_trans: NECB_Default :srr_set: NECB_Default :template: BTAP1980TO2010 | reference | reference | 5c2243ee-6b04-4c1a-87db-f793157ea0ed | BTAP1980TO2010 | LowriseApartment | NaturalGas | Natural Gas | CAN_YT_Whitehorse.Intl.AP.719640_CWEC2016.epw | parametric |  | NECB_Default | NECB_Default | NECB_Default | NECB_Default | NECB_Default | NECB_Default | NECB_Default | NECB_Default | NECB_Default | NECB_Default | NECB_Default | NECB_Default | NECB_Default | NECB_Default | NECB_Default | NECB_Default | NECB_Default | NECB_Default | NECB_Default | NECB_Default | NECB_Default | NECB_Default | NECB_Default | NECB_Default | NECB_Default | NECB_Default | NECB_Default | NECB_Default | NECB_Default | NECB_Default | NECB_Default | NECB_Default | NECB_Default | NECB_Default | NECB_Default | NECB_Default | NECB_Default | NECB_Default | NECB_Default | NECB_Default | NECB_Default | NECB_Default | NECB_Default | NECB_Default | NECB_Default | aws_batch | 834599497928 | btap_private_cli |  | TRUE | TRUE |  |  | 112.7211 | 14.8812 | 158.2821 | 274.1323 | 1763.22 | 1532.4718 | 37.3 | LowriseApartment |  |  | 2 | LowriseApartment | 3 | 3 | 3 | BTAP1980TO2010 | 0.28516 | 5374.0333 | 1.2668 | 105.1492 | 26.2445 | 5.4515 | 286.24 | 148.128 | WHITEHORSE | YUKON | 4.0795 | 41.3186 | 0 | 45.3981 | 9.3427 | 7.5313 | 0 | 16.8739 | 0 | 0.022351 | 0 | 0 | 0.26229 | 0.12214 | 0 | 0.7133 | 0.059958 | 0.045803 | 0.83035 | 0.012035 | 1.0926 | 0.11705 | 24.7775 | 119.4472 | 37.3 | 0.678 | [5 empty] | 0.227 | 0.346 | 2.95 | 2.95 | 2 | Whitehorse Intl AP | CAN | 5 | 6491 | 60.709 | -135.069 | 7b | 6580 | YT | CAN_YT_Whitehorse.Intl.AP.719640_CWEC2016.epw | 1.0926 | 14.8812 | 112.7211 | 13.5502 | 15.5979 | TRUE | FALSE | FALSE | FALSE | 7.2496 | 20.5452 | 0 | 0 | 0 | 0 | 206.39 | 44.4281 | 1.8816 | 0.042351 | 687.71 | 0 | 1.0926 | 1243.25 | 1243 | 50.75 | 50.75 |  | https://s3.console.aws.amazon.com/s3/buckets/834599497928?region=ca-central-1&prefix=phylroy.lopez/reference/reference/output/5c2243ee-6b04-4c1a-87db-f793157ea0ed/ | 1.0.002
784 |  | TRUE | 428 | 0 | 0 | 373.6532 |  |  |  | 0.1 | 2021-09-22 20:14:50 +0000 | 438c2ebff | 0.2.14 | :adv_dx_units: NECB_Default :airloop_economizer_type: NECB_Default :algorithm_type: parametric :analysis_id: reference :analysis_name: reference :boiler_eff: NECB_Default :btap_batch_version: 1.0.002 :building_type: LowriseApartment :chiller_type: NECB_Default :compute_environment: aws_batch :datapoint_id: 98a2ed43-6b00-48b2-be24-91bc1133ee6e :daylighting_type: NECB_Default :dcv_type: NECB_Default :door_construction_cond: NECB_Default :ecm_system_name: NECB_Default :electrical_loads_scale: NECB_Default :enable_costing: true :epw_file: CAN_QC_Montreal-Trudeau.Intl.AP.716270_CWEC2016.epw :erv_package: NECB_Default :ext_floor_cond: NECB_Default :ext_roof_cond: NECB_Default :ext_wall_cond: NECB_Default :fdwr_set: NECB_Default :fixed_wind_solar_trans: NECB_Default :fixed_window_cond: NECB_Default :furnace_eff: NECB_Default :glass_door_cond: NECB_Default :glass_door_solar_trans: NECB_Default :ground_floor_cond: NECB_Default :ground_roof_cond: NECB_Default :ground_wall_cond: NECB_Default :image_name: btap_private_cli :infiltration_scale: NECB_Default :lights_scale: NECB_Default :lights_type: NECB_Default :nv_delta_temp_in_out: NECB_Default :nv_opening_fraction: NECB_Default :nv_temp_out_min: NECB_Default :nv_type: NECB_Default :oa_scale: NECB_Default :occupancy_loads_scale: NECB_Default :output_meters: [] :output_variables: [] :overhead_door_cond: NECB_Default :primary_heating_fuel: Electricity :pv_ground_azimuth_angle: NECB_Default :pv_ground_module_description: NECB_Default :pv_ground_tilt_angle: NECB_Default :pv_ground_total_area_pv_panels_m2: NECB_Default :pv_ground_type: NECB_Default :rotation_degrees: NECB_Default :run_annual_simulation: true :s3_bucket: '834599497928' :scale_x: NECB_Default :scale_y: NECB_Default :scale_z: NECB_Default :shw_eff: NECB_Default :skylight_cond: NECB_Default :skylight_solar_trans: NECB_Default :srr_set: NECB_Default :template: NECB2011 | reference | reference | 98a2ed43-6b00-48b2-be24-91bc1133ee6e | NECB2011 | LowriseApartment | Electricity | Electricity | CAN_QC_Montreal-Trudeau.Intl.AP.716270_CWEC2016.epw | parametric |  | NECB_Default | NECB_Default | NECB_Default | NECB_Default | NECB_Default | NECB_Default | NECB_Default | NECB_Default | NECB_Default | NECB_Default | NECB_Default | NECB_Default | NECB_Default | NECB_Default | NECB_Default | NECB_Default | NECB_Default | NECB_Default | NECB_Default | NECB_Default | NECB_Default | NECB_Default | NECB_Default | NECB_Default | NECB_Default | NECB_Default | NECB_Default | NECB_Default | NECB_Default | NECB_Default | NECB_Default | NECB_Default | NECB_Default | NECB_Default | NECB_Default | NECB_Default | NECB_Default | NECB_Default | NECB_Default | NECB_Default | NECB_Default | NECB_Default | NECB_Default | NECB_Default | NECB_Default | aws_batch | 834599497928 | btap_private_cli |  | TRUE | TRUE |  |  | 60.5938 | 17.7219 | 62.8994 | 130.5078 | 1763.22 | 1532.4718 | 37.3 | LowriseApartment |  |  | 5 | LowriseApartment | 3 | 3 | 3 | NECB2011 | 0.28516 | 5374.0333 | 90.4178 | 52.4827 | 27.1852 | 9.9519 | 303.7557 | 123.718 | MONTREAL | QUEBEC | 0.22368 | 0 | 0 | 0.22368 | 14.2458 | 0 | 0 | 14.2458 | 0 | 0.064683 | 0 | 0 | 0.57559 | 0.098331 | 0 | 0.22644 | 0.059958 | 0.045803 | 0 | 0.00014746 | 0.57559 | 0.080223 | 75.8048 | 0 | 37.3 | 0.757 | [5 empty] | 0.183 | 0.247 | 2.2 | 2.2 | 5 | Montreal-Trudeau Intl AP | CAN | 323 | 4090 | 45.471 | -73.741 | 6 | 4400 | QC | CAN_QC_Montreal-Trudeau.Intl.AP.716270_CWEC2016.epw | 0.57559 | 17.7219 | 60.5938 | 15.7594 | 21.7056 | FALSE | FALSE | FALSE | FALSE | 11.5946 | 14.5661 | 0 | 0.387 | 0.0087108 | 141.45 | 0 | 44.4281 | 1.8816 | 0.042351 | 687.71 | 0 | 0.57559 | 527.25 | 521.25 | 0 | 0 |  | https://s3.console.aws.amazon.com/s3/buckets/834599497928?region=ca-central-1&prefix=phylroy.lopez/reference/reference/output/98a2ed43-6b00-48b2-be24-91bc1133ee6e/ | 1.0.002
785 |  | TRUE | 411 | 0 | 0 | 373.3504 |  |  |  | 0.1 | 2021-09-22 20:14:44 +0000 | 438c2ebff | 0.2.14 | :adv_dx_units: NECB_Default :airloop_economizer_type: NECB_Default :algorithm_type: parametric :analysis_id: reference :analysis_name: reference :boiler_eff: NECB_Default :btap_batch_version: 1.0.002 :building_type: LowriseApartment :chiller_type: NECB_Default :compute_environment: aws_batch :datapoint_id: 58789a67-55c4-41e3-94d2-e6f23e328a6e :daylighting_type: NECB_Default :dcv_type: NECB_Default :door_construction_cond: NECB_Default :ecm_system_name: NECB_Default :electrical_loads_scale: NECB_Default :enable_costing: true :epw_file: CAN_AB_Edmonton.Intl.AP.711230_CWEC2016.epw :erv_package: NECB_Default :ext_floor_cond: NECB_Default :ext_roof_cond: NECB_Default :ext_wall_cond: NECB_Default :fdwr_set: NECB_Default :fixed_wind_solar_trans: NECB_Default :fixed_window_cond: NECB_Default :furnace_eff: NECB_Default :glass_door_cond: NECB_Default :glass_door_solar_trans: NECB_Default :ground_floor_cond: NECB_Default :ground_roof_cond: NECB_Default :ground_wall_cond: NECB_Default :image_name: btap_private_cli :infiltration_scale: NECB_Default :lights_scale: NECB_Default :lights_type: NECB_Default :nv_delta_temp_in_out: NECB_Default :nv_opening_fraction: NECB_Default :nv_temp_out_min: NECB_Default :nv_type: NECB_Default :oa_scale: NECB_Default :occupancy_loads_scale: NECB_Default :output_meters: [] :output_variables: [] :overhead_door_cond: NECB_Default :primary_heating_fuel: NaturalGas :pv_ground_azimuth_angle: NECB_Default :pv_ground_module_description: NECB_Default :pv_ground_tilt_angle: NECB_Default :pv_ground_total_area_pv_panels_m2: NECB_Default :pv_ground_type: NECB_Default :rotation_degrees: NECB_Default :run_annual_simulation: true :s3_bucket: '834599497928' :scale_x: NECB_Default :scale_y: NECB_Default :scale_z: NECB_Default :shw_eff: NECB_Default :skylight_cond: NECB_Default :skylight_solar_trans: NECB_Default :srr_set: NECB_Default :template: NECB2011 | reference | reference | 58789a67-55c4-41e3-94d2-e6f23e328a6e | NECB2011 | LowriseApartment | NaturalGas | Natural Gas | CAN_AB_Edmonton.Intl.AP.711230_CWEC2016.epw | parametric |  | NECB_Default | NECB_Default | NECB_Default | NECB_Default | NECB_Default | NECB_Default | NECB_Default | NECB_Default | NECB_Default | NECB_Default | NECB_Default | NECB_Default | NECB_Default | NECB_Default | NECB_Default | NECB_Default | NECB_Default | NECB_Default | NECB_Default | NECB_Default | NECB_Default | NECB_Default | NECB_Default | NECB_Default | NECB_Default | NECB_Default | NECB_Default | NECB_Default | NECB_Default | NECB_Default | NECB_Default | NECB_Default | NECB_Default | NECB_Default | NECB_Default | NECB_Default | NECB_Default | NECB_Default | NECB_Default | NECB_Default | NECB_Default | NECB_Default | NECB_Default | NECB_Default | NECB_Default | aws_batch | 834599497928 | btap_private_cli |  | TRUE | TRUE |  |  | 68.4744 | 14.358 | 75.008 | 164.6294 | 1763.22 | 1532.4718 | 32.5 | LowriseApartment |  |  | 5 | LowriseApartment | 3 | 3 | 3 | NECB2011 | 0.28516 | 5374.0333 | 92.0719 | 104.9071 | 29.6085 | 5.7977 | 396.906 | 164.5209 | EDMONTON | ALBERTA | 58.6014 | 21.7686 | 0 | 80.37 | 5.5542 | 1.553 | 0 | 7.1072 | 0 | 0.048757 | 0 | 0 | 0.26704 | 0.10368 | 0 | 0.31888 | 0.059958 | 0.045803 | 0.43139 | 0.0088418 | 0.69843 | 0.11251 | 22.2511 | 70.7074 | 32.5 | 0.757 | [5 empty] | 0.162 | 0.21 | 2.2 | 2.2 | 5 | Edmonton Intl AP | CAN | 23 | 5588 | 53.31 | -113.579 | 7a | 5120 | AB | CAN_AB_Edmonton.Intl.AP.711230_CWEC2016.epw | 0.69842 | 14.358 | 68.4744 | 11.3178 | 19.2552 | FALSE | FALSE | FALSE | FALSE | 10.3423 | 18.4257 | 0 | 0 | 0 | 0 | 198.38 | 44.4281 | 1.8816 | 0.042351 | 687.71 | 0 | 0.69843 | 426.75 | 426.5 | 0 | 0 |  | https://s3.console.aws.amazon.com/s3/buckets/834599497928?region=ca-central-1&prefix=phylroy.lopez/reference/reference/output/58789a67-55c4-41e3-94d2-e6f23e328a6e/ | 1.0.002
786 |  | TRUE | 422 | 0 | 0 | 436.3 |  |  |  | 0.1 | 2021-09-22 20:14:27 +0000 | 438c2ebff | 0.2.14 | :adv_dx_units: NECB_Default :airloop_economizer_type: NECB_Default :algorithm_type: parametric :analysis_id: reference :analysis_name: reference :boiler_eff: NECB_Default :btap_batch_version: 1.0.002 :building_type: MidriseApartment :chiller_type: NECB_Default :compute_environment: aws_batch :datapoint_id: 243f8566-a795-44b1-8082-decf3aefc81f :daylighting_type: NECB_Default :dcv_type: NECB_Default :door_construction_cond: NECB_Default :ecm_system_name: NECB_Default :electrical_loads_scale: NECB_Default :enable_costing: true :epw_file: CAN_BC_Vancouver.Intl.AP.718920_CWEC2016.epw :erv_package: NECB_Default :ext_floor_cond: NECB_Default :ext_roof_cond: NECB_Default :ext_wall_cond: NECB_Default :fdwr_set: NECB_Default :fixed_wind_solar_trans: NECB_Default :fixed_window_cond: NECB_Default :furnace_eff: NECB_Default :glass_door_cond: NECB_Default :glass_door_solar_trans: NECB_Default :ground_floor_cond: NECB_Default :ground_roof_cond: NECB_Default :ground_wall_cond: NECB_Default :image_name: btap_private_cli :infiltration_scale: NECB_Default :lights_scale: NECB_Default :lights_type: NECB_Default :nv_delta_temp_in_out: NECB_Default :nv_opening_fraction: NECB_Default :nv_temp_out_min: NECB_Default :nv_type: NECB_Default :oa_scale: NECB_Default :occupancy_loads_scale: NECB_Default :output_meters: [] :output_variables: [] :overhead_door_cond: NECB_Default :primary_heating_fuel: Electricity :pv_ground_azimuth_angle: NECB_Default :pv_ground_module_description: NECB_Default :pv_ground_tilt_angle: NECB_Default :pv_ground_total_area_pv_panels_m2: NECB_Default :pv_ground_type: NECB_Default :rotation_degrees: NECB_Default :run_annual_simulation: true :s3_bucket: '834599497928' :scale_x: NECB_Default :scale_y: NECB_Default :scale_z: NECB_Default :shw_eff: NECB_Default :skylight_cond: NECB_Default :skylight_solar_trans: NECB_Default :srr_set: NECB_Default :template: NECB2011 | reference | reference | 243f8566-a795-44b1-8082-decf3aefc81f | NECB2011 | MidriseApartment | Electricity | Electricity | CAN_BC_Vancouver.Intl.AP.718920_CWEC2016.epw | parametric |  | NECB_Default | NECB_Default | NECB_Default | NECB_Default | NECB_Default | NECB_Default | NECB_Default | NECB_Default | NECB_Default | NECB_Default | NECB_Default | NECB_Default | NECB_Default | NECB_Default | NECB_Default | NECB_Default | NECB_Default | NECB_Default | NECB_Default | NECB_Default | NECB_Default | NECB_Default | NECB_Default | NECB_Default | NECB_Default | NECB_Default | NECB_Default | NECB_Default | NECB_Default | NECB_Default | NECB_Default | NECB_Default | NECB_Default | NECB_Default | NECB_Default | NECB_Default | NECB_Default | NECB_Default | NECB_Default | NECB_Default | NECB_Default | NECB_Default | NECB_Default | NECB_Default | NECB_Default | aws_batch | 834599497928 | btap_private_cli |  | TRUE | TRUE |  |  | 34.7635 | 12.3558 | 33.2675 | 90.2106 | 3134.61 | 2325.6934 | 40 | MidriseApartment |  |  | 5 | MidriseApartment | 4 |  | 4 | NECB2011 | 0.24343 | 9553.837 | 69.3218 | 46.5271 | 25.5279 | 6.3101 | 242.8202 | 95.1333 | VANCOUVER | BRITISH COLUMBIA | 1.2154 | 0 | 0 | 1.2154 | 12.1374 | 0 | 0 | 12.1374 | 0 | 0.051531 | 0 | 0 | 0.42888 | 0.077968 | 0 | 0.11976 | 0.061175 | 0.042943 | 0 | 0.00023288 | 0.42888 | 0.075263 | 50.6339 | 0 | 40 | 0.757 | [5 empty] | 0.227 | 0.315 | 2.4 | 2.4 | 5 | Vancouver Intl AP | CAN | 42 | 2797 | 49.195 | -123.184 | 4 | 2800 | BC | CAN_BC_Vancouver.Intl.AP.718920_CWEC2016.epw | 0.42888 | 12.3558 | 34.7635 | 12.8559 | 23.8037 | FALSE | FALSE | FALSE | FALSE | 10.3323 | 7.0394 | 0 | 0.64547 | 0.0097208 | 235.92 | 0 | 66.401 | 3.3516 | 0.050475 | 1225 | 0 | 0.42888 | 249.5 | 247.25 | 0 | 0 |  | https://s3.console.aws.amazon.com/s3/buckets/834599497928?region=ca-central-1&prefix=phylroy.lopez/reference/reference/output/243f8566-a795-44b1-8082-decf3aefc81f/ | 1.0.002
787 |  | TRUE | 931 | 0 | 0 | 1212.793 |  |  |  | 0.1 | 2021-09-22 20:14:39 +0000 | 438c2ebff | 0.2.14 | :adv_dx_units: NECB_Default :airloop_economizer_type: NECB_Default :algorithm_type: parametric :analysis_id: reference :analysis_name: reference :boiler_eff: NECB_Default :btap_batch_version: 1.0.002 :building_type: LargeHotel :chiller_type: NECB_Default :compute_environment: aws_batch :datapoint_id: 6590d062-c8da-4f75-8e6e-d52656bfe852 :daylighting_type: NECB_Default :dcv_type: NECB_Default :door_construction_cond: NECB_Default :ecm_system_name: NECB_Default :electrical_loads_scale: NECB_Default :enable_costing: true :epw_file: CAN_AB_Calgary.Intl.AP.718770_CWEC2016.epw :erv_package: NECB_Default :ext_floor_cond: NECB_Default :ext_roof_cond: NECB_Default :ext_wall_cond: NECB_Default :fdwr_set: NECB_Default :fixed_wind_solar_trans: NECB_Default :fixed_window_cond: NECB_Default :furnace_eff: NECB_Default :glass_door_cond: NECB_Default :glass_door_solar_trans: NECB_Default :ground_floor_cond: NECB_Default :ground_roof_cond: NECB_Default :ground_wall_cond: NECB_Default :image_name: btap_private_cli :infiltration_scale: NECB_Default :lights_scale: NECB_Default :lights_type: NECB_Default :nv_delta_temp_in_out: NECB_Default :nv_opening_fraction: NECB_Default :nv_temp_out_min: NECB_Default :nv_type: NECB_Default :oa_scale: NECB_Default :occupancy_loads_scale: NECB_Default :output_meters: [] :output_variables: [] :overhead_door_cond: NECB_Default :primary_heating_fuel: Electricity :pv_ground_azimuth_angle: NECB_Default :pv_ground_module_description: NECB_Default :pv_ground_tilt_angle: NECB_Default :pv_ground_total_area_pv_panels_m2: NECB_Default :pv_ground_type: NECB_Default :rotation_degrees: NECB_Default :run_annual_simulation: true :s3_bucket: '834599497928' :scale_x: NECB_Default :scale_y: NECB_Default :scale_z: NECB_Default :shw_eff: NECB_Default :skylight_cond: NECB_Default :skylight_solar_trans: NECB_Default :srr_set: NECB_Default :template: BTAP1980TO2010 | reference | reference | 6590d062-c8da-4f75-8e6e-d52656bfe852 | BTAP1980TO2010 | LargeHotel | Electricity | Electricity | CAN_AB_Calgary.Intl.AP.718770_CWEC2016.epw | parametric |  | NECB_Default | NECB_Default | NECB_Default | NECB_Default | NECB_Default | NECB_Default | NECB_Default | NECB_Default | NECB_Default | NECB_Default | NECB_Default | NECB_Default | NECB_Default | NECB_Default | NECB_Default | NECB_Default | NECB_Default | NECB_Default | NECB_Default | NECB_Default | NECB_Default | NECB_Default | NECB_Default | NECB_Default | NECB_Default | NECB_Default | NECB_Default | NECB_Default | NECB_Default | NECB_Default | NECB_Default | NECB_Default | NECB_Default | NECB_Default | NECB_Default | NECB_Default | NECB_Default | NECB_Default | NECB_Default | NECB_Default | NECB_Default | NECB_Default | NECB_Default | NECB_Default | NECB_Default | aws_batch | 834599497928 | btap_private_cli |  | TRUE | TRUE |  |  | 75.4856 | 14.0828 | 134.6121 | 219.5367 | 11345.38 | 6004.6889 | 27.6 | LargeHotel |  |  | 0 | LargeHotel | 6 |  | 7 | BTAP1980TO2010 | 0.17066 | 35185.0517 | 0.87565 | 47.8463 | 67.9849 | 13.6951 | 221.2727 | 90.8708 | CALGARY | ALBERTA | 209.254 | 0 | 0 | 209.254 | 19.8329 | 0 | 0 | 19.8329 | 0 | 0.028503 | 0 | 0 | 0.95351 | 0.089671 | 0 | 0.4846 | 0.026731 | 0.1363 | 0 | 0.0036834 | 0.95351 | 0.18387 | 95.8059 | 0 | 27.6 | 0.678 |  | 0.425 |  |  |  | 0.227 | 0.346 | 2.95 |  | 0 | Calgary Intl AP | CAN | 64 | 4781 | 51.114 | -114.02 | 7a | 5000 | AB | CAN_AB_Calgary.Intl.AP.718770_CWEC2016.epw | 0.95351 | 14.0828 | 75.4856 | 14.6989 | 29.3698 | TRUE | TRUE | FALSE | FALSE | 15.2365 | 28.0284 | 0 | 5.7075 | 0.011096 | 2086.09 | 0 | 514.3909 | 27.1084 | 0.0527 | 9908.12 | 0.00014808 | 0.95351 | 4703.33 | 4703.3301 | 46.33 | 46.33 |  | https://s3.console.aws.amazon.com/s3/buckets/834599497928?region=ca-central-1&prefix=phylroy.lopez/reference/reference/output/6590d062-c8da-4f75-8e6e-d52656bfe852/ | 1.0.002
788 |  | TRUE | 377 | 0 | 0 | 375.1807 |  |  |  | 0.1 | 2021-09-22 20:15:04 +0000 | 438c2ebff | 0.2.14 | :adv_dx_units: NECB_Default :airloop_economizer_type: NECB_Default :algorithm_type: parametric :analysis_id: reference :analysis_name: reference :boiler_eff: NECB_Default :btap_batch_version: 1.0.002 :building_type: LowriseApartment :chiller_type: NECB_Default :compute_environment: aws_batch :datapoint_id: 60db6774-e189-4371-a3ea-99ef085b6eef :daylighting_type: NECB_Default :dcv_type: NECB_Default :door_construction_cond: NECB_Default :ecm_system_name: NECB_Default :electrical_loads_scale: NECB_Default :enable_costing: true :epw_file: CAN_BC_Vancouver.Intl.AP.718920_CWEC2016.epw :erv_package: NECB_Default :ext_floor_cond: NECB_Default :ext_roof_cond: NECB_Default :ext_wall_cond: NECB_Default :fdwr_set: NECB_Default :fixed_wind_solar_trans: NECB_Default :fixed_window_cond: NECB_Default :furnace_eff: NECB_Default :glass_door_cond: NECB_Default :glass_door_solar_trans: NECB_Default :ground_floor_cond: NECB_Default :ground_roof_cond: NECB_Default :ground_wall_cond: NECB_Default :image_name: btap_private_cli :infiltration_scale: NECB_Default :lights_scale: NECB_Default :lights_type: NECB_Default :nv_delta_temp_in_out: NECB_Default :nv_opening_fraction: NECB_Default :nv_temp_out_min: NECB_Default :nv_type: NECB_Default :oa_scale: NECB_Default :occupancy_loads_scale: NECB_Default :output_meters: [] :output_variables: [] :overhead_door_cond: NECB_Default :primary_heating_fuel: NaturalGas :pv_ground_azimuth_angle: NECB_Default :pv_ground_module_description: NECB_Default :pv_ground_tilt_angle: NECB_Default :pv_ground_total_area_pv_panels_m2: NECB_Default :pv_ground_type: NECB_Default :rotation_degrees: NECB_Default :run_annual_simulation: true :s3_bucket: '834599497928' :scale_x: NECB_Default :scale_y: NECB_Default :scale_z: NECB_Default :shw_eff: NECB_Default :skylight_cond: NECB_Default :skylight_solar_trans: NECB_Default :srr_set: NECB_Default :template: NECB2011 | reference | reference | 60db6774-e189-4371-a3ea-99ef085b6eef | NECB2011 | LowriseApartment | NaturalGas | Natural Gas | CAN_BC_Vancouver.Intl.AP.718920_CWEC2016.epw | parametric |  | NECB_Default | NECB_Default | NECB_Default | NECB_Default | NECB_Default | NECB_Default | NECB_Default | NECB_Default | NECB_Default | NECB_Default | NECB_Default | NECB_Default | NECB_Default | NECB_Default | NECB_Default | NECB_Default | NECB_Default | NECB_Default | NECB_Default | NECB_Default | NECB_Default | NECB_Default | NECB_Default | NECB_Default | NECB_Default | NECB_Default | NECB_Default | NECB_Default | NECB_Default | NECB_Default | NECB_Default | NECB_Default | NECB_Default | NECB_Default | NECB_Default | NECB_Default | NECB_Default | NECB_Default | NECB_Default | NECB_Default | NECB_Default | NECB_Default | NECB_Default | NECB_Default | NECB_Default | aws_batch | 834599497928 | btap_private_cli |  | TRUE | TRUE |  |  | 41.6488 | 13.9341 | 39.9884 | 117.1011 | 1763.22 | 1532.4718 | 40 | LowriseApartment |  |  | 5 | LowriseApartment | 3 | 3 | 3 | NECB2011 | 0.28516 | 5374.0333 | 86.986 | 92.6145 | 26.4762 | 5.7215 | 377.0154 | 165.2173 | VANCOUVER | BRITISH COLUMBIA | 0.73943 | 13.4306 | 0 | 14.1701 | 7.3839 | 3.013 | 0 | 10.3969 | 0 | 0.055183 | 0 | 0 | 0.26092 | 0.093437 | 0 | 0.16899 | 0.059958 | 0.045803 | 0.2664 | 0.0065392 | 0.52733 | 0.097418 | 21.682 | 47.099 | 40 | 0.757 | [5 empty] | 0.227 | 0.315 | 2.4 | 2.4 | 5 | Vancouver Intl AP | CAN | 42 | 2797 | 49.195 | -123.184 | 4 | 2800 | BC | CAN_BC_Vancouver.Intl.AP.718920_CWEC2016.epw | 0.52732 | 13.9341 | 41.6488 | 11.1401 | 23.0822 | FALSE | FALSE | FALSE | FALSE | 9.8952 | 6.9062 | 0 | 0 | 0 | 0 | 171.77 | 44.4281 | 1.8816 | 0.042351 | 687.71 | 0 | 0.52733 | 777 | 775 | 5.25 | 5.25 |  | https://s3.console.aws.amazon.com/s3/buckets/834599497928?region=ca-central-1&prefix=phylroy.lopez/reference/reference/output/60db6774-e189-4371-a3ea-99ef085b6eef/ | 1.0.002
789 |  | TRUE | 790 | 0 | 0 | 1221.2622 |  |  |  | 0.1 | 2021-09-22 20:13:18 +0000 | 438c2ebff | 0.2.14 | :adv_dx_units: NECB_Default :airloop_economizer_type: NECB_Default :algorithm_type: parametric :analysis_id: reference :analysis_name: reference :boiler_eff: NECB_Default :btap_batch_version: 1.0.002 :building_type: SmallHotel :chiller_type: NECB_Default :compute_environment: aws_batch :datapoint_id: cbbc2041-562d-4723-8018-16f9f37e3166 :daylighting_type: NECB_Default :dcv_type: NECB_Default :door_construction_cond: NECB_Default :ecm_system_name: NECB_Default :electrical_loads_scale: NECB_Default :enable_costing: true :epw_file: CAN_NS_Halifax.Dockyard.713280_CWEC2016.epw :erv_package: NECB_Default :ext_floor_cond: NECB_Default :ext_roof_cond: NECB_Default :ext_wall_cond: NECB_Default :fdwr_set: NECB_Default :fixed_wind_solar_trans: NECB_Default :fixed_window_cond: NECB_Default :furnace_eff: NECB_Default :glass_door_cond: NECB_Default :glass_door_solar_trans: NECB_Default :ground_floor_cond: NECB_Default :ground_roof_cond: NECB_Default :ground_wall_cond: NECB_Default :image_name: btap_private_cli :infiltration_scale: NECB_Default :lights_scale: NECB_Default :lights_type: NECB_Default :nv_delta_temp_in_out: NECB_Default :nv_opening_fraction: NECB_Default :nv_temp_out_min: NECB_Default :nv_type: NECB_Default :oa_scale: NECB_Default :occupancy_loads_scale: NECB_Default :output_meters: [] :output_variables: [] :overhead_door_cond: NECB_Default :primary_heating_fuel: Electricity :pv_ground_azimuth_angle: NECB_Default :pv_ground_module_description: NECB_Default :pv_ground_tilt_angle: NECB_Default :pv_ground_total_area_pv_panels_m2: NECB_Default :pv_ground_type: NECB_Default :rotation_degrees: NECB_Default :run_annual_simulation: true :s3_bucket: '834599497928' :scale_x: NECB_Default :scale_y: NECB_Default :scale_z: NECB_Default :shw_eff: NECB_Default :skylight_cond: NECB_Default :skylight_solar_trans: NECB_Default :srr_set: NECB_Default :template: BTAP1980TO2010 | reference | reference | cbbc2041-562d-4723-8018-16f9f37e3166 | BTAP1980TO2010 | SmallHotel | Electricity | Electricity | CAN_NS_Halifax.Dockyard.713280_CWEC2016.epw | parametric |  | NECB_Default | NECB_Default | NECB_Default | NECB_Default | NECB_Default | NECB_Default | NECB_Default | NECB_Default | NECB_Default | NECB_Default | NECB_Default | NECB_Default | NECB_Default | NECB_Default | NECB_Default | NECB_Default | NECB_Default | NECB_Default | NECB_Default | NECB_Default | NECB_Default | NECB_Default | NECB_Default | NECB_Default | NECB_Default | NECB_Default | NECB_Default | NECB_Default | NECB_Default | NECB_Default | NECB_Default | NECB_Default | NECB_Default | NECB_Default | NECB_Default | NECB_Default | NECB_Default | NECB_Default | NECB_Default | NECB_Default | NECB_Default | NECB_Default | NECB_Default | NECB_Default | NECB_Default | aws_batch | 834599497928 | btap_private_cli |  | TRUE | TRUE |  |  | 74.681 | 7.5712 | 113.2447 | 202.8405 | 4013.58 | 2697.9741 | 10.9 | SmallHotel |  |  | 0 | SmallHotel | 4 |  | 4 | BTAP1980TO2010 | 0.23215 | 11621.7287 | 0.36552 | 55.8774 | 68.6432 | 30.2327 | 291.3314 | 136.2126 | HALIFAX | NOVA SCOTIA | 172.9314 | 0 | 0 | 172.9314 | 33.9151 | 0 | 0 | 33.9151 | 0 | 0.014057 | 0 | 0 | 0.85278 | 0.067371 | 0 | 0.40768 | 0.024402 | 0.098127 | 0 | 0.0011785 | 0.85278 | 0.23994 | 97.5148 | 0 | 10.9 | 0.678 | [5 empty] | 0.267 | 0.426 | 2.95 |  | 0 | Halifax Dockyard | CAN | 112 | 3647 | 44.655 | -63.577 | 6 | 4000 | NS | CAN_NS_Halifax.Dockyard.713280_CWEC2016.epw | 0.85278 | 7.5712 | 74.681 | 16.1379 | 22.84 | TRUE | TRUE | FALSE | FALSE | 8.6954 | 9.0445 | 0 | 2.6348 | 0.016432 | 963.01 | 0 | 160.3432 | 13.2057 | 0.082359 | 4826.69 | 2.2424e-05 | 0.85278 | 1337.25 | 1337.25 | 4 | 3.75 |  | https://s3.console.aws.amazon.com/s3/buckets/834599497928?region=ca-central-1&prefix=phylroy.lopez/reference/reference/output/cbbc2041-562d-4723-8018-16f9f37e3166/ | 1.0.002
790 |  | TRUE | 445 | 0 | 0 | 437.1886 |  |  |  | 0.1 | 2021-09-22 20:15:14 +0000 | 438c2ebff | 0.2.14 | :adv_dx_units: NECB_Default :airloop_economizer_type: NECB_Default :algorithm_type: parametric :analysis_id: reference :analysis_name: reference :boiler_eff: NECB_Default :btap_batch_version: 1.0.002 :building_type: MidriseApartment :chiller_type: NECB_Default :compute_environment: aws_batch :datapoint_id: d6152aba-ef55-4bf2-934a-61b89ed287d0 :daylighting_type: NECB_Default :dcv_type: NECB_Default :door_construction_cond: NECB_Default :ecm_system_name: NECB_Default :electrical_loads_scale: NECB_Default :enable_costing: true :epw_file: CAN_AB_Calgary.Intl.AP.718770_CWEC2016.epw :erv_package: NECB_Default :ext_floor_cond: NECB_Default :ext_roof_cond: NECB_Default :ext_wall_cond: NECB_Default :fdwr_set: NECB_Default :fixed_wind_solar_trans: NECB_Default :fixed_window_cond: NECB_Default :furnace_eff: NECB_Default :glass_door_cond: NECB_Default :glass_door_solar_trans: NECB_Default :ground_floor_cond: NECB_Default :ground_roof_cond: NECB_Default :ground_wall_cond: NECB_Default :image_name: btap_private_cli :infiltration_scale: NECB_Default :lights_scale: NECB_Default :lights_type: NECB_Default :nv_delta_temp_in_out: NECB_Default :nv_opening_fraction: NECB_Default :nv_temp_out_min: NECB_Default :nv_type: NECB_Default :oa_scale: NECB_Default :occupancy_loads_scale: NECB_Default :output_meters: [] :output_variables: [] :overhead_door_cond: NECB_Default :primary_heating_fuel: NaturalGas :pv_ground_azimuth_angle: NECB_Default :pv_ground_module_description: NECB_Default :pv_ground_tilt_angle: NECB_Default :pv_ground_total_area_pv_panels_m2: NECB_Default :pv_ground_type: NECB_Default :rotation_degrees: NECB_Default :run_annual_simulation: true :s3_bucket: '834599497928' :scale_x: NECB_Default :scale_y: NECB_Default :scale_z: NECB_Default :shw_eff: NECB_Default :skylight_cond: NECB_Default :skylight_solar_trans: NECB_Default :srr_set: NECB_Default :template: NECB2011 | reference | reference | d6152aba-ef55-4bf2-934a-61b89ed287d0 | NECB2011 | MidriseApartment | NaturalGas | Natural Gas | CAN_AB_Calgary.Intl.AP.718770_CWEC2016.epw | parametric |  | NECB_Default | NECB_Default | NECB_Default | NECB_Default | NECB_Default | NECB_Default | NECB_Default | NECB_Default | NECB_Default | NECB_Default | NECB_Default | NECB_Default | NECB_Default | NECB_Default | NECB_Default | NECB_Default | NECB_Default | NECB_Default | NECB_Default | NECB_Default | NECB_Default | NECB_Default | NECB_Default | NECB_Default | NECB_Default | NECB_Default | NECB_Default | NECB_Default | NECB_Default | NECB_Default | NECB_Default | NECB_Default | NECB_Default | NECB_Default | NECB_Default | NECB_Default | NECB_Default | NECB_Default | NECB_Default | NECB_Default | NECB_Default | NECB_Default | NECB_Default | NECB_Default | NECB_Default | aws_batch | 834599497928 | btap_private_cli |  | TRUE | TRUE |  |  | 53.3906 | 14.678 | 49.2131 | 127.2753 | 3134.61 | 2325.6934 | 33.3 | MidriseApartment |  |  | 5 | MidriseApartment | 4 |  | 4 | NECB2011 | 0.24343 | 9553.837 | 74.8256 | 84.5925 | 27.5171 | 5.4022 | 321.7253 | 129.3879 | CALGARY | ALBERTA | 54.2131 | 15.9098 | 0 | 70.1229 | 5.1383 | 1.135 | 0 | 6.2733 | 0 | 0.050201 | 0 | 0 | 0.24703 | 0.084936 | 0 | 0.20674 | 0.061175 | 0.042943 | 0.31528 | 0.0077745 | 0.56231 | 0.10854 | 21.9072 | 62.6565 | 33.3 | 0.757 | [5 empty] | 0.162 | 0.21 | 2.2 | 2.2 | 5 | Calgary Intl AP | CAN | 64 | 4781 | 51.114 | -114.02 | 7a | 5000 | AB | CAN_AB_Calgary.Intl.AP.718770_CWEC2016.epw | 0.56231 | 14.678 | 53.3906 | 12.7332 | 21.4005 | FALSE | FALSE | FALSE | FALSE | 11.5967 | 16.0446 | 0 | 0 | 0 | 0 | 340.22 | 66.401 | 3.3516 | 0.050475 | 1225 | 0 | 0.56231 | 221.75 | 220.5 | 0 | 0 |  | https://s3.console.aws.amazon.com/s3/buckets/834599497928?region=ca-central-1&prefix=phylroy.lopez/reference/reference/output/d6152aba-ef55-4bf2-934a-61b89ed287d0/ | 1.0.002
791 |  | TRUE | 421 | 0 | 0 | 437.6121 |  |  |  | 0.1 | 2021-09-22 20:15:04 +0000 | 438c2ebff | 0.2.14 | :adv_dx_units: NECB_Default :airloop_economizer_type: NECB_Default :algorithm_type: parametric :analysis_id: reference :analysis_name: reference :boiler_eff: NECB_Default :btap_batch_version: 1.0.002 :building_type: MidriseApartment :chiller_type: NECB_Default :compute_environment: aws_batch :datapoint_id: b243688f-8470-4d2e-8828-2476f54d5c51 :daylighting_type: NECB_Default :dcv_type: NECB_Default :door_construction_cond: NECB_Default :ecm_system_name: NECB_Default :electrical_loads_scale: NECB_Default :enable_costing: true :epw_file: CAN_BC_Vancouver.Intl.AP.718920_CWEC2016.epw :erv_package: NECB_Default :ext_floor_cond: NECB_Default :ext_roof_cond: NECB_Default :ext_wall_cond: NECB_Default :fdwr_set: NECB_Default :fixed_wind_solar_trans: NECB_Default :fixed_window_cond: NECB_Default :furnace_eff: NECB_Default :glass_door_cond: NECB_Default :glass_door_solar_trans: NECB_Default :ground_floor_cond: NECB_Default :ground_roof_cond: NECB_Default :ground_wall_cond: NECB_Default :image_name: btap_private_cli :infiltration_scale: NECB_Default :lights_scale: NECB_Default :lights_type: NECB_Default :nv_delta_temp_in_out: NECB_Default :nv_opening_fraction: NECB_Default :nv_temp_out_min: NECB_Default :nv_type: NECB_Default :oa_scale: NECB_Default :occupancy_loads_scale: NECB_Default :output_meters: [] :output_variables: [] :overhead_door_cond: NECB_Default :primary_heating_fuel: NaturalGas :pv_ground_azimuth_angle: NECB_Default :pv_ground_module_description: NECB_Default :pv_ground_tilt_angle: NECB_Default :pv_ground_total_area_pv_panels_m2: NECB_Default :pv_ground_type: NECB_Default :rotation_degrees: NECB_Default :run_annual_simulation: true :s3_bucket: '834599497928' :scale_x: NECB_Default :scale_y: NECB_Default :scale_z: NECB_Default :shw_eff: NECB_Default :skylight_cond: NECB_Default :skylight_solar_trans: NECB_Default :srr_set: NECB_Default :template: NECB2011 | reference | reference | b243688f-8470-4d2e-8828-2476f54d5c51 | NECB2011 | MidriseApartment | NaturalGas | Natural Gas | CAN_BC_Vancouver.Intl.AP.718920_CWEC2016.epw | parametric |  | NECB_Default | NECB_Default | NECB_Default | NECB_Default | NECB_Default | NECB_Default | NECB_Default | NECB_Default | NECB_Default | NECB_Default | NECB_Default | NECB_Default | NECB_Default | NECB_Default | NECB_Default | NECB_Default | NECB_Default | NECB_Default | NECB_Default | NECB_Default | NECB_Default | NECB_Default | NECB_Default | NECB_Default | NECB_Default | NECB_Default | NECB_Default | NECB_Default | NECB_Default | NECB_Default | NECB_Default | NECB_Default | NECB_Default | NECB_Default | NECB_Default | NECB_Default | NECB_Default | NECB_Default | NECB_Default | NECB_Default | NECB_Default | NECB_Default | NECB_Default | NECB_Default | NECB_Default | aws_batch | 834599497928 | btap_private_cli |  | TRUE | TRUE |  |  | 38.7951 | 12.3558 | 33.4031 | 103.7937 | 3134.61 | 2325.6934 | 40 | MidriseApartment |  |  | 5 | MidriseApartment | 4 |  | 4 | NECB2011 | 0.24343 | 9553.837 | 69.3218 | 79.6775 | 25.5279 | 5.3539 | 303.6987 | 123.8176 | VANCOUVER | BRITISH COLUMBIA | 0.68025 | 11.9856 | 0 | 12.6659 | 6.7929 | 2.6889 | 0 | 9.4818 | 0 | 0.051531 | 0 | 0 | 0.24003 | 0.078243 | 0 | 0.13989 | 0.061175 | 0.042943 | 0.23774 | 0.0061411 | 0.47778 | 0.097849 | 20.286 | 44.0112 | 40 | 0.757 | [5 empty] | 0.227 | 0.315 | 2.4 | 2.4 | 5 | Vancouver Intl AP | CAN | 42 | 2797 | 49.195 | -123.184 | 4 | 2800 | BC | CAN_BC_Vancouver.Intl.AP.718920_CWEC2016.epw | 0.47777 | 12.3558 | 38.7951 | 12.8559 | 23.8037 | FALSE | FALSE | FALSE | FALSE | 10.3323 | 7.0394 | 0 | 0 | 0 | 0 | 306.72 | 66.401 | 3.3516 | 0.050475 | 1225 | 0 | 0.47778 | 249.25 | 247 | 5.75 | 5.75 |  | https://s3.console.aws.amazon.com/s3/buckets/834599497928?region=ca-central-1&prefix=phylroy.lopez/reference/reference/output/b243688f-8470-4d2e-8828-2476f54d5c51/ | 1.0.002
792 |  | TRUE | 448 | 0 | 0 | 438.0077 |  |  |  | 0.1 | 2021-09-22 20:14:27 +0000 | 438c2ebff | 0.2.14 | :adv_dx_units: NECB_Default :airloop_economizer_type: NECB_Default :algorithm_type: parametric :analysis_id: reference :analysis_name: reference :boiler_eff: NECB_Default :btap_batch_version: 1.0.002 :building_type: MidriseApartment :chiller_type: NECB_Default :compute_environment: aws_batch :datapoint_id: fdf5bfb0-a91e-4b76-b831-31d7479c844e :daylighting_type: NECB_Default :dcv_type: NECB_Default :door_construction_cond: NECB_Default :ecm_system_name: NECB_Default :electrical_loads_scale: NECB_Default :enable_costing: true :epw_file: CAN_AB_Calgary.Intl.AP.718770_CWEC2016.epw :erv_package: NECB_Default :ext_floor_cond: NECB_Default :ext_roof_cond: NECB_Default :ext_wall_cond: NECB_Default :fdwr_set: NECB_Default :fixed_wind_solar_trans: NECB_Default :fixed_window_cond: NECB_Default :furnace_eff: NECB_Default :glass_door_cond: NECB_Default :glass_door_solar_trans: NECB_Default :ground_floor_cond: NECB_Default :ground_roof_cond: NECB_Default :ground_wall_cond: NECB_Default :image_name: btap_private_cli :infiltration_scale: NECB_Default :lights_scale: NECB_Default :lights_type: NECB_Default :nv_delta_temp_in_out: NECB_Default :nv_opening_fraction: NECB_Default :nv_temp_out_min: NECB_Default :nv_type: NECB_Default :oa_scale: NECB_Default :occupancy_loads_scale: NECB_Default :output_meters: [] :output_variables: [] :overhead_door_cond: NECB_Default :primary_heating_fuel: Electricity :pv_ground_azimuth_angle: NECB_Default :pv_ground_module_description: NECB_Default :pv_ground_tilt_angle: NECB_Default :pv_ground_total_area_pv_panels_m2: NECB_Default :pv_ground_type: NECB_Default :rotation_degrees: NECB_Default :run_annual_simulation: true :s3_bucket: '834599497928' :scale_x: NECB_Default :scale_y: NECB_Default :scale_z: NECB_Default :shw_eff: NECB_Default :skylight_cond: NECB_Default :skylight_solar_trans: NECB_Default :srr_set: NECB_Default :template: NECB2011 | reference | reference | fdf5bfb0-a91e-4b76-b831-31d7479c844e | NECB2011 | MidriseApartment | Electricity | Electricity | CAN_AB_Calgary.Intl.AP.718770_CWEC2016.epw | parametric |  | NECB_Default | NECB_Default | NECB_Default | NECB_Default | NECB_Default | NECB_Default | NECB_Default | NECB_Default | NECB_Default | NECB_Default | NECB_Default | NECB_Default | NECB_Default | NECB_Default | NECB_Default | NECB_Default | NECB_Default | NECB_Default | NECB_Default | NECB_Default | NECB_Default | NECB_Default | NECB_Default | NECB_Default | NECB_Default | NECB_Default | NECB_Default | NECB_Default | NECB_Default | NECB_Default | NECB_Default | NECB_Default | NECB_Default | NECB_Default | NECB_Default | NECB_Default | NECB_Default | NECB_Default | NECB_Default | NECB_Default | NECB_Default | NECB_Default | NECB_Default | NECB_Default | NECB_Default | aws_batch | 834599497928 | btap_private_cli |  | TRUE | TRUE |  |  | 45.6671 | 14.6777 | 49.0731 | 109.9986 | 3134.61 | 2325.6934 | 33.3 | MidriseApartment |  |  | 5 | MidriseApartment | 4 |  | 4 | NECB2011 | 0.24343 | 9553.837 | 74.8256 | 52.7178 | 27.5171 | 6.3433 | 260.2818 | 98.8781 | CALGARY | ALBERTA | 109.7536 | 0 | 0 | 109.7536 | 10.4024 | 0 | 0 | 10.4024 | 0 | 0.050201 | 0 | 0 | 0.50011 | 0.084779 | 0 | 0.17666 | 0.061175 | 0.042943 | 0 | 0.00023288 | 0.50011 | 0.084119 | 63.8453 | 0 | 33.3 | 0.757 | [5 empty] | 0.162 | 0.21 | 2.2 | 2.2 | 5 | Calgary Intl AP | CAN | 64 | 4781 | 51.114 | -114.02 | 7a | 5000 | AB | CAN_AB_Calgary.Intl.AP.718770_CWEC2016.epw | 0.50011 | 14.6777 | 45.6671 | 12.7332 | 21.4005 | FALSE | FALSE | FALSE | FALSE | 11.5967 | 16.0446 | 0 | 0.72142 | 0.010865 | 263.68 | 0 | 66.401 | 3.3516 | 0.050475 | 1225 | 0 | 0.50011 | 221.75 | 220.5 | 0 | 0 |  | https://s3.console.aws.amazon.com/s3/buckets/834599497928?region=ca-central-1&prefix=phylroy.lopez/reference/reference/output/fdf5bfb0-a91e-4b76-b831-31d7479c844e/ | 1.0.002
793 |  | TRUE | 448 | 0 | 0 | 434.4252 |  |  |  | 0.1 | 2021-09-22 20:14:31 +0000 | 438c2ebff | 0.2.14 | :adv_dx_units: NECB_Default :airloop_economizer_type: NECB_Default :algorithm_type: parametric :analysis_id: reference :analysis_name: reference :boiler_eff: NECB_Default :btap_batch_version: 1.0.002 :building_type: MidriseApartment :chiller_type: NECB_Default :compute_environment: aws_batch :datapoint_id: 2c4b0238-c722-4144-9e35-089a4271b446 :daylighting_type: NECB_Default :dcv_type: NECB_Default :door_construction_cond: NECB_Default :ecm_system_name: NECB_Default :electrical_loads_scale: NECB_Default :enable_costing: true :epw_file: CAN_AB_Calgary.Intl.AP.718770_CWEC2016.epw :erv_package: NECB_Default :ext_floor_cond: NECB_Default :ext_roof_cond: NECB_Default :ext_wall_cond: NECB_Default :fdwr_set: NECB_Default :fixed_wind_solar_trans: NECB_Default :fixed_window_cond: NECB_Default :furnace_eff: NECB_Default :glass_door_cond: NECB_Default :glass_door_solar_trans: NECB_Default :ground_floor_cond: NECB_Default :ground_roof_cond: NECB_Default :ground_wall_cond: NECB_Default :image_name: btap_private_cli :infiltration_scale: NECB_Default :lights_scale: NECB_Default :lights_type: NECB_Default :nv_delta_temp_in_out: NECB_Default :nv_opening_fraction: NECB_Default :nv_temp_out_min: NECB_Default :nv_type: NECB_Default :oa_scale: NECB_Default :occupancy_loads_scale: NECB_Default :output_meters: [] :output_variables: [] :overhead_door_cond: NECB_Default :primary_heating_fuel: Electricity :pv_ground_azimuth_angle: NECB_Default :pv_ground_module_description: NECB_Default :pv_ground_tilt_angle: NECB_Default :pv_ground_total_area_pv_panels_m2: NECB_Default :pv_ground_type: NECB_Default :rotation_degrees: NECB_Default :run_annual_simulation: true :s3_bucket: '834599497928' :scale_x: NECB_Default :scale_y: NECB_Default :scale_z: NECB_Default :shw_eff: NECB_Default :skylight_cond: NECB_Default :skylight_solar_trans: NECB_Default :srr_set: NECB_Default :template: NECB2015 | reference | reference | 2c4b0238-c722-4144-9e35-089a4271b446 | NECB2015 | MidriseApartment | Electricity | Electricity | CAN_AB_Calgary.Intl.AP.718770_CWEC2016.epw | parametric |  | NECB_Default | NECB_Default | NECB_Default | NECB_Default | NECB_Default | NECB_Default | NECB_Default | NECB_Default | NECB_Default | NECB_Default | NECB_Default | NECB_Default | NECB_Default | NECB_Default | NECB_Default | NECB_Default | NECB_Default | NECB_Default | NECB_Default | NECB_Default | NECB_Default | NECB_Default | NECB_Default | NECB_Default | NECB_Default | NECB_Default | NECB_Default | NECB_Default | NECB_Default | NECB_Default | NECB_Default | NECB_Default | NECB_Default | NECB_Default | NECB_Default | NECB_Default | NECB_Default | NECB_Default | NECB_Default | NECB_Default | NECB_Default | NECB_Default | NECB_Default | NECB_Default | NECB_Default | aws_batch | 834599497928 | btap_private_cli |  | TRUE | TRUE |  |  | 43.8548 | 15.2597 | 46.4757 | 139.585 | 3134.61 | 2325.6934 | 33.3 | MidriseApartment |  |  | 5 | MidriseApartment | 4 |  | 4 | NECB2015 | 0.24343 | 9553.837 | 74.8256 | 52.6247 | 27.5171 | 26.353 | 280.2788 | 98.9584 | CALGARY | ALBERTA | 132.9812 | 0 | 0 | 132.9812 | 12.6038 | 0 | 0 | 12.6038 | 0 | 0.059733 | 0 | 0 | 0.60595 | 0.079886 | 0 | 0.16731 | 0.06121 | 0.042238 | 0 | 0.00084859 | 0.60595 | 0.19473 | 69.1609 | 0 | 33.3 | 0.757 | [5 empty] | 0.162 | 0.21 | 2.2 | 2.2 | 5 | Calgary Intl AP | CAN | 64 | 4781 | 51.114 | -114.02 | 7a | 5000 | AB | CAN_AB_Calgary.Intl.AP.718770_CWEC2016.epw | 0.60595 | 15.2597 | 43.8548 | 12.7332 | 21.4005 | FALSE | FALSE | FALSE | FALSE | 12.4314 | 17.4714 | 0 | 1.67 | 0.012823 | 610.39 | 0 | 130.2314 | 7.8118 | 0.059984 | 2855.21 | 0 | 0.60595 | 175.75 | 175.75 | 0 | 0 |  | https://s3.console.aws.amazon.com/s3/buckets/834599497928?region=ca-central-1&prefix=phylroy.lopez/reference/reference/output/2c4b0238-c722-4144-9e35-089a4271b446/ | 1.0.002
794 |  | TRUE | 483 | 0 | 0 | 437.206 |  |  |  | 0.1 | 2021-09-22 20:15:22 +0000 | 438c2ebff | 0.2.14 | :adv_dx_units: NECB_Default :airloop_economizer_type: NECB_Default :algorithm_type: parametric :analysis_id: reference :analysis_name: reference :boiler_eff: NECB_Default :btap_batch_version: 1.0.002 :building_type: MidriseApartment :chiller_type: NECB_Default :compute_environment: aws_batch :datapoint_id: 485d72da-3300-4c85-abba-97bf73cfe63b :daylighting_type: NECB_Default :dcv_type: NECB_Default :door_construction_cond: NECB_Default :ecm_system_name: NECB_Default :electrical_loads_scale: NECB_Default :enable_costing: true :epw_file: CAN_ON_Toronto.Pearson.Intl.AP.716240_CWEC2016.epw :erv_package: NECB_Default :ext_floor_cond: NECB_Default :ext_roof_cond: NECB_Default :ext_wall_cond: NECB_Default :fdwr_set: NECB_Default :fixed_wind_solar_trans: NECB_Default :fixed_window_cond: NECB_Default :furnace_eff: NECB_Default :glass_door_cond: NECB_Default :glass_door_solar_trans: NECB_Default :ground_floor_cond: NECB_Default :ground_roof_cond: NECB_Default :ground_wall_cond: NECB_Default :image_name: btap_private_cli :infiltration_scale: NECB_Default :lights_scale: NECB_Default :lights_type: NECB_Default :nv_delta_temp_in_out: NECB_Default :nv_opening_fraction: NECB_Default :nv_temp_out_min: NECB_Default :nv_type: NECB_Default :oa_scale: NECB_Default :occupancy_loads_scale: NECB_Default :output_meters: [] :output_variables: [] :overhead_door_cond: NECB_Default :primary_heating_fuel: NaturalGas :pv_ground_azimuth_angle: NECB_Default :pv_ground_module_description: NECB_Default :pv_ground_tilt_angle: NECB_Default :pv_ground_total_area_pv_panels_m2: NECB_Default :pv_ground_type: NECB_Default :rotation_degrees: NECB_Default :run_annual_simulation: true :s3_bucket: '834599497928' :scale_x: NECB_Default :scale_y: NECB_Default :scale_z: NECB_Default :shw_eff: NECB_Default :skylight_cond: NECB_Default :skylight_solar_trans: NECB_Default :srr_set: NECB_Default :template: NECB2011 | reference | reference | 485d72da-3300-4c85-abba-97bf73cfe63b | NECB2011 | MidriseApartment | NaturalGas | Natural Gas | CAN_ON_Toronto.Pearson.Intl.AP.716240_CWEC2016.epw | parametric |  | NECB_Default | NECB_Default | NECB_Default | NECB_Default | NECB_Default | NECB_Default | NECB_Default | NECB_Default | NECB_Default | NECB_Default | NECB_Default | NECB_Default | NECB_Default | NECB_Default | NECB_Default | NECB_Default | NECB_Default | NECB_Default | NECB_Default | NECB_Default | NECB_Default | NECB_Default | NECB_Default | NECB_Default | NECB_Default | NECB_Default | NECB_Default | NECB_Default | NECB_Default | NECB_Default | NECB_Default | NECB_Default | NECB_Default | NECB_Default | NECB_Default | NECB_Default | NECB_Default | NECB_Default | NECB_Default | NECB_Default | NECB_Default | NECB_Default | NECB_Default | NECB_Default | NECB_Default | aws_batch | 834599497928 | btap_private_cli |  | TRUE | TRUE |  |  | 66.7365 | 16.5715 | 44.1841 | 122.6415 | 3134.61 | 2325.6934 | 40 | MidriseApartment |  |  | 5 | MidriseApartment | 4 |  | 4 | NECB2011 | 0.24343 | 9553.837 | 78.7602 | 85.6682 | 28.9006 | 5.5016 | 332.1085 | 133.278 | TORONTO | ONTARIO | 1.4391 | 14.1602 | 0 | 15.5993 | 11.53 | 2.4986 | 0 | 14.0286 | 0 | 0.064719 | 0 | 0 | 0.2591 | 0.083733 | 0 | 0.18606 | 0.061175 | 0.042943 | 0.28653 | 0.0065271 | 0.54563 | 0.10047 | 25.0883 | 72.5677 | 40 | 0.757 | [5 empty] | 0.183 | 0.278 | 2.2 | 2.2 | 5 | Toronto Pearson Intl AP | CAN | 382 | 3615 | 43.677 | -79.631 | 5 | 3890 | ON | CAN_ON_Toronto.Pearson.Intl.AP.716240_CWEC2016.epw | 0.54563 | 16.5715 | 66.7365 | 18.4424 | 20.6117 | TRUE | FALSE | FALSE | FALSE | 11.8207 | 8.5416 | 0 | 0 | 0 | 0 | 314.94 | 66.401 | 3.3516 | 0.050475 | 1225 | 0 | 0.54563 | 423.5 | 419.5 | 0 | 0 |  | https://s3.console.aws.amazon.com/s3/buckets/834599497928?region=ca-central-1&prefix=phylroy.lopez/reference/reference/output/485d72da-3300-4c85-abba-97bf73cfe63b/ | 1.0.002
795 |  | TRUE | 487 | 0 | 0 | 434.513 |  |  |  | 0.1 | 2021-09-22 20:15:26 +0000 | 438c2ebff | 0.2.14 | :adv_dx_units: NECB_Default :airloop_economizer_type: NECB_Default :algorithm_type: parametric :analysis_id: reference :analysis_name: reference :boiler_eff: NECB_Default :btap_batch_version: 1.0.002 :building_type: MidriseApartment :chiller_type: NECB_Default :compute_environment: aws_batch :datapoint_id: 1b7d7ffe-4a04-42c1-9785-cb3d48650b7a :daylighting_type: NECB_Default :dcv_type: NECB_Default :door_construction_cond: NECB_Default :ecm_system_name: NECB_Default :electrical_loads_scale: NECB_Default :enable_costing: true :epw_file: CAN_ON_Toronto.Pearson.Intl.AP.716240_CWEC2016.epw :erv_package: NECB_Default :ext_floor_cond: NECB_Default :ext_roof_cond: NECB_Default :ext_wall_cond: NECB_Default :fdwr_set: NECB_Default :fixed_wind_solar_trans: NECB_Default :fixed_window_cond: NECB_Default :furnace_eff: NECB_Default :glass_door_cond: NECB_Default :glass_door_solar_trans: NECB_Default :ground_floor_cond: NECB_Default :ground_roof_cond: NECB_Default :ground_wall_cond: NECB_Default :image_name: btap_private_cli :infiltration_scale: NECB_Default :lights_scale: NECB_Default :lights_type: NECB_Default :nv_delta_temp_in_out: NECB_Default :nv_opening_fraction: NECB_Default :nv_temp_out_min: NECB_Default :nv_type: NECB_Default :oa_scale: NECB_Default :occupancy_loads_scale: NECB_Default :output_meters: [] :output_variables: [] :overhead_door_cond: NECB_Default :primary_heating_fuel: NaturalGas :pv_ground_azimuth_angle: NECB_Default :pv_ground_module_description: NECB_Default :pv_ground_tilt_angle: NECB_Default :pv_ground_total_area_pv_panels_m2: NECB_Default :pv_ground_type: NECB_Default :rotation_degrees: NECB_Default :run_annual_simulation: true :s3_bucket: '834599497928' :scale_x: NECB_Default :scale_y: NECB_Default :scale_z: NECB_Default :shw_eff: NECB_Default :skylight_cond: NECB_Default :skylight_solar_trans: NECB_Default :srr_set: NECB_Default :template: NECB2015 | reference | reference | 1b7d7ffe-4a04-42c1-9785-cb3d48650b7a | NECB2015 | MidriseApartment | NaturalGas | Natural Gas | CAN_ON_Toronto.Pearson.Intl.AP.716240_CWEC2016.epw | parametric |  | NECB_Default | NECB_Default | NECB_Default | NECB_Default | NECB_Default | NECB_Default | NECB_Default | NECB_Default | NECB_Default | NECB_Default | NECB_Default | NECB_Default | NECB_Default | NECB_Default | NECB_Default | NECB_Default | NECB_Default | NECB_Default | NECB_Default | NECB_Default | NECB_Default | NECB_Default | NECB_Default | NECB_Default | NECB_Default | NECB_Default | NECB_Default | NECB_Default | NECB_Default | NECB_Default | NECB_Default | NECB_Default | NECB_Default | NECB_Default | NECB_Default | NECB_Default | NECB_Default | NECB_Default | NECB_Default | NECB_Default | NECB_Default | NECB_Default | NECB_Default | NECB_Default | NECB_Default | aws_batch | 834599497928 | btap_private_cli |  | TRUE | TRUE |  |  | 64.9559 | 17.1893 | 41.4583 | 158.0216 | 3134.61 | 2325.6934 | 40 | MidriseApartment |  |  | 5 | MidriseApartment | 4 |  | 4 | NECB2015 | 0.24343 | 9553.837 | 78.7602 | 85.6801 | 28.9006 | 6.9301 | 333.5577 | 133.2868 | TORONTO | ONTARIO | 1.4797 | 20.0601 | 0 | 21.5398 | 11.8555 | 3.5396 | 0 | 15.3951 | 0 | 0.075496 | 0 | 0 | 0.26641 | 0.079701 | 0 | 0.17359 | 0.06121 | 0.042238 | 0.40591 | 0.0077681 | 0.67233 | 0.23232 | 26.4767 | 75.7764 | 40 | 0.757 | [5 empty] | 0.183 | 0.278 | 2.2 | 2.2 | 5 | Toronto Pearson Intl AP | CAN | 382 | 3615 | 43.677 | -79.631 | 5 | 3890 | ON | CAN_ON_Toronto.Pearson.Intl.AP.716240_CWEC2016.epw | 0.67233 | 17.1893 | 64.9559 | 18.4424 | 20.6117 | FALSE | FALSE | FALSE | FALSE | 12.8975 | 9.9684 | 0 | 0 | 0 | 0 | 728.23 | 130.2314 | 7.8118 | 0.059984 | 2855.21 | 0 | 0.67233 | 400 | 399.75 | 0 | 0 |  | https://s3.console.aws.amazon.com/s3/buckets/834599497928?region=ca-central-1&prefix=phylroy.lopez/reference/reference/output/1b7d7ffe-4a04-42c1-9785-cb3d48650b7a/ | 1.0.002
796 |  | TRUE | 490 | 0 | 0 | 434.9369 |  |  |  | 0.1 | 2021-09-22 20:15:08 +0000 | 438c2ebff | 0.2.14 | :adv_dx_units: NECB_Default :airloop_economizer_type: NECB_Default :algorithm_type: parametric :analysis_id: reference :analysis_name: reference :boiler_eff: NECB_Default :btap_batch_version: 1.0.002 :building_type: MidriseApartment :chiller_type: NECB_Default :compute_environment: aws_batch :datapoint_id: c1da71d4-9dc1-4615-add9-748fc4936d4c :daylighting_type: NECB_Default :dcv_type: NECB_Default :door_construction_cond: NECB_Default :ecm_system_name: NECB_Default :electrical_loads_scale: NECB_Default :enable_costing: true :epw_file: CAN_ON_Toronto.Pearson.Intl.AP.716240_CWEC2016.epw :erv_package: NECB_Default :ext_floor_cond: NECB_Default :ext_roof_cond: NECB_Default :ext_wall_cond: NECB_Default :fdwr_set: NECB_Default :fixed_wind_solar_trans: NECB_Default :fixed_window_cond: NECB_Default :furnace_eff: NECB_Default :glass_door_cond: NECB_Default :glass_door_solar_trans: NECB_Default :ground_floor_cond: NECB_Default :ground_roof_cond: NECB_Default :ground_wall_cond: NECB_Default :image_name: btap_private_cli :infiltration_scale: NECB_Default :lights_scale: NECB_Default :lights_type: NECB_Default :nv_delta_temp_in_out: NECB_Default :nv_opening_fraction: NECB_Default :nv_temp_out_min: NECB_Default :nv_type: NECB_Default :oa_scale: NECB_Default :occupancy_loads_scale: NECB_Default :output_meters: [] :output_variables: [] :overhead_door_cond: NECB_Default :primary_heating_fuel: Electricity :pv_ground_azimuth_angle: NECB_Default :pv_ground_module_description: NECB_Default :pv_ground_tilt_angle: NECB_Default :pv_ground_total_area_pv_panels_m2: NECB_Default :pv_ground_type: NECB_Default :rotation_degrees: NECB_Default :run_annual_simulation: true :s3_bucket: '834599497928' :scale_x: NECB_Default :scale_y: NECB_Default :scale_z: NECB_Default :shw_eff: NECB_Default :skylight_cond: NECB_Default :skylight_solar_trans: NECB_Default :srr_set: NECB_Default :template: NECB2015 | reference | reference | c1da71d4-9dc1-4615-add9-748fc4936d4c | NECB2015 | MidriseApartment | Electricity | Electricity | CAN_ON_Toronto.Pearson.Intl.AP.716240_CWEC2016.epw | parametric |  | NECB_Default | NECB_Default | NECB_Default | NECB_Default | NECB_Default | NECB_Default | NECB_Default | NECB_Default | NECB_Default | NECB_Default | NECB_Default | NECB_Default | NECB_Default | NECB_Default | NECB_Default | NECB_Default | NECB_Default | NECB_Default | NECB_Default | NECB_Default | NECB_Default | NECB_Default | NECB_Default | NECB_Default | NECB_Default | NECB_Default | NECB_Default | NECB_Default | NECB_Default | NECB_Default | NECB_Default | NECB_Default | NECB_Default | NECB_Default | NECB_Default | NECB_Default | NECB_Default | NECB_Default | NECB_Default | NECB_Default | NECB_Default | NECB_Default | NECB_Default | NECB_Default | NECB_Default | aws_batch | 834599497928 | btap_private_cli |  | TRUE | TRUE |  |  | 55.3217 | 17.1902 | 41.3688 | 134.4665 | 3134.61 | 2325.6934 | 40 | MidriseApartment |  |  | 5 | MidriseApartment | 4 |  | 4 | NECB2015 | 0.24343 | 9553.837 | 78.7602 | 52.7571 | 28.9006 | 26.4157 | 288.2621 | 101.4285 | TORONTO | ONTARIO | 3.2633 | 0 | 0 | 3.2633 | 26.145 | 0 | 0 | 26.145 | 0 | 0.075496 | 0 | 0 | 0.58753 | 0.079573 | 0 | 0.14893 | 0.06121 | 0.042238 | 0 | 0.00084859 | 0.58753 | 0.17923 | 75.6451 | 0 | 40 | 0.757 | [5 empty] | 0.183 | 0.278 | 2.2 | 2.2 | 5 | Toronto Pearson Intl AP | CAN | 382 | 3615 | 43.677 | -79.631 | 5 | 3890 | ON | CAN_ON_Toronto.Pearson.Intl.AP.716240_CWEC2016.epw | 0.58753 | 17.1902 | 55.3217 | 18.4423 | 20.6118 | FALSE | FALSE | FALSE | FALSE | 12.8975 | 9.9684 | 0 | 1.5372 | 0.011803 | 561.83 | 0 | 130.2314 | 7.8118 | 0.059984 | 2855.21 | 0 | 0.58753 | 399 | 398.75 | 0 | 0 |  | https://s3.console.aws.amazon.com/s3/buckets/834599497928?region=ca-central-1&prefix=phylroy.lopez/reference/reference/output/c1da71d4-9dc1-4615-add9-748fc4936d4c/ | 1.0.002
797 |  | TRUE | 472 | 0 | 0 | 436.3045 |  |  |  | 0.1 | 2021-09-22 20:14:53 +0000 | 438c2ebff | 0.2.14 | :adv_dx_units: NECB_Default :airloop_economizer_type: NECB_Default :algorithm_type: parametric :analysis_id: reference :analysis_name: reference :boiler_eff: NECB_Default :btap_batch_version: 1.0.002 :building_type: MidriseApartment :chiller_type: NECB_Default :compute_environment: aws_batch :datapoint_id: 9d22cd75-6f3c-48bc-9fbd-7f4b6d743066 :daylighting_type: NECB_Default :dcv_type: NECB_Default :door_construction_cond: NECB_Default :ecm_system_name: NECB_Default :electrical_loads_scale: NECB_Default :enable_costing: true :epw_file: CAN_AB_Edmonton.Intl.AP.711230_CWEC2016.epw :erv_package: NECB_Default :ext_floor_cond: NECB_Default :ext_roof_cond: NECB_Default :ext_wall_cond: NECB_Default :fdwr_set: NECB_Default :fixed_wind_solar_trans: NECB_Default :fixed_window_cond: NECB_Default :furnace_eff: NECB_Default :glass_door_cond: NECB_Default :glass_door_solar_trans: NECB_Default :ground_floor_cond: NECB_Default :ground_roof_cond: NECB_Default :ground_wall_cond: NECB_Default :image_name: btap_private_cli :infiltration_scale: NECB_Default :lights_scale: NECB_Default :lights_type: NECB_Default :nv_delta_temp_in_out: NECB_Default :nv_opening_fraction: NECB_Default :nv_temp_out_min: NECB_Default :nv_type: NECB_Default :oa_scale: NECB_Default :occupancy_loads_scale: NECB_Default :output_meters: [] :output_variables: [] :overhead_door_cond: NECB_Default :primary_heating_fuel: Electricity :pv_ground_azimuth_angle: NECB_Default :pv_ground_module_description: NECB_Default :pv_ground_tilt_angle: NECB_Default :pv_ground_total_area_pv_panels_m2: NECB_Default :pv_ground_type: NECB_Default :rotation_degrees: NECB_Default :run_annual_simulation: true :s3_bucket: '834599497928' :scale_x: NECB_Default :scale_y: NECB_Default :scale_z: NECB_Default :shw_eff: NECB_Default :skylight_cond: NECB_Default :skylight_solar_trans: NECB_Default :srr_set: NECB_Default :template: NECB2015 | reference | reference | 9d22cd75-6f3c-48bc-9fbd-7f4b6d743066 | NECB2015 | MidriseApartment | Electricity | Electricity | CAN_AB_Edmonton.Intl.AP.711230_CWEC2016.epw | parametric |  | NECB_Default | NECB_Default | NECB_Default | NECB_Default | NECB_Default | NECB_Default | NECB_Default | NECB_Default | NECB_Default | NECB_Default | NECB_Default | NECB_Default | NECB_Default | NECB_Default | NECB_Default | NECB_Default | NECB_Default | NECB_Default | NECB_Default | NECB_Default | NECB_Default | NECB_Default | NECB_Default | NECB_Default | NECB_Default | NECB_Default | NECB_Default | NECB_Default | NECB_Default | NECB_Default | NECB_Default | NECB_Default | NECB_Default | NECB_Default | NECB_Default | NECB_Default | NECB_Default | NECB_Default | NECB_Default | NECB_Default | NECB_Default | NECB_Default | NECB_Default | NECB_Default | NECB_Default | aws_batch | 834599497928 | btap_private_cli |  | TRUE | TRUE |  |  | 53.235 | 13.6653 | 58.8368 | 153.8026 | 3134.61 | 2325.6934 | 32.5 | MidriseApartment |  |  | 5 | MidriseApartment | 4 |  | 4 | NECB2015 | 0.24343 | 9553.837 | 73.4999 | 52.8203 | 28.5515 | 26.3129 | 280.8553 | 99.6707 | EDMONTON | ALBERTA | 144.2131 | 0 | 0 | 144.2131 | 13.6684 | 0 | 0 | 13.6684 | 0 | 0.054843 | 0 | 0 | 0.65714 | 0.082702 | 0 | 0.21181 | 0.06121 | 0.042238 | 0 | 0.00084859 | 0.65714 | 0.20348 | 76.103 | 0 | 32.5 | 0.757 | [5 empty] | 0.162 | 0.21 | 2.2 | 2.2 | 5 | Edmonton Intl AP | CAN | 23 | 5588 | 53.31 | -113.579 | 7a | 5120 | AB | CAN_AB_Edmonton.Intl.AP.711230_CWEC2016.epw | 0.65713 | 13.6653 | 53.235 | 13.0002 | 19.4691 | FALSE | FALSE | FALSE | FALSE | 11.4841 | 19.7211 | 0 | 1.7451 | 0.0134 | 637.84 | 0 | 130.2314 | 7.8118 | 0.059984 | 2855.21 | 0 | 0.65714 | 113.5 | 113.5 | 0 | 0 |  | https://s3.console.aws.amazon.com/s3/buckets/834599497928?region=ca-central-1&prefix=phylroy.lopez/reference/reference/output/9d22cd75-6f3c-48bc-9fbd-7f4b6d743066/ | 1.0.002
798 |  | TRUE | 469 | 0 | 0 | 436.8047 |  |  |  | 0.1 | 2021-09-22 20:14:48 +0000 | 438c2ebff | 0.2.14 | :adv_dx_units: NECB_Default :airloop_economizer_type: NECB_Default :algorithm_type: parametric :analysis_id: reference :analysis_name: reference :boiler_eff: NECB_Default :btap_batch_version: 1.0.002 :building_type: MidriseApartment :chiller_type: NECB_Default :compute_environment: aws_batch :datapoint_id: e82d0c29-a6e2-428d-82ee-96a9f09357e5 :daylighting_type: NECB_Default :dcv_type: NECB_Default :door_construction_cond: NECB_Default :ecm_system_name: NECB_Default :electrical_loads_scale: NECB_Default :enable_costing: true :epw_file: CAN_AB_Edmonton.Intl.AP.711230_CWEC2016.epw :erv_package: NECB_Default :ext_floor_cond: NECB_Default :ext_roof_cond: NECB_Default :ext_wall_cond: NECB_Default :fdwr_set: NECB_Default :fixed_wind_solar_trans: NECB_Default :fixed_window_cond: NECB_Default :furnace_eff: NECB_Default :glass_door_cond: NECB_Default :glass_door_solar_trans: NECB_Default :ground_floor_cond: NECB_Default :ground_roof_cond: NECB_Default :ground_wall_cond: NECB_Default :image_name: btap_private_cli :infiltration_scale: NECB_Default :lights_scale: NECB_Default :lights_type: NECB_Default :nv_delta_temp_in_out: NECB_Default :nv_opening_fraction: NECB_Default :nv_temp_out_min: NECB_Default :nv_type: NECB_Default :oa_scale: NECB_Default :occupancy_loads_scale: NECB_Default :output_meters: [] :output_variables: [] :overhead_door_cond: NECB_Default :primary_heating_fuel: NaturalGas :pv_ground_azimuth_angle: NECB_Default :pv_ground_module_description: NECB_Default :pv_ground_tilt_angle: NECB_Default :pv_ground_total_area_pv_panels_m2: NECB_Default :pv_ground_type: NECB_Default :rotation_degrees: NECB_Default :run_annual_simulation: true :s3_bucket: '834599497928' :scale_x: NECB_Default :scale_y: NECB_Default :scale_z: NECB_Default :shw_eff: NECB_Default :skylight_cond: NECB_Default :skylight_solar_trans: NECB_Default :srr_set: NECB_Default :template: NECB2015 | reference | reference | e82d0c29-a6e2-428d-82ee-96a9f09357e5 | NECB2015 | MidriseApartment | NaturalGas | Natural Gas | CAN_AB_Edmonton.Intl.AP.711230_CWEC2016.epw | parametric |  | NECB_Default | NECB_Default | NECB_Default | NECB_Default | NECB_Default | NECB_Default | NECB_Default | NECB_Default | NECB_Default | NECB_Default | NECB_Default | NECB_Default | NECB_Default | NECB_Default | NECB_Default | NECB_Default | NECB_Default | NECB_Default | NECB_Default | NECB_Default | NECB_Default | NECB_Default | NECB_Default | NECB_Default | NECB_Default | NECB_Default | NECB_Default | NECB_Default | NECB_Default | NECB_Default | NECB_Default | NECB_Default | NECB_Default | NECB_Default | NECB_Default | NECB_Default | NECB_Default | NECB_Default | NECB_Default | NECB_Default | NECB_Default | NECB_Default | NECB_Default | NECB_Default | NECB_Default | aws_batch | 834599497928 | btap_private_cli |  | TRUE | TRUE |  |  | 62.4871 | 13.6656 | 58.9396 | 182.4744 | 3134.61 | 2325.6934 | 32.5 | MidriseApartment |  |  | 5 | MidriseApartment | 4 |  | 4 | NECB2015 | 0.24343 | 9553.837 | 73.4999 | 86.0129 | 28.5515 | 6.8129 | 324.1883 | 129.3111 | EDMONTON | ALBERTA | 55.0392 | 25.7131 | 0 | 80.7524 | 5.2166 | 1.8344 | 0 | 7.051 | 0 | 0.054846 | 0 | 0 | 0.2508 | 0.082811 | 0 | 0.24776 | 0.06121 | 0.042238 | 0.50956 | 0.009695 | 0.76036 | 0.26179 | 21.8802 | 76.1962 | 32.5 | 0.757 | [5 empty] | 0.162 | 0.21 | 2.2 | 2.2 | 5 | Edmonton Intl AP | CAN | 23 | 5588 | 53.31 | -113.579 | 7a | 5120 | AB | CAN_AB_Edmonton.Intl.AP.711230_CWEC2016.epw | 0.76035 | 13.6656 | 62.4871 | 13.0001 | 19.4691 | FALSE | FALSE | FALSE | FALSE | 11.4841 | 19.7211 | 0 | 0 | 0 | 0 | 820.62 | 130.2314 | 7.8118 | 0.059984 | 2855.21 | 0 | 0.76036 | 113.5 | 113.5 | 0 | 0 |  | https://s3.console.aws.amazon.com/s3/buckets/834599497928?region=ca-central-1&prefix=phylroy.lopez/reference/reference/output/e82d0c29-a6e2-428d-82ee-96a9f09357e5/ | 1.0.002
799 |  | TRUE | 450 | 0 | 0 | 435.8199 |  |  |  | 0.1 | 2021-09-22 20:15:19 +0000 | 438c2ebff | 0.2.14 | :adv_dx_units: NECB_Default :airloop_economizer_type: NECB_Default :algorithm_type: parametric :analysis_id: reference :analysis_name: reference :boiler_eff: NECB_Default :btap_batch_version: 1.0.002 :building_type: MidriseApartment :chiller_type: NECB_Default :compute_environment: aws_batch :datapoint_id: 23d05e3c-87ba-405c-a087-53c5bcd9c2a2 :daylighting_type: NECB_Default :dcv_type: NECB_Default :door_construction_cond: NECB_Default :ecm_system_name: NECB_Default :electrical_loads_scale: NECB_Default :enable_costing: true :epw_file: CAN_YT_Whitehorse.Intl.AP.719640_CWEC2016.epw :erv_package: NECB_Default :ext_floor_cond: NECB_Default :ext_roof_cond: NECB_Default :ext_wall_cond: NECB_Default :fdwr_set: NECB_Default :fixed_wind_solar_trans: NECB_Default :fixed_window_cond: NECB_Default :furnace_eff: NECB_Default :glass_door_cond: NECB_Default :glass_door_solar_trans: NECB_Default :ground_floor_cond: NECB_Default :ground_roof_cond: NECB_Default :ground_wall_cond: NECB_Default :image_name: btap_private_cli :infiltration_scale: NECB_Default :lights_scale: NECB_Default :lights_type: NECB_Default :nv_delta_temp_in_out: NECB_Default :nv_opening_fraction: NECB_Default :nv_temp_out_min: NECB_Default :nv_type: NECB_Default :oa_scale: NECB_Default :occupancy_loads_scale: NECB_Default :output_meters: [] :output_variables: [] :overhead_door_cond: NECB_Default :primary_heating_fuel: Electricity :pv_ground_azimuth_angle: NECB_Default :pv_ground_module_description: NECB_Default :pv_ground_tilt_angle: NECB_Default :pv_ground_total_area_pv_panels_m2: NECB_Default :pv_ground_type: NECB_Default :rotation_degrees: NECB_Default :run_annual_simulation: true :s3_bucket: '834599497928' :scale_x: NECB_Default :scale_y: NECB_Default :scale_z: NECB_Default :shw_eff: NECB_Default :skylight_cond: NECB_Default :skylight_solar_trans: NECB_Default :srr_set: NECB_Default :template: NECB2015 | reference | reference | 23d05e3c-87ba-405c-a087-53c5bcd9c2a2 | NECB2015 | MidriseApartment | Electricity | Electricity | CAN_YT_Whitehorse.Intl.AP.719640_CWEC2016.epw | parametric |  | NECB_Default | NECB_Default | NECB_Default | NECB_Default | NECB_Default | NECB_Default | NECB_Default | NECB_Default | NECB_Default | NECB_Default | NECB_Default | NECB_Default | NECB_Default | NECB_Default | NECB_Default | NECB_Default | NECB_Default | NECB_Default | NECB_Default | NECB_Default | NECB_Default | NECB_Default | NECB_Default | NECB_Default | NECB_Default | NECB_Default | NECB_Default | NECB_Default | NECB_Default | NECB_Default | NECB_Default | NECB_Default | NECB_Default | NECB_Default | NECB_Default | NECB_Default | NECB_Default | NECB_Default | NECB_Default | NECB_Default | NECB_Default | NECB_Default | NECB_Default | NECB_Default | NECB_Default | aws_batch | 834599497928 | btap_private_cli |  | TRUE | TRUE |  |  | 50.4097 | 10.6504 | 70.0105 | 159.0602 | 3134.61 | 2325.6934 | 22.8 | MidriseApartment |  |  | 5 | MidriseApartment | 4 |  | 4 | NECB2015 | 0.24343 | 9553.837 | 58.8297 | 40.596 | 25.2925 | 26.0223 | 240.7382 | 89.9977 | WHITEHORSE | YUKON | 10.5152 | 0 | 0 | 10.5152 | 24.0813 | 0 | 0 | 24.0813 | 0 | 0.033867 | 0 | 0 | 0.67606 | 0.073275 | 0 | 0.25204 | 0.06121 | 0.042238 | 0 | 0.00084859 | 0.67606 | 0.21259 | 74.9775 | 0 | 22.8 | 0.757 | [5 empty] | 0.162 | 0.21 | 2.2 | 2.2 | 5 | Whitehorse Intl AP | CAN | 5 | 6491 | 60.709 | -135.069 | 7b | 6580 | YT | CAN_YT_Whitehorse.Intl.AP.719640_CWEC2016.epw | 0.67606 | 10.6504 | 50.4097 | 15.4084 | 15.7437 | TRUE | FALSE | FALSE | FALSE | 8.2769 | 21.7698 | 0 | 1.8232 | 0.014 | 666.38 | 0 | 130.2314 | 7.8118 | 0.059984 | 2855.21 | 0 | 0.67606 | 140 | 140 | 0 | 0 |  | https://s3.console.aws.amazon.com/s3/buckets/834599497928?region=ca-central-1&prefix=phylroy.lopez/reference/reference/output/23d05e3c-87ba-405c-a087-53c5bcd9c2a2/ | 1.0.002
800 |  | TRUE | 395 | 0 | 0 | 381.0232 |  |  |  | 0.1 | 2021-09-22 20:15:14 +0000 | 438c2ebff | 0.2.14 | :adv_dx_units: NECB_Default :airloop_economizer_type: NECB_Default :algorithm_type: parametric :analysis_id: reference :analysis_name: reference :boiler_eff: NECB_Default :btap_batch_version: 1.0.002 :building_type: LowriseApartment :chiller_type: NECB_Default :compute_environment: aws_batch :datapoint_id: ff60ecd1-2b5f-45b8-bd53-d0062ae9b012 :daylighting_type: NECB_Default :dcv_type: NECB_Default :door_construction_cond: NECB_Default :ecm_system_name: NECB_Default :electrical_loads_scale: NECB_Default :enable_costing: true :epw_file: CAN_AB_Calgary.Intl.AP.718770_CWEC2016.epw :erv_package: NECB_Default :ext_floor_cond: NECB_Default :ext_roof_cond: NECB_Default :ext_wall_cond: NECB_Default :fdwr_set: NECB_Default :fixed_wind_solar_trans: NECB_Default :fixed_window_cond: NECB_Default :furnace_eff: NECB_Default :glass_door_cond: NECB_Default :glass_door_solar_trans: NECB_Default :ground_floor_cond: NECB_Default :ground_roof_cond: NECB_Default :ground_wall_cond: NECB_Default :image_name: btap_private_cli :infiltration_scale: NECB_Default :lights_scale: NECB_Default :lights_type: NECB_Default :nv_delta_temp_in_out: NECB_Default :nv_opening_fraction: NECB_Default :nv_temp_out_min: NECB_Default :nv_type: NECB_Default :oa_scale: NECB_Default :occupancy_loads_scale: NECB_Default :output_meters: [] :output_variables: [] :overhead_door_cond: NECB_Default :primary_heating_fuel: NaturalGas :pv_ground_azimuth_angle: NECB_Default :pv_ground_module_description: NECB_Default :pv_ground_tilt_angle: NECB_Default :pv_ground_total_area_pv_panels_m2: NECB_Default :pv_ground_type: NECB_Default :rotation_degrees: NECB_Default :run_annual_simulation: true :s3_bucket: '834599497928' :scale_x: NECB_Default :scale_y: NECB_Default :scale_z: NECB_Default :shw_eff: NECB_Default :skylight_cond: NECB_Default :skylight_solar_trans: NECB_Default :srr_set: NECB_Default :template: NECB2011 | reference | reference | ff60ecd1-2b5f-45b8-bd53-d0062ae9b012 | NECB2011 | LowriseApartment | NaturalGas | Natural Gas | CAN_AB_Calgary.Intl.AP.718770_CWEC2016.epw | parametric |  | NECB_Default | NECB_Default | NECB_Default | NECB_Default | NECB_Default | NECB_Default | NECB_Default | NECB_Default | NECB_Default | NECB_Default | NECB_Default | NECB_Default | NECB_Default | NECB_Default | NECB_Default | NECB_Default | NECB_Default | NECB_Default | NECB_Default | NECB_Default | NECB_Default | NECB_Default | NECB_Default | NECB_Default | NECB_Default | NECB_Default | NECB_Default | NECB_Default | NECB_Default | NECB_Default | NECB_Default | NECB_Default | NECB_Default | NECB_Default | NECB_Default | NECB_Default | NECB_Default | NECB_Default | NECB_Default | NECB_Default | NECB_Default | NECB_Default | NECB_Default | NECB_Default | NECB_Default | aws_batch | 834599497928 | btap_private_cli |  | TRUE | TRUE |  |  | 57.0987 | 16.4098 | 58.8932 | 144.502 | 1763.22 | 1532.4718 | 33.3 | LowriseApartment |  |  | 5 | LowriseApartment | 3 | 3 | 3 | NECB2011 | 0.28516 | 5374.0333 | 93.8547 | 103.8327 | 28.5338 | 5.7926 | 400.71 | 168.6962 | CALGARY | ALBERTA | 58.9661 | 18.0289 | 0 | 76.995 | 5.5888 | 1.2862 | 0 | 6.875 | 0 | 0.053329 | 0 | 0 | 0.26869 | 0.10131 | 0 | 0.24928 | 0.059958 | 0.045803 | 0.35728 | 0.0082916 | 0.62597 | 0.108 | 24.4455 | 64.363 | 33.3 | 0.757 | [5 empty] | 0.162 | 0.21 | 2.2 | 2.2 | 5 | Calgary Intl AP | CAN | 64 | 4781 | 51.114 | -114.02 | 7a | 5000 | AB | CAN_AB_Calgary.Intl.AP.718770_CWEC2016.epw | 0.62597 | 16.4098 | 57.0987 | 11.0806 | 21.0518 | FALSE | FALSE | FALSE | FALSE | 11.2505 | 16.135 | 0 | 0 | 0 | 0 | 190.42 | 44.4281 | 1.8816 | 0.042351 | 687.71 | 0 | 0.62597 | 650.5 | 649 | 0 | 0 |  | https://s3.console.aws.amazon.com/s3/buckets/834599497928?region=ca-central-1&prefix=phylroy.lopez/reference/reference/output/ff60ecd1-2b5f-45b8-bd53-d0062ae9b012/ | 1.0.002
801 |  | TRUE | 397 | 0 | 0 | 382.5217 |  |  |  | 0.1 | 2021-09-22 20:15:13 +0000 | 438c2ebff | 0.2.14 | :adv_dx_units: NECB_Default :airloop_economizer_type: NECB_Default :algorithm_type: parametric :analysis_id: reference :analysis_name: reference :boiler_eff: NECB_Default :btap_batch_version: 1.0.002 :building_type: LowriseApartment :chiller_type: NECB_Default :compute_environment: aws_batch :datapoint_id: da5f2dfe-0fd6-4754-9cbe-f83161107c95 :daylighting_type: NECB_Default :dcv_type: NECB_Default :door_construction_cond: NECB_Default :ecm_system_name: NECB_Default :electrical_loads_scale: NECB_Default :enable_costing: true :epw_file: CAN_YT_Whitehorse.Intl.AP.719640_CWEC2016.epw :erv_package: NECB_Default :ext_floor_cond: NECB_Default :ext_roof_cond: NECB_Default :ext_wall_cond: NECB_Default :fdwr_set: NECB_Default :fixed_wind_solar_trans: NECB_Default :fixed_window_cond: NECB_Default :furnace_eff: NECB_Default :glass_door_cond: NECB_Default :glass_door_solar_trans: NECB_Default :ground_floor_cond: NECB_Default :ground_roof_cond: NECB_Default :ground_wall_cond: NECB_Default :image_name: btap_private_cli :infiltration_scale: NECB_Default :lights_scale: NECB_Default :lights_type: NECB_Default :nv_delta_temp_in_out: NECB_Default :nv_opening_fraction: NECB_Default :nv_temp_out_min: NECB_Default :nv_type: NECB_Default :oa_scale: NECB_Default :occupancy_loads_scale: NECB_Default :output_meters: [] :output_variables: [] :overhead_door_cond: NECB_Default :primary_heating_fuel: NaturalGas :pv_ground_azimuth_angle: NECB_Default :pv_ground_module_description: NECB_Default :pv_ground_tilt_angle: NECB_Default :pv_ground_total_area_pv_panels_m2: NECB_Default :pv_ground_type: NECB_Default :rotation_degrees: NECB_Default :run_annual_simulation: true :s3_bucket: '834599497928' :scale_x: NECB_Default :scale_y: NECB_Default :scale_z: NECB_Default :shw_eff: NECB_Default :skylight_cond: NECB_Default :skylight_solar_trans: NECB_Default :srr_set: NECB_Default :template: NECB2011 | reference | reference | da5f2dfe-0fd6-4754-9cbe-f83161107c95 | NECB2011 | LowriseApartment | NaturalGas | Natural Gas | CAN_YT_Whitehorse.Intl.AP.719640_CWEC2016.epw | parametric |  | NECB_Default | NECB_Default | NECB_Default | NECB_Default | NECB_Default | NECB_Default | NECB_Default | NECB_Default | NECB_Default | NECB_Default | NECB_Default | NECB_Default | NECB_Default | NECB_Default | NECB_Default | NECB_Default | NECB_Default | NECB_Default | NECB_Default | NECB_Default | NECB_Default | NECB_Default | NECB_Default | NECB_Default | NECB_Default | NECB_Default | NECB_Default | NECB_Default | NECB_Default | NECB_Default | NECB_Default | NECB_Default | NECB_Default | NECB_Default | NECB_Default | NECB_Default | NECB_Default | NECB_Default | NECB_Default | NECB_Default | NECB_Default | NECB_Default | NECB_Default | NECB_Default | NECB_Default | aws_batch | 834599497928 | btap_private_cli |  | TRUE | TRUE |  |  | 65.3939 | 10.8988 | 89.9664 | 174.2298 | 1763.22 | 1532.4718 | 22.8 | LowriseApartment |  |  | 5 | LowriseApartment | 3 | 3 | 3 | NECB2011 | 0.28516 | 5374.0333 | 73.462 | 89.506 | 26.2445 | 5.4515 | 346.4311 | 151.7672 | WHITEHORSE | YUKON | 3.6161 | 24.905 | 0 | 28.5211 | 8.2813 | 4.5395 | 0 | 12.8208 | 0 | 0.027263 | 0 | 0 | 0.23249 | 0.090431 | 0 | 0.38333 | 0.059958 | 0.045803 | 0.5005 | 0.0090346 | 0.73299 | 0.11717 | 20.5712 | 72.1432 | 22.8 | 0.757 | [5 empty] | 0.162 | 0.21 | 2.2 | 2.2 | 5 | Whitehorse Intl AP | CAN | 5 | 6491 | 60.709 | -135.069 | 7b | 6580 | YT | CAN_YT_Whitehorse.Intl.AP.719640_CWEC2016.epw | 0.73299 | 10.8988 | 65.3939 | 13.5502 | 15.5979 | TRUE | FALSE | FALSE | FALSE | 7.2496 | 20.5452 | 0 | 0 | 0 | 0 | 206.59 | 44.4281 | 1.8816 | 0.042351 | 687.71 | 0 | 0.73299 | 274.25 | 273.25 | 0 | 0 |  | https://s3.console.aws.amazon.com/s3/buckets/834599497928?region=ca-central-1&prefix=phylroy.lopez/reference/reference/output/da5f2dfe-0fd6-4754-9cbe-f83161107c95/ | 1.0.002
802 |  | TRUE | 397 | 0 | 0 | 381.7624 |  |  |  | 0.1 | 2021-09-22 20:15:16 +0000 | 438c2ebff | 0.2.14 | :adv_dx_units: NECB_Default :airloop_economizer_type: NECB_Default :algorithm_type: parametric :analysis_id: reference :analysis_name: reference :boiler_eff: NECB_Default :btap_batch_version: 1.0.002 :building_type: LowriseApartment :chiller_type: NECB_Default :compute_environment: aws_batch :datapoint_id: a6649339-6645-40a8-ba91-66f2ae5c54c1 :daylighting_type: NECB_Default :dcv_type: NECB_Default :door_construction_cond: NECB_Default :ecm_system_name: NECB_Default :electrical_loads_scale: NECB_Default :enable_costing: true :epw_file: CAN_NS_Halifax.Dockyard.713280_CWEC2016.epw :erv_package: NECB_Default :ext_floor_cond: NECB_Default :ext_roof_cond: NECB_Default :ext_wall_cond: NECB_Default :fdwr_set: NECB_Default :fixed_wind_solar_trans: NECB_Default :fixed_window_cond: NECB_Default :furnace_eff: NECB_Default :glass_door_cond: NECB_Default :glass_door_solar_trans: NECB_Default :ground_floor_cond: NECB_Default :ground_roof_cond: NECB_Default :ground_wall_cond: NECB_Default :image_name: btap_private_cli :infiltration_scale: NECB_Default :lights_scale: NECB_Default :lights_type: NECB_Default :nv_delta_temp_in_out: NECB_Default :nv_opening_fraction: NECB_Default :nv_temp_out_min: NECB_Default :nv_type: NECB_Default :oa_scale: NECB_Default :occupancy_loads_scale: NECB_Default :output_meters: [] :output_variables: [] :overhead_door_cond: NECB_Default :primary_heating_fuel: NaturalGas :pv_ground_azimuth_angle: NECB_Default :pv_ground_module_description: NECB_Default :pv_ground_tilt_angle: NECB_Default :pv_ground_total_area_pv_panels_m2: NECB_Default :pv_ground_type: NECB_Default :rotation_degrees: NECB_Default :run_annual_simulation: true :s3_bucket: '834599497928' :scale_x: NECB_Default :scale_y: NECB_Default :scale_z: NECB_Default :shw_eff: NECB_Default :skylight_cond: NECB_Default :skylight_solar_trans: NECB_Default :srr_set: NECB_Default :template: NECB2015 | reference | reference | a6649339-6645-40a8-ba91-66f2ae5c54c1 | NECB2015 | LowriseApartment | NaturalGas | Natural Gas | CAN_NS_Halifax.Dockyard.713280_CWEC2016.epw | parametric |  | NECB_Default | NECB_Default | NECB_Default | NECB_Default | NECB_Default | NECB_Default | NECB_Default | NECB_Default | NECB_Default | NECB_Default | NECB_Default | NECB_Default | NECB_Default | NECB_Default | NECB_Default | NECB_Default | NECB_Default | NECB_Default | NECB_Default | NECB_Default | NECB_Default | NECB_Default | NECB_Default | NECB_Default | NECB_Default | NECB_Default | NECB_Default | NECB_Default | NECB_Default | NECB_Default | NECB_Default | NECB_Default | NECB_Default | NECB_Default | NECB_Default | NECB_Default | NECB_Default | NECB_Default | NECB_Default | NECB_Default | NECB_Default | NECB_Default | NECB_Default | NECB_Default | NECB_Default | aws_batch | 834599497928 | btap_private_cli |  | TRUE | TRUE |  |  | 53.5414 | 15.287 | 53.9386 | 172.8183 | 1763.22 | 1532.4718 | 40 | LowriseApartment |  |  | 5 | LowriseApartment | 3 | 3 | 3 | NECB2015 | 0.28516 | 5374.0333 | 85.1263 | 98.7771 | 28.8865 | 9.1668 | 382.8295 | 160.8729 | HALIFAX | NOVA SCOTIA | 53.8459 | 22.984 | 0 | 76.8299 | 10.5602 | 5.8014 | 0 | 16.3616 | 0 | 0.063288 | 0 | 0 | 0.26553 | 0.088299 | 0 | 0.22771 | 0.059998 | 0.045275 | 0.46189 | 0.008666 | 0.72742 | 0.23418 | 23.2941 | 70.1403 | 40 | 0.757 | [5 empty] | 0.183 | 0.247 | 2.2 | 2.2 | 5 | Halifax Dockyard | CAN | 112 | 3647 | 44.655 | -63.577 | 6 | 4000 | NS | CAN_NS_Halifax.Dockyard.713280_CWEC2016.epw | 0.72742 | 15.287 | 53.5414 | 13.3337 | 21.1495 | FALSE | FALSE | FALSE | FALSE | 7.8756 | 8.2984 | 0 | 0 | 0 | 0 | 412.91 | 79.4319 | 4.3294 | 0.054504 | 1582.38 | 0 | 0.72742 | 192 | 192 | 0 | 0 |  | https://s3.console.aws.amazon.com/s3/buckets/834599497928?region=ca-central-1&prefix=phylroy.lopez/reference/reference/output/a6649339-6645-40a8-ba91-66f2ae5c54c1/ | 1.0.002
803 |  | TRUE | 398 | 0 | 0 | 381.1168 |  |  |  | 0.1 | 2021-09-22 20:14:59 +0000 | 438c2ebff | 0.2.14 | :adv_dx_units: NECB_Default :airloop_economizer_type: NECB_Default :algorithm_type: parametric :analysis_id: reference :analysis_name: reference :boiler_eff: NECB_Default :btap_batch_version: 1.0.002 :building_type: LowriseApartment :chiller_type: NECB_Default :compute_environment: aws_batch :datapoint_id: f60dd108-e3c3-4f5d-a016-0049a6bc4845 :daylighting_type: NECB_Default :dcv_type: NECB_Default :door_construction_cond: NECB_Default :ecm_system_name: NECB_Default :electrical_loads_scale: NECB_Default :enable_costing: true :epw_file: CAN_AB_Calgary.Intl.AP.718770_CWEC2016.epw :erv_package: NECB_Default :ext_floor_cond: NECB_Default :ext_roof_cond: NECB_Default :ext_wall_cond: NECB_Default :fdwr_set: NECB_Default :fixed_wind_solar_trans: NECB_Default :fixed_window_cond: NECB_Default :furnace_eff: NECB_Default :glass_door_cond: NECB_Default :glass_door_solar_trans: NECB_Default :ground_floor_cond: NECB_Default :ground_roof_cond: NECB_Default :ground_wall_cond: NECB_Default :image_name: btap_private_cli :infiltration_scale: NECB_Default :lights_scale: NECB_Default :lights_type: NECB_Default :nv_delta_temp_in_out: NECB_Default :nv_opening_fraction: NECB_Default :nv_temp_out_min: NECB_Default :nv_type: NECB_Default :oa_scale: NECB_Default :occupancy_loads_scale: NECB_Default :output_meters: [] :output_variables: [] :overhead_door_cond: NECB_Default :primary_heating_fuel: Electricity :pv_ground_azimuth_angle: NECB_Default :pv_ground_module_description: NECB_Default :pv_ground_tilt_angle: NECB_Default :pv_ground_total_area_pv_panels_m2: NECB_Default :pv_ground_type: NECB_Default :rotation_degrees: NECB_Default :run_annual_simulation: true :s3_bucket: '834599497928' :scale_x: NECB_Default :scale_y: NECB_Default :scale_z: NECB_Default :shw_eff: NECB_Default :skylight_cond: NECB_Default :skylight_solar_trans: NECB_Default :srr_set: NECB_Default :template: NECB2015 | reference | reference | f60dd108-e3c3-4f5d-a016-0049a6bc4845 | NECB2015 | LowriseApartment | Electricity | Electricity | CAN_AB_Calgary.Intl.AP.718770_CWEC2016.epw | parametric |  | NECB_Default | NECB_Default | NECB_Default | NECB_Default | NECB_Default | NECB_Default | NECB_Default | NECB_Default | NECB_Default | NECB_Default | NECB_Default | NECB_Default | NECB_Default | NECB_Default | NECB_Default | NECB_Default | NECB_Default | NECB_Default | NECB_Default | NECB_Default | NECB_Default | NECB_Default | NECB_Default | NECB_Default | NECB_Default | NECB_Default | NECB_Default | NECB_Default | NECB_Default | NECB_Default | NECB_Default | NECB_Default | NECB_Default | NECB_Default | NECB_Default | NECB_Default | NECB_Default | NECB_Default | NECB_Default | NECB_Default | NECB_Default | NECB_Default | NECB_Default | NECB_Default | NECB_Default | aws_batch | 834599497928 | btap_private_cli |  | TRUE | TRUE |  |  | 48.708 | 17.2004 | 62.1606 | 160.0544 | 1763.22 | 1532.4718 | 33.3 | LowriseApartment |  |  | 5 | LowriseApartment | 3 | 3 | 3 | NECB2015 | 0.28516 | 5374.0333 | 93.8547 | 55.7402 | 28.5338 | 33.811 | 343.173 | 131.2333 | CALGARY | ALBERTA | 149.5548 | 0 | 0 | 149.5548 | 14.1747 | 0 | 0 | 14.1747 | 0 | 0.061666 | 0 | 0 | 0.68147 | 0.097481 | 0 | 0.22378 | 0.059998 | 0.045275 | 0 | 0.00037999 | 0.68147 | 0.19289 | 78.5311 | 0 | 33.3 | 0.757 | [5 empty] | 0.162 | 0.21 | 2.2 | 2.2 | 5 | Calgary Intl AP | CAN | 64 | 4781 | 51.114 | -114.02 | 7a | 5000 | AB | CAN_AB_Calgary.Intl.AP.718770_CWEC2016.epw | 0.68147 | 17.2004 | 48.708 | 11.0806 | 21.0518 | FALSE | FALSE | FALSE | FALSE | 12.0644 | 17.5261 | 0 | 0.93053 | 0.011715 | 340.11 | 0 | 79.4319 | 4.3294 | 0.054504 | 1582.38 | 0 | 0.68147 | 603.25 | 603.25 | 0 | 0 |  | https://s3.console.aws.amazon.com/s3/buckets/834599497928?region=ca-central-1&prefix=phylroy.lopez/reference/reference/output/f60dd108-e3c3-4f5d-a016-0049a6bc4845/ | 1.0.002
804 |  | TRUE | 425 | 0 | 0 | 383.0888 |  |  |  | 0.1 | 2021-09-22 20:15:15 +0000 | 438c2ebff | 0.2.14 | :adv_dx_units: NECB_Default :airloop_economizer_type: NECB_Default :algorithm_type: parametric :analysis_id: reference :analysis_name: reference :boiler_eff: NECB_Default :btap_batch_version: 1.0.002 :building_type: LowriseApartment :chiller_type: NECB_Default :compute_environment: aws_batch :datapoint_id: 5f9481c5-fb51-47c1-8926-0286249efcb9 :daylighting_type: NECB_Default :dcv_type: NECB_Default :door_construction_cond: NECB_Default :ecm_system_name: NECB_Default :electrical_loads_scale: NECB_Default :enable_costing: true :epw_file: CAN_QC_Montreal-Trudeau.Intl.AP.716270_CWEC2016.epw :erv_package: NECB_Default :ext_floor_cond: NECB_Default :ext_roof_cond: NECB_Default :ext_wall_cond: NECB_Default :fdwr_set: NECB_Default :fixed_wind_solar_trans: NECB_Default :fixed_window_cond: NECB_Default :furnace_eff: NECB_Default :glass_door_cond: NECB_Default :glass_door_solar_trans: NECB_Default :ground_floor_cond: NECB_Default :ground_roof_cond: NECB_Default :ground_wall_cond: NECB_Default :image_name: btap_private_cli :infiltration_scale: NECB_Default :lights_scale: NECB_Default :lights_type: NECB_Default :nv_delta_temp_in_out: NECB_Default :nv_opening_fraction: NECB_Default :nv_temp_out_min: NECB_Default :nv_type: NECB_Default :oa_scale: NECB_Default :occupancy_loads_scale: NECB_Default :output_meters: [] :output_variables: [] :overhead_door_cond: NECB_Default :primary_heating_fuel: NaturalGas :pv_ground_azimuth_angle: NECB_Default :pv_ground_module_description: NECB_Default :pv_ground_tilt_angle: NECB_Default :pv_ground_total_area_pv_panels_m2: NECB_Default :pv_ground_type: NECB_Default :rotation_degrees: NECB_Default :run_annual_simulation: true :s3_bucket: '834599497928' :scale_x: NECB_Default :scale_y: NECB_Default :scale_z: NECB_Default :shw_eff: NECB_Default :skylight_cond: NECB_Default :skylight_solar_trans: NECB_Default :srr_set: NECB_Default :template: NECB2015 | reference | reference | 5f9481c5-fb51-47c1-8926-0286249efcb9 | NECB2015 | LowriseApartment | NaturalGas | Natural Gas | CAN_QC_Montreal-Trudeau.Intl.AP.716270_CWEC2016.epw | parametric |  | NECB_Default | NECB_Default | NECB_Default | NECB_Default | NECB_Default | NECB_Default | NECB_Default | NECB_Default | NECB_Default | NECB_Default | NECB_Default | NECB_Default | NECB_Default | NECB_Default | NECB_Default | NECB_Default | NECB_Default | NECB_Default | NECB_Default | NECB_Default | NECB_Default | NECB_Default | NECB_Default | NECB_Default | NECB_Default | NECB_Default | NECB_Default | NECB_Default | NECB_Default | NECB_Default | NECB_Default | NECB_Default | NECB_Default | NECB_Default | NECB_Default | NECB_Default | NECB_Default | NECB_Default | NECB_Default | NECB_Default | NECB_Default | NECB_Default | NECB_Default | NECB_Default | NECB_Default | aws_batch | 834599497928 | btap_private_cli |  | TRUE | TRUE |  |  | 72.9225 | 18.6117 | 65.7966 | 193.1504 | 1763.22 | 1532.4718 | 37.3 | LowriseApartment |  |  | 5 | LowriseApartment | 3 | 3 | 3 | NECB2015 | 0.28516 | 5374.0333 | 90.4178 | 99.4186 | 27.1852 | 9.1421 | 385.3935 | 159.2298 | MONTREAL | QUEBEC | 0.11077 | 25.4689 | 0 | 25.5797 | 7.0549 | 6.6714 | 0 | 13.7263 | 0 | 0.074494 | 0 | 0 | 0.28505 | 0.096403 | 0 | 0.27848 | 0.059998 | 0.045275 | 0.51556 | 0.0088815 | 0.80061 | 0.23708 | 26.6094 | 84.7172 | 37.3 | 0.757 | [5 empty] | 0.183 | 0.247 | 2.2 | 2.2 | 5 | Montreal-Trudeau Intl AP | CAN | 323 | 4090 | 45.471 | -73.741 | 6 | 4400 | QC | CAN_QC_Montreal-Trudeau.Intl.AP.716270_CWEC2016.epw | 0.80061 | 18.6117 | 72.9225 | 15.7594 | 21.7057 | FALSE | FALSE | FALSE | FALSE | 12.5349 | 15.9573 | 0 | 0 | 0 | 0 | 418.02 | 79.4319 | 4.3294 | 0.054504 | 1582.38 | 0 | 0.80061 | 453 | 451.5 | 0 | 0 |  | https://s3.console.aws.amazon.com/s3/buckets/834599497928?region=ca-central-1&prefix=phylroy.lopez/reference/reference/output/5f9481c5-fb51-47c1-8926-0286249efcb9/ | 1.0.002
805 |  | TRUE | 428 | 0 | 0 | 384.876 |  |  |  | 0.1 | 2021-09-22 20:15:05 +0000 | 438c2ebff | 0.2.14 | :adv_dx_units: NECB_Default :airloop_economizer_type: NECB_Default :algorithm_type: parametric :analysis_id: reference :analysis_name: reference :boiler_eff: NECB_Default :btap_batch_version: 1.0.002 :building_type: LowriseApartment :chiller_type: NECB_Default :compute_environment: aws_batch :datapoint_id: ae6660a2-8a76-4626-a9a4-9a5410a201af :daylighting_type: NECB_Default :dcv_type: NECB_Default :door_construction_cond: NECB_Default :ecm_system_name: NECB_Default :electrical_loads_scale: NECB_Default :enable_costing: true :epw_file: CAN_QC_Montreal-Trudeau.Intl.AP.716270_CWEC2016.epw :erv_package: NECB_Default :ext_floor_cond: NECB_Default :ext_roof_cond: NECB_Default :ext_wall_cond: NECB_Default :fdwr_set: NECB_Default :fixed_wind_solar_trans: NECB_Default :fixed_window_cond: NECB_Default :furnace_eff: NECB_Default :glass_door_cond: NECB_Default :glass_door_solar_trans: NECB_Default :ground_floor_cond: NECB_Default :ground_roof_cond: NECB_Default :ground_wall_cond: NECB_Default :image_name: btap_private_cli :infiltration_scale: NECB_Default :lights_scale: NECB_Default :lights_type: NECB_Default :nv_delta_temp_in_out: NECB_Default :nv_opening_fraction: NECB_Default :nv_temp_out_min: NECB_Default :nv_type: NECB_Default :oa_scale: NECB_Default :occupancy_loads_scale: NECB_Default :output_meters: [] :output_variables: [] :overhead_door_cond: NECB_Default :primary_heating_fuel: Electricity :pv_ground_azimuth_angle: NECB_Default :pv_ground_module_description: NECB_Default :pv_ground_tilt_angle: NECB_Default :pv_ground_total_area_pv_panels_m2: NECB_Default :pv_ground_type: NECB_Default :rotation_degrees: NECB_Default :run_annual_simulation: true :s3_bucket: '834599497928' :scale_x: NECB_Default :scale_y: NECB_Default :scale_z: NECB_Default :shw_eff: NECB_Default :skylight_cond: NECB_Default :skylight_solar_trans: NECB_Default :srr_set: NECB_Default :template: NECB2015 | reference | reference | ae6660a2-8a76-4626-a9a4-9a5410a201af | NECB2015 | LowriseApartment | Electricity | Electricity | CAN_QC_Montreal-Trudeau.Intl.AP.716270_CWEC2016.epw | parametric |  | NECB_Default | NECB_Default | NECB_Default | NECB_Default | NECB_Default | NECB_Default | NECB_Default | NECB_Default | NECB_Default | NECB_Default | NECB_Default | NECB_Default | NECB_Default | NECB_Default | NECB_Default | NECB_Default | NECB_Default | NECB_Default | NECB_Default | NECB_Default | NECB_Default | NECB_Default | NECB_Default | NECB_Default | NECB_Default | NECB_Default | NECB_Default | NECB_Default | NECB_Default | NECB_Default | NECB_Default | NECB_Default | NECB_Default | NECB_Default | NECB_Default | NECB_Default | NECB_Default | NECB_Default | NECB_Default | NECB_Default | NECB_Default | NECB_Default | NECB_Default | NECB_Default | NECB_Default | aws_batch | 834599497928 | btap_private_cli |  | TRUE | TRUE |  |  | 61.8798 | 18.6115 | 65.7383 | 164.1426 | 1763.22 | 1532.4718 | 37.3 | LowriseApartment |  |  | 5 | LowriseApartment | 3 | 3 | 3 | NECB2015 | 0.28516 | 5374.0333 | 90.4178 | 52.7536 | 27.1852 | 33.7218 | 328.7116 | 124.6331 | MONTREAL | QUEBEC | 0.27054 | 0 | 0 | 0.27054 | 17.2308 | 0 | 0 | 17.2308 | 0 | 0.074489 | 0 | 0 | 0.69619 | 0.096284 | 0 | 0.23666 | 0.059998 | 0.045275 | 0 | 0.00037999 | 0.69619 | 0.1831 | 82.4636 | 0 | 37.3 | 0.757 | [5 empty] | 0.183 | 0.247 | 2.2 | 2.2 | 5 | Montreal-Trudeau Intl AP | CAN | 323 | 4090 | 45.471 | -73.741 | 6 | 4400 | QC | CAN_QC_Montreal-Trudeau.Intl.AP.716270_CWEC2016.epw | 0.69619 | 18.6115 | 61.8798 | 15.7594 | 21.7056 | FALSE | FALSE | FALSE | FALSE | 12.5349 | 15.9572 | 0 | 0.88331 | 0.01112 | 322.85 | 0 | 79.4319 | 4.3294 | 0.054504 | 1582.38 | 0 | 0.69619 | 453 | 451.5 | 0 | 0 |  | https://s3.console.aws.amazon.com/s3/buckets/834599497928?region=ca-central-1&prefix=phylroy.lopez/reference/reference/output/ae6660a2-8a76-4626-a9a4-9a5410a201af/ | 1.0.002
806 |  | TRUE | 469 | 0 | 0 | 434.4126 |  |  |  | 0.1 | 2021-09-22 20:15:12 +0000 | 438c2ebff | 0.2.14 | :adv_dx_units: NECB_Default :airloop_economizer_type: NECB_Default :algorithm_type: parametric :analysis_id: reference :analysis_name: reference :boiler_eff: NECB_Default :btap_batch_version: 1.0.002 :building_type: MidriseApartment :chiller_type: NECB_Default :compute_environment: aws_batch :datapoint_id: bf5b8c7b-ee18-471f-a530-719897b2e74e :daylighting_type: NECB_Default :dcv_type: NECB_Default :door_construction_cond: NECB_Default :ecm_system_name: NECB_Default :electrical_loads_scale: NECB_Default :enable_costing: true :epw_file: CAN_AB_Edmonton.Intl.AP.711230_CWEC2016.epw :erv_package: NECB_Default :ext_floor_cond: NECB_Default :ext_roof_cond: NECB_Default :ext_wall_cond: NECB_Default :fdwr_set: NECB_Default :fixed_wind_solar_trans: NECB_Default :fixed_window_cond: NECB_Default :furnace_eff: NECB_Default :glass_door_cond: NECB_Default :glass_door_solar_trans: NECB_Default :ground_floor_cond: NECB_Default :ground_roof_cond: NECB_Default :ground_wall_cond: NECB_Default :image_name: btap_private_cli :infiltration_scale: NECB_Default :lights_scale: NECB_Default :lights_type: NECB_Default :nv_delta_temp_in_out: NECB_Default :nv_opening_fraction: NECB_Default :nv_temp_out_min: NECB_Default :nv_type: NECB_Default :oa_scale: NECB_Default :occupancy_loads_scale: NECB_Default :output_meters: [] :output_variables: [] :overhead_door_cond: NECB_Default :primary_heating_fuel: NaturalGas :pv_ground_azimuth_angle: NECB_Default :pv_ground_module_description: NECB_Default :pv_ground_tilt_angle: NECB_Default :pv_ground_total_area_pv_panels_m2: NECB_Default :pv_ground_type: NECB_Default :rotation_degrees: NECB_Default :run_annual_simulation: true :s3_bucket: '834599497928' :scale_x: NECB_Default :scale_y: NECB_Default :scale_z: NECB_Default :shw_eff: NECB_Default :skylight_cond: NECB_Default :skylight_solar_trans: NECB_Default :srr_set: NECB_Default :template: NECB2017 | reference | reference | bf5b8c7b-ee18-471f-a530-719897b2e74e | NECB2017 | MidriseApartment | NaturalGas | Natural Gas | CAN_AB_Edmonton.Intl.AP.711230_CWEC2016.epw | parametric |  | NECB_Default | NECB_Default | NECB_Default | NECB_Default | NECB_Default | NECB_Default | NECB_Default | NECB_Default | NECB_Default | NECB_Default | NECB_Default | NECB_Default | NECB_Default | NECB_Default | NECB_Default | NECB_Default | NECB_Default | NECB_Default | NECB_Default | NECB_Default | NECB_Default | NECB_Default | NECB_Default | NECB_Default | NECB_Default | NECB_Default | NECB_Default | NECB_Default | NECB_Default | NECB_Default | NECB_Default | NECB_Default | NECB_Default | NECB_Default | NECB_Default | NECB_Default | NECB_Default | NECB_Default | NECB_Default | NECB_Default | NECB_Default | NECB_Default | NECB_Default | NECB_Default | NECB_Default | aws_batch | 834599497928 | btap_private_cli |  | TRUE | TRUE |  |  | 58.9939 | 11.9802 | 27.2726 | 141.4982 | 3134.61 | 2325.6934 | 32.5 | MidriseApartment |  |  | 2 | MidriseApartment | 4 |  | 4 | NECB2017 | 0.24343 | 9553.837 | 75.1422 | 82.3265 | 28.5515 | 6.8129 | 348.0373 | 155.2042 | EDMONTON | ALBERTA | 56.6803 | 18.8722 | 0 | 75.5525 | 5.3721 | 1.3464 | 0 | 6.7185 | 0 | 0.055579 | 0 | 0 | 0.25827 | 0.071802 | 0.020092 | 0.11207 | 0.06121 | 0.041568 | 0.37399 | 0.0080233 | 0.63226 | 0.26192 | 21.8034 | 72.5622 | 32.5 | 0.757 | [5 empty] | 0.138 | 0.21 | 1.9 | 1.9 | 2 | Edmonton Intl AP | CAN | 23 | 5588 | 53.31 | -113.579 | 7a | 5120 | AB | CAN_AB_Edmonton.Intl.AP.711230_CWEC2016.epw | 0.63226 | 11.9802 | 58.9939 | 13.0002 | 19.4691 | FALSE | FALSE | FALSE | FALSE | 11.4841 | 19.7211 | 0 | 0 | 0 | 0 | 821.01 | 130.2314 | 7.8118 | 0.059984 | 2855.21 | 0 | 0.63226 | 53.5 | 53.5 | 0 | 0 |  | https://s3.console.aws.amazon.com/s3/buckets/834599497928?region=ca-central-1&prefix=phylroy.lopez/reference/reference/output/bf5b8c7b-ee18-471f-a530-719897b2e74e/ | 1.0.002
807 |  | TRUE | 424 | 0 | 0 | 434.1252 |  |  |  | 0.1 | 2021-09-22 20:15:10 +0000 | 438c2ebff | 0.2.14 | :adv_dx_units: NECB_Default :airloop_economizer_type: NECB_Default :algorithm_type: parametric :analysis_id: reference :analysis_name: reference :boiler_eff: NECB_Default :btap_batch_version: 1.0.002 :building_type: MidriseApartment :chiller_type: NECB_Default :compute_environment: aws_batch :datapoint_id: 70a5e96a-f7c1-4af0-9d43-0dc650a82a85 :daylighting_type: NECB_Default :dcv_type: NECB_Default :door_construction_cond: NECB_Default :ecm_system_name: NECB_Default :electrical_loads_scale: NECB_Default :enable_costing: true :epw_file: CAN_BC_Vancouver.Intl.AP.718920_CWEC2016.epw :erv_package: NECB_Default :ext_floor_cond: NECB_Default :ext_roof_cond: NECB_Default :ext_wall_cond: NECB_Default :fdwr_set: NECB_Default :fixed_wind_solar_trans: NECB_Default :fixed_window_cond: NECB_Default :furnace_eff: NECB_Default :glass_door_cond: NECB_Default :glass_door_solar_trans: NECB_Default :ground_floor_cond: NECB_Default :ground_roof_cond: NECB_Default :ground_wall_cond: NECB_Default :image_name: btap_private_cli :infiltration_scale: NECB_Default :lights_scale: NECB_Default :lights_type: NECB_Default :nv_delta_temp_in_out: NECB_Default :nv_opening_fraction: NECB_Default :nv_temp_out_min: NECB_Default :nv_type: NECB_Default :oa_scale: NECB_Default :occupancy_loads_scale: NECB_Default :output_meters: [] :output_variables: [] :overhead_door_cond: NECB_Default :primary_heating_fuel: Electricity :pv_ground_azimuth_angle: NECB_Default :pv_ground_module_description: NECB_Default :pv_ground_tilt_angle: NECB_Default :pv_ground_total_area_pv_panels_m2: NECB_Default :pv_ground_type: NECB_Default :rotation_degrees: NECB_Default :run_annual_simulation: true :s3_bucket: '834599497928' :scale_x: NECB_Default :scale_y: NECB_Default :scale_z: NECB_Default :shw_eff: NECB_Default :skylight_cond: NECB_Default :skylight_solar_trans: NECB_Default :srr_set: NECB_Default :template: NECB2017 | reference | reference | 70a5e96a-f7c1-4af0-9d43-0dc650a82a85 | NECB2017 | MidriseApartment | Electricity | Electricity | CAN_BC_Vancouver.Intl.AP.718920_CWEC2016.epw | parametric |  | NECB_Default | NECB_Default | NECB_Default | NECB_Default | NECB_Default | NECB_Default | NECB_Default | NECB_Default | NECB_Default | NECB_Default | NECB_Default | NECB_Default | NECB_Default | NECB_Default | NECB_Default | NECB_Default | NECB_Default | NECB_Default | NECB_Default | NECB_Default | NECB_Default | NECB_Default | NECB_Default | NECB_Default | NECB_Default | NECB_Default | NECB_Default | NECB_Default | NECB_Default | NECB_Default | NECB_Default | NECB_Default | NECB_Default | NECB_Default | NECB_Default | NECB_Default | NECB_Default | NECB_Default | NECB_Default | NECB_Default | NECB_Default | NECB_Default | NECB_Default | NECB_Default | NECB_Default | aws_batch | 834599497928 | btap_private_cli |  | TRUE | TRUE |  |  | 25.1335 | 11.8472 | 11.7558 | 95.4345 | 3134.61 | 2325.6934 | 40 | MidriseApartment |  |  | 2 | MidriseApartment | 4 |  | 4 | NECB2017 | 0.24343 | 9553.837 | 69.4598 | 44.3012 | 25.5279 | 26.3359 | 285.4679 | 119.8431 | VANCOUVER | BRITISH COLUMBIA | 1.3188 | 0 | 0 | 1.3188 | 13.1697 | 0 | 0 | 13.1697 | 0 | 0.061902 | 0 | 0 | 0.46536 | 0.064381 | 0.01902 | 0.042321 | 0.06121 | 0.041568 | 0 | 0.00084859 | 0.46536 | 0.17411 | 47.8901 | 0 | 40 | 0.757 | [5 empty] | 0.193 | 0.315 | 2.1 | 2.1 | 2 | Vancouver Intl AP | CAN | 42 | 2797 | 49.195 | -123.184 | 4 | 2800 | BC | CAN_BC_Vancouver.Intl.AP.718920_CWEC2016.epw | 0.46536 | 11.8472 | 25.1335 | 12.8559 | 23.8037 | FALSE | FALSE | TRUE | FALSE | 10.8731 | 8.4662 | 0 | 1.4932 | 0.011466 | 545.77 | 0 | 130.2314 | 7.8118 | 0.059984 | 2855.21 | 0 | 0.46536 | 296.75 | 296.75 | 0 | 0 |  | https://s3.console.aws.amazon.com/s3/buckets/834599497928?region=ca-central-1&prefix=phylroy.lopez/reference/reference/output/70a5e96a-f7c1-4af0-9d43-0dc650a82a85/ | 1.0.002
808 |  | TRUE | 430 | 0 | 0 | 381.7818 |  |  |  | 0.1 | 2021-09-22 20:15:22 +0000 | 438c2ebff | 0.2.14 | :adv_dx_units: NECB_Default :airloop_economizer_type: NECB_Default :algorithm_type: parametric :analysis_id: reference :analysis_name: reference :boiler_eff: NECB_Default :btap_batch_version: 1.0.002 :building_type: LowriseApartment :chiller_type: NECB_Default :compute_environment: aws_batch :datapoint_id: f23fe6e6-3e75-413f-95ae-cbc65f77be5b :daylighting_type: NECB_Default :dcv_type: NECB_Default :door_construction_cond: NECB_Default :ecm_system_name: NECB_Default :electrical_loads_scale: NECB_Default :enable_costing: true :epw_file: CAN_QC_Montreal-Trudeau.Intl.AP.716270_CWEC2016.epw :erv_package: NECB_Default :ext_floor_cond: NECB_Default :ext_roof_cond: NECB_Default :ext_wall_cond: NECB_Default :fdwr_set: NECB_Default :fixed_wind_solar_trans: NECB_Default :fixed_window_cond: NECB_Default :furnace_eff: NECB_Default :glass_door_cond: NECB_Default :glass_door_solar_trans: NECB_Default :ground_floor_cond: NECB_Default :ground_roof_cond: NECB_Default :ground_wall_cond: NECB_Default :image_name: btap_private_cli :infiltration_scale: NECB_Default :lights_scale: NECB_Default :lights_type: NECB_Default :nv_delta_temp_in_out: NECB_Default :nv_opening_fraction: NECB_Default :nv_temp_out_min: NECB_Default :nv_type: NECB_Default :oa_scale: NECB_Default :occupancy_loads_scale: NECB_Default :output_meters: [] :output_variables: [] :overhead_door_cond: NECB_Default :primary_heating_fuel: Electricity :pv_ground_azimuth_angle: NECB_Default :pv_ground_module_description: NECB_Default :pv_ground_tilt_angle: NECB_Default :pv_ground_total_area_pv_panels_m2: NECB_Default :pv_ground_type: NECB_Default :rotation_degrees: NECB_Default :run_annual_simulation: true :s3_bucket: '834599497928' :scale_x: NECB_Default :scale_y: NECB_Default :scale_z: NECB_Default :shw_eff: NECB_Default :skylight_cond: NECB_Default :skylight_solar_trans: NECB_Default :srr_set: NECB_Default :template: NECB2017 | reference | reference | f23fe6e6-3e75-413f-95ae-cbc65f77be5b | NECB2017 | LowriseApartment | Electricity | Electricity | CAN_QC_Montreal-Trudeau.Intl.AP.716270_CWEC2016.epw | parametric |  | NECB_Default | NECB_Default | NECB_Default | NECB_Default | NECB_Default | NECB_Default | NECB_Default | NECB_Default | NECB_Default | NECB_Default | NECB_Default | NECB_Default | NECB_Default | NECB_Default | NECB_Default | NECB_Default | NECB_Default | NECB_Default | NECB_Default | NECB_Default | NECB_Default | NECB_Default | NECB_Default | NECB_Default | NECB_Default | NECB_Default | NECB_Default | NECB_Default | NECB_Default | NECB_Default | NECB_Default | NECB_Default | NECB_Default | NECB_Default | NECB_Default | NECB_Default | NECB_Default | NECB_Default | NECB_Default | NECB_Default | NECB_Default | NECB_Default | NECB_Default | NECB_Default | NECB_Default | aws_batch | 834599497928 | btap_private_cli |  | TRUE | TRUE |  |  | 58.4379 | 15.9858 | 30.3737 | 124.5055 | 1763.22 | 1532.4718 | 37.3 | LowriseApartment |  |  | 2 | LowriseApartment | 3 | 3 | 3 | NECB2017 | 0.28516 | 5374.0333 | 92.8187 | 50.2611 | 27.1852 | 33.7218 | 362.0497 | 158.0629 | MONTREAL | QUEBEC | 0.22514 | 0 | 0 | 0.22514 | 14.3392 | 0 | 0 | 14.3392 | 0 | 0.071296 | 0 | 0 | 0.57937 | 0.084096 | 0.027064 | 0.10935 | 0.059998 | 0.044084 | 0 | 0.00037999 | 0.57937 | 0.1831 | 79.1899 | 0 | 37.3 | 0.757 | [5 empty] | 0.156 | 0.247 | 1.9 | 1.9 | 2 | Montreal-Trudeau Intl AP | CAN | 323 | 4090 | 45.471 | -73.741 | 6 | 4400 | QC | CAN_QC_Montreal-Trudeau.Intl.AP.716270_CWEC2016.epw | 0.57936 | 15.9858 | 58.4379 | 15.7594 | 21.7056 | FALSE | FALSE | FALSE | FALSE | 12.5349 | 15.9573 | 0 | 0.88331 | 0.01112 | 322.85 | 0 | 79.4319 | 4.3294 | 0.054504 | 1582.38 | 0 | 0.57937 | 279.5 | 278.25 | 0 | 0 |  | https://s3.console.aws.amazon.com/s3/buckets/834599497928?region=ca-central-1&prefix=phylroy.lopez/reference/reference/output/f23fe6e6-3e75-413f-95ae-cbc65f77be5b/ | 1.0.002
809 |  | TRUE | 375 | 0 | 0 | 381.3627 |  |  |  | 0.1 | 2021-09-22 20:15:35 +0000 | 438c2ebff | 0.2.14 | :adv_dx_units: NECB_Default :airloop_economizer_type: NECB_Default :algorithm_type: parametric :analysis_id: reference :analysis_name: reference :boiler_eff: NECB_Default :btap_batch_version: 1.0.002 :building_type: LowriseApartment :chiller_type: NECB_Default :compute_environment: aws_batch :datapoint_id: 4ce4cceb-bf36-487b-add7-edae5123d30f :daylighting_type: NECB_Default :dcv_type: NECB_Default :door_construction_cond: NECB_Default :ecm_system_name: NECB_Default :electrical_loads_scale: NECB_Default :enable_costing: true :epw_file: CAN_BC_Vancouver.Intl.AP.718920_CWEC2016.epw :erv_package: NECB_Default :ext_floor_cond: NECB_Default :ext_roof_cond: NECB_Default :ext_wall_cond: NECB_Default :fdwr_set: NECB_Default :fixed_wind_solar_trans: NECB_Default :fixed_window_cond: NECB_Default :furnace_eff: NECB_Default :glass_door_cond: NECB_Default :glass_door_solar_trans: NECB_Default :ground_floor_cond: NECB_Default :ground_roof_cond: NECB_Default :ground_wall_cond: NECB_Default :image_name: btap_private_cli :infiltration_scale: NECB_Default :lights_scale: NECB_Default :lights_type: NECB_Default :nv_delta_temp_in_out: NECB_Default :nv_opening_fraction: NECB_Default :nv_temp_out_min: NECB_Default :nv_type: NECB_Default :oa_scale: NECB_Default :occupancy_loads_scale: NECB_Default :output_meters: [] :output_variables: [] :overhead_door_cond: NECB_Default :primary_heating_fuel: NaturalGas :pv_ground_azimuth_angle: NECB_Default :pv_ground_module_description: NECB_Default :pv_ground_tilt_angle: NECB_Default :pv_ground_total_area_pv_panels_m2: NECB_Default :pv_ground_type: NECB_Default :rotation_degrees: NECB_Default :run_annual_simulation: true :s3_bucket: '834599497928' :scale_x: NECB_Default :scale_y: NECB_Default :scale_z: NECB_Default :shw_eff: NECB_Default :skylight_cond: NECB_Default :skylight_solar_trans: NECB_Default :srr_set: NECB_Default :template: NECB2017 | reference | reference | 4ce4cceb-bf36-487b-add7-edae5123d30f | NECB2017 | LowriseApartment | NaturalGas | Natural Gas | CAN_BC_Vancouver.Intl.AP.718920_CWEC2016.epw | parametric |  | NECB_Default | NECB_Default | NECB_Default | NECB_Default | NECB_Default | NECB_Default | NECB_Default | NECB_Default | NECB_Default | NECB_Default | NECB_Default | NECB_Default | NECB_Default | NECB_Default | NECB_Default | NECB_Default | NECB_Default | NECB_Default | NECB_Default | NECB_Default | NECB_Default | NECB_Default | NECB_Default | NECB_Default | NECB_Default | NECB_Default | NECB_Default | NECB_Default | NECB_Default | NECB_Default | NECB_Default | NECB_Default | NECB_Default | NECB_Default | NECB_Default | NECB_Default | NECB_Default | NECB_Default | NECB_Default | NECB_Default | NECB_Default | NECB_Default | NECB_Default | NECB_Default | NECB_Default | aws_batch | 834599497928 | btap_private_cli |  | TRUE | TRUE |  |  | 31.6959 | 13.1405 | 16.2518 | 121.7722 | 1763.22 | 1532.4718 | 40 | LowriseApartment |  |  | 2 | LowriseApartment | 3 | 3 | 3 | NECB2017 | 0.28516 | 5374.0333 | 87.0968 | 90.1515 | 26.4762 | 9.2192 | 411.6192 | 198.6755 | VANCOUVER | BRITISH COLUMBIA | 0.78459 | 14.6813 | 0 | 15.4658 | 7.8349 | 3.2936 | 0 | 11.1285 | 0 | 0.06314 | 0 | 0 | 0.27685 | 0.078391 | 0.025601 | 0.06681 | 0.059998 | 0.044084 | 0.29121 | 0.0056374 | 0.56806 | 0.2244 | 23.3264 | 44.6146 | 40 | 0.757 | [5 empty] | 0.193 | 0.315 | 2.1 | 2.1 | 2 | Vancouver Intl AP | CAN | 42 | 2797 | 49.195 | -123.184 | 4 | 2800 | BC | CAN_BC_Vancouver.Intl.AP.718920_CWEC2016.epw | 0.56806 | 13.1405 | 31.6959 | 11.1401 | 23.0821 | FALSE | FALSE | TRUE | FALSE | 10.4225 | 8.2973 | 0 | 0 | 0 | 0 | 395.67 | 79.4319 | 4.3294 | 0.054504 | 1582.38 | 0 | 0.56806 | 368 | 368 | 3.25 | 3.25 |  | https://s3.console.aws.amazon.com/s3/buckets/834599497928?region=ca-central-1&prefix=phylroy.lopez/reference/reference/output/4ce4cceb-bf36-487b-add7-edae5123d30f/ | 1.0.002
810 |  | TRUE | 397 | 0 | 0 | 382.2365 |  |  |  | 0.1 | 2021-09-22 20:15:16 +0000 | 438c2ebff | 0.2.14 | :adv_dx_units: NECB_Default :airloop_economizer_type: NECB_Default :algorithm_type: parametric :analysis_id: reference :analysis_name: reference :boiler_eff: NECB_Default :btap_batch_version: 1.0.002 :building_type: LowriseApartment :chiller_type: NECB_Default :compute_environment: aws_batch :datapoint_id: 93f05902-0742-43c5-af32-645b26ab8210 :daylighting_type: NECB_Default :dcv_type: NECB_Default :door_construction_cond: NECB_Default :ecm_system_name: NECB_Default :electrical_loads_scale: NECB_Default :enable_costing: true :epw_file: CAN_YT_Whitehorse.Intl.AP.719640_CWEC2016.epw :erv_package: NECB_Default :ext_floor_cond: NECB_Default :ext_roof_cond: NECB_Default :ext_wall_cond: NECB_Default :fdwr_set: NECB_Default :fixed_wind_solar_trans: NECB_Default :fixed_window_cond: NECB_Default :furnace_eff: NECB_Default :glass_door_cond: NECB_Default :glass_door_solar_trans: NECB_Default :ground_floor_cond: NECB_Default :ground_roof_cond: NECB_Default :ground_wall_cond: NECB_Default :image_name: btap_private_cli :infiltration_scale: NECB_Default :lights_scale: NECB_Default :lights_type: NECB_Default :nv_delta_temp_in_out: NECB_Default :nv_opening_fraction: NECB_Default :nv_temp_out_min: NECB_Default :nv_type: NECB_Default :oa_scale: NECB_Default :occupancy_loads_scale: NECB_Default :output_meters: [] :output_variables: [] :overhead_door_cond: NECB_Default :primary_heating_fuel: NaturalGas :pv_ground_azimuth_angle: NECB_Default :pv_ground_module_description: NECB_Default :pv_ground_tilt_angle: NECB_Default :pv_ground_total_area_pv_panels_m2: NECB_Default :pv_ground_type: NECB_Default :rotation_degrees: NECB_Default :run_annual_simulation: true :s3_bucket: '834599497928' :scale_x: NECB_Default :scale_y: NECB_Default :scale_z: NECB_Default :shw_eff: NECB_Default :skylight_cond: NECB_Default :skylight_solar_trans: NECB_Default :srr_set: NECB_Default :template: NECB2015 | reference | reference | 93f05902-0742-43c5-af32-645b26ab8210 | NECB2015 | LowriseApartment | NaturalGas | Natural Gas | CAN_YT_Whitehorse.Intl.AP.719640_CWEC2016.epw | parametric |  | NECB_Default | NECB_Default | NECB_Default | NECB_Default | NECB_Default | NECB_Default | NECB_Default | NECB_Default | NECB_Default | NECB_Default | NECB_Default | NECB_Default | NECB_Default | NECB_Default | NECB_Default | NECB_Default | NECB_Default | NECB_Default | NECB_Default | NECB_Default | NECB_Default | NECB_Default | NECB_Default | NECB_Default | NECB_Default | NECB_Default | NECB_Default | NECB_Default | NECB_Default | NECB_Default | NECB_Default | NECB_Default | NECB_Default | NECB_Default | NECB_Default | NECB_Default | NECB_Default | NECB_Default | NECB_Default | NECB_Default | NECB_Default | NECB_Default | NECB_Default | NECB_Default | NECB_Default | aws_batch | 834599497928 | btap_private_cli |  | TRUE | TRUE |  |  | 70.5313 | 11.7732 | 94.346 | 223.2689 | 1763.22 | 1532.4718 | 22.8 | LowriseApartment |  |  | 5 | LowriseApartment | 3 | 3 | 3 | NECB2015 | 0.28516 | 5374.0333 | 73.462 | 89.671 | 26.2445 | 8.9128 | 351.9631 | 153.6728 | WHITEHORSE | YUKON | 3.7025 | 33.3889 | 0 | 37.0914 | 8.4792 | 6.0859 | 0 | 14.5652 | 0 | 0.033603 | 0 | 0 | 0.23805 | 0.088395 | 0 | 0.40081 | 0.059998 | 0.045275 | 0.67099 | 0.010776 | 0.90904 | 0.27019 | 21.8721 | 83.6718 | 22.8 | 0.757 | [5 empty] | 0.162 | 0.21 | 2.2 | 2.2 | 5 | Whitehorse Intl AP | CAN | 5 | 6491 | 60.709 | -135.069 | 7b | 6580 | YT | CAN_YT_Whitehorse.Intl.AP.719640_CWEC2016.epw | 0.90904 | 11.7732 | 70.5313 | 13.5502 | 15.5979 | TRUE | FALSE | FALSE | FALSE | 7.8274 | 21.9364 | 0 | 0 | 0 | 0 | 476.4 | 79.4319 | 4.3294 | 0.054504 | 1582.38 | 0 | 0.90904 | 241.25 | 241.25 | 0 | 0 |  | https://s3.console.aws.amazon.com/s3/buckets/834599497928?region=ca-central-1&prefix=phylroy.lopez/reference/reference/output/93f05902-0742-43c5-af32-645b26ab8210/ | 1.0.002
811 |  | TRUE | 395 | 0 | 0 | 382.9862 |  |  |  | 0.1 | 2021-09-22 20:15:37 +0000 | 438c2ebff | 0.2.14 | :adv_dx_units: NECB_Default :airloop_economizer_type: NECB_Default :algorithm_type: parametric :analysis_id: reference :analysis_name: reference :boiler_eff: NECB_Default :btap_batch_version: 1.0.002 :building_type: LowriseApartment :chiller_type: NECB_Default :compute_environment: aws_batch :datapoint_id: 02f8cf9c-b3fc-43f1-8278-7f05e022f108 :daylighting_type: NECB_Default :dcv_type: NECB_Default :door_construction_cond: NECB_Default :ecm_system_name: NECB_Default :electrical_loads_scale: NECB_Default :enable_costing: true :epw_file: CAN_AB_Calgary.Intl.AP.718770_CWEC2016.epw :erv_package: NECB_Default :ext_floor_cond: NECB_Default :ext_roof_cond: NECB_Default :ext_wall_cond: NECB_Default :fdwr_set: NECB_Default :fixed_wind_solar_trans: NECB_Default :fixed_window_cond: NECB_Default :furnace_eff: NECB_Default :glass_door_cond: NECB_Default :glass_door_solar_trans: NECB_Default :ground_floor_cond: NECB_Default :ground_roof_cond: NECB_Default :ground_wall_cond: NECB_Default :image_name: btap_private_cli :infiltration_scale: NECB_Default :lights_scale: NECB_Default :lights_type: NECB_Default :nv_delta_temp_in_out: NECB_Default :nv_opening_fraction: NECB_Default :nv_temp_out_min: NECB_Default :nv_type: NECB_Default :oa_scale: NECB_Default :occupancy_loads_scale: NECB_Default :output_meters: [] :output_variables: [] :overhead_door_cond: NECB_Default :primary_heating_fuel: NaturalGas :pv_ground_azimuth_angle: NECB_Default :pv_ground_module_description: NECB_Default :pv_ground_tilt_angle: NECB_Default :pv_ground_total_area_pv_panels_m2: NECB_Default :pv_ground_type: NECB_Default :rotation_degrees: NECB_Default :run_annual_simulation: true :s3_bucket: '834599497928' :scale_x: NECB_Default :scale_y: NECB_Default :scale_z: NECB_Default :shw_eff: NECB_Default :skylight_cond: NECB_Default :skylight_solar_trans: NECB_Default :srr_set: NECB_Default :template: NECB2015 | reference | reference | 02f8cf9c-b3fc-43f1-8278-7f05e022f108 | NECB2015 | LowriseApartment | NaturalGas | Natural Gas | CAN_AB_Calgary.Intl.AP.718770_CWEC2016.epw | parametric |  | NECB_Default | NECB_Default | NECB_Default | NECB_Default | NECB_Default | NECB_Default | NECB_Default | NECB_Default | NECB_Default | NECB_Default | NECB_Default | NECB_Default | NECB_Default | NECB_Default | NECB_Default | NECB_Default | NECB_Default | NECB_Default | NECB_Default | NECB_Default | NECB_Default | NECB_Default | NECB_Default | NECB_Default | NECB_Default | NECB_Default | NECB_Default | NECB_Default | NECB_Default | NECB_Default | NECB_Default | NECB_Default | NECB_Default | NECB_Default | NECB_Default | NECB_Default | NECB_Default | NECB_Default | NECB_Default | NECB_Default | NECB_Default | NECB_Default | NECB_Default | NECB_Default | NECB_Default | aws_batch | 834599497928 | btap_private_cli |  | TRUE | TRUE |  |  | 57.1809 | 17.2006 | 62.2456 | 189.0544 | 1763.22 | 1532.4718 | 33.3 | LowriseApartment |  |  | 5 | LowriseApartment | 3 | 3 | 3 | NECB2015 | 0.28516 | 5374.0333 | 93.8547 | 103.9235 | 28.5338 | 9.2881 | 402.042 | 166.4419 | CALGARY | ALBERTA | 60.2282 | 25.8076 | 0 | 86.0357 | 5.7084 | 1.8411 | 0 | 7.5495 | 0 | 0.061666 | 0 | 0 | 0.27444 | 0.097674 | 0 | 0.26249 | 0.059998 | 0.045275 | 0.51143 | 0.0098286 | 0.78587 | 0.24894 | 25.5652 | 73.8776 | 33.3 | 0.757 | [5 empty] | 0.162 | 0.21 | 2.2 | 2.2 | 5 | Calgary Intl AP | CAN | 64 | 4781 | 51.114 | -114.02 | 7a | 5000 | AB | CAN_AB_Calgary.Intl.AP.718770_CWEC2016.epw | 0.78587 | 17.2006 | 57.1809 | 11.0806 | 21.0518 | FALSE | FALSE | FALSE | FALSE | 12.0644 | 17.5261 | 0 | 0 | 0 | 0 | 438.94 | 79.4319 | 4.3294 | 0.054504 | 1582.38 | 0 | 0.78587 | 603 | 603 | 0 | 0 |  | https://s3.console.aws.amazon.com/s3/buckets/834599497928?region=ca-central-1&prefix=phylroy.lopez/reference/reference/output/02f8cf9c-b3fc-43f1-8278-7f05e022f108/ | 1.0.002
812 |  | TRUE | 375 | 0 | 0 | 384.0421 |  |  |  | 0.1 | 2021-09-22 20:15:34 +0000 | 438c2ebff | 0.2.14 | :adv_dx_units: NECB_Default :airloop_economizer_type: NECB_Default :algorithm_type: parametric :analysis_id: reference :analysis_name: reference :boiler_eff: NECB_Default :btap_batch_version: 1.0.002 :building_type: LowriseApartment :chiller_type: NECB_Default :compute_environment: aws_batch :datapoint_id: 09fd152d-d8df-4438-b40a-ca5206211c60 :daylighting_type: NECB_Default :dcv_type: NECB_Default :door_construction_cond: NECB_Default :ecm_system_name: NECB_Default :electrical_loads_scale: NECB_Default :enable_costing: true :epw_file: CAN_BC_Vancouver.Intl.AP.718920_CWEC2016.epw :erv_package: NECB_Default :ext_floor_cond: NECB_Default :ext_roof_cond: NECB_Default :ext_wall_cond: NECB_Default :fdwr_set: NECB_Default :fixed_wind_solar_trans: NECB_Default :fixed_window_cond: NECB_Default :furnace_eff: NECB_Default :glass_door_cond: NECB_Default :glass_door_solar_trans: NECB_Default :ground_floor_cond: NECB_Default :ground_roof_cond: NECB_Default :ground_wall_cond: NECB_Default :image_name: btap_private_cli :infiltration_scale: NECB_Default :lights_scale: NECB_Default :lights_type: NECB_Default :nv_delta_temp_in_out: NECB_Default :nv_opening_fraction: NECB_Default :nv_temp_out_min: NECB_Default :nv_type: NECB_Default :oa_scale: NECB_Default :occupancy_loads_scale: NECB_Default :output_meters: [] :output_variables: [] :overhead_door_cond: NECB_Default :primary_heating_fuel: NaturalGas :pv_ground_azimuth_angle: NECB_Default :pv_ground_module_description: NECB_Default :pv_ground_tilt_angle: NECB_Default :pv_ground_total_area_pv_panels_m2: NECB_Default :pv_ground_type: NECB_Default :rotation_degrees: NECB_Default :run_annual_simulation: true :s3_bucket: '834599497928' :scale_x: NECB_Default :scale_y: NECB_Default :scale_z: NECB_Default :shw_eff: NECB_Default :skylight_cond: NECB_Default :skylight_solar_trans: NECB_Default :srr_set: NECB_Default :template: NECB2015 | reference | reference | 09fd152d-d8df-4438-b40a-ca5206211c60 | NECB2015 | LowriseApartment | NaturalGas | Natural Gas | CAN_BC_Vancouver.Intl.AP.718920_CWEC2016.epw | parametric |  | NECB_Default | NECB_Default | NECB_Default | NECB_Default | NECB_Default | NECB_Default | NECB_Default | NECB_Default | NECB_Default | NECB_Default | NECB_Default | NECB_Default | NECB_Default | NECB_Default | NECB_Default | NECB_Default | NECB_Default | NECB_Default | NECB_Default | NECB_Default | NECB_Default | NECB_Default | NECB_Default | NECB_Default | NECB_Default | NECB_Default | NECB_Default | NECB_Default | NECB_Default | NECB_Default | NECB_Default | NECB_Default | NECB_Default | NECB_Default | NECB_Default | NECB_Default | NECB_Default | NECB_Default | NECB_Default | NECB_Default | NECB_Default | NECB_Default | NECB_Default | NECB_Default | NECB_Default | aws_batch | 834599497928 | btap_private_cli |  | TRUE | TRUE |  |  | 41.0588 | 14.8681 | 41.9246 | 156.1537 | 1763.22 | 1532.4718 | 40 | LowriseApartment |  |  | 5 | LowriseApartment | 3 | 3 | 3 | NECB2015 | 0.28516 | 5374.0333 | 86.986 | 93.275 | 26.4762 | 9.2192 | 382.316 | 166.3598 | VANCOUVER | BRITISH COLUMBIA | 0.7558 | 20.2027 | 0 | 20.9585 | 7.5474 | 4.5323 | 0 | 12.0797 | 0 | 0.064133 | 0 | 0 | 0.26669 | 0.089552 | 0 | 0.1764 | 0.059998 | 0.045275 | 0.40073 | 0.0077358 | 0.66743 | 0.22433 | 22.939 | 53.434 | 40 | 0.757 | [5 empty] | 0.227 | 0.315 | 2.4 | 2.4 | 5 | Vancouver Intl AP | CAN | 42 | 2797 | 49.195 | -123.184 | 4 | 2800 | BC | CAN_BC_Vancouver.Intl.AP.718920_CWEC2016.epw | 0.66743 | 14.8681 | 41.0588 | 11.1401 | 23.0821 | FALSE | FALSE | FALSE | FALSE | 10.4225 | 8.2973 | 0 | 0 | 0 | 0 | 395.55 | 79.4319 | 4.3294 | 0.054504 | 1582.38 | 0 | 0.66743 | 732.5 | 732.5 | 3.25 | 3.25 |  | https://s3.console.aws.amazon.com/s3/buckets/834599497928?region=ca-central-1&prefix=phylroy.lopez/reference/reference/output/09fd152d-d8df-4438-b40a-ca5206211c60/ | 1.0.002
813 |  | TRUE | 425 | 0 | 0 | 382.9739 |  |  |  | 0.1 | 2021-09-22 20:15:35 +0000 | 438c2ebff | 0.2.14 | :adv_dx_units: NECB_Default :airloop_economizer_type: NECB_Default :algorithm_type: parametric :analysis_id: reference :analysis_name: reference :boiler_eff: NECB_Default :btap_batch_version: 1.0.002 :building_type: LowriseApartment :chiller_type: NECB_Default :compute_environment: aws_batch :datapoint_id: 5e6eac42-edf0-4663-a9fe-936f59c52539 :daylighting_type: NECB_Default :dcv_type: NECB_Default :door_construction_cond: NECB_Default :ecm_system_name: NECB_Default :electrical_loads_scale: NECB_Default :enable_costing: true :epw_file: CAN_ON_Toronto.Pearson.Intl.AP.716240_CWEC2016.epw :erv_package: NECB_Default :ext_floor_cond: NECB_Default :ext_roof_cond: NECB_Default :ext_wall_cond: NECB_Default :fdwr_set: NECB_Default :fixed_wind_solar_trans: NECB_Default :fixed_window_cond: NECB_Default :furnace_eff: NECB_Default :glass_door_cond: NECB_Default :glass_door_solar_trans: NECB_Default :ground_floor_cond: NECB_Default :ground_roof_cond: NECB_Default :ground_wall_cond: NECB_Default :image_name: btap_private_cli :infiltration_scale: NECB_Default :lights_scale: NECB_Default :lights_type: NECB_Default :nv_delta_temp_in_out: NECB_Default :nv_opening_fraction: NECB_Default :nv_temp_out_min: NECB_Default :nv_type: NECB_Default :oa_scale: NECB_Default :occupancy_loads_scale: NECB_Default :output_meters: [] :output_variables: [] :overhead_door_cond: NECB_Default :primary_heating_fuel: NaturalGas :pv_ground_azimuth_angle: NECB_Default :pv_ground_module_description: NECB_Default :pv_ground_tilt_angle: NECB_Default :pv_ground_total_area_pv_panels_m2: NECB_Default :pv_ground_type: NECB_Default :rotation_degrees: NECB_Default :run_annual_simulation: true :s3_bucket: '834599497928' :scale_x: NECB_Default :scale_y: NECB_Default :scale_z: NECB_Default :shw_eff: NECB_Default :skylight_cond: NECB_Default :skylight_solar_trans: NECB_Default :srr_set: NECB_Default :template: NECB2015 | reference | reference | 5e6eac42-edf0-4663-a9fe-936f59c52539 | NECB2015 | LowriseApartment | NaturalGas | Natural Gas | CAN_ON_Toronto.Pearson.Intl.AP.716240_CWEC2016.epw | parametric |  | NECB_Default | NECB_Default | NECB_Default | NECB_Default | NECB_Default | NECB_Default | NECB_Default | NECB_Default | NECB_Default | NECB_Default | NECB_Default | NECB_Default | NECB_Default | NECB_Default | NECB_Default | NECB_Default | NECB_Default | NECB_Default | NECB_Default | NECB_Default | NECB_Default | NECB_Default | NECB_Default | NECB_Default | NECB_Default | NECB_Default | NECB_Default | NECB_Default | NECB_Default | NECB_Default | NECB_Default | NECB_Default | NECB_Default | NECB_Default | NECB_Default | NECB_Default | NECB_Default | NECB_Default | NECB_Default | NECB_Default | NECB_Default | NECB_Default | NECB_Default | NECB_Default | NECB_Default | aws_batch | 834599497928 | btap_private_cli |  | TRUE | TRUE |  |  | 72.2182 | 20.3109 | 55.4572 | 180.7678 | 1763.22 | 1532.4718 | 40 | LowriseApartment |  |  | 5 | LowriseApartment | 3 | 3 | 3 | NECB2015 | 0.28516 | 5374.0333 | 98.8901 | 106.9366 | 29.9652 | 9.4405 | 415.4951 | 170.2627 | TORONTO | ONTARIO | 1.6182 | 22.9643 | 0 | 24.5825 | 12.965 | 4.052 | 0 | 17.017 | 0 | 0.081175 | 0 | 0 | 0.29135 | 0.09667 | 0 | 0.23429 | 0.059998 | 0.045275 | 0.46468 | 0.0082349 | 0.75604 | 0.23039 | 28.9541 | 83.6062 | 40 | 0.757 | [5 empty] | 0.183 | 0.278 | 2.2 | 2.2 | 5 | Toronto Pearson Intl AP | CAN | 382 | 3615 | 43.677 | -79.631 | 5 | 3890 | ON | CAN_ON_Toronto.Pearson.Intl.AP.716240_CWEC2016.epw | 0.75603 | 20.3109 | 72.2182 | 16.8326 | 19.9367 | FALSE | FALSE | FALSE | FALSE | 12.6228 | 9.9184 | 0 | 0 | 0 | 0 | 406.23 | 79.4319 | 4.3294 | 0.054504 | 1582.38 | 0 | 0.75604 | 624.75 | 624.5 | 0 | 0 |  | https://s3.console.aws.amazon.com/s3/buckets/834599497928?region=ca-central-1&prefix=phylroy.lopez/reference/reference/output/5e6eac42-edf0-4663-a9fe-936f59c52539/ | 1.0.002
814 |  | TRUE | 400 | 0 | 0 | 382.6555 |  |  |  | 0.1 | 2021-09-22 20:15:08 +0000 | 438c2ebff | 0.2.14 | :adv_dx_units: NECB_Default :airloop_economizer_type: NECB_Default :algorithm_type: parametric :analysis_id: reference :analysis_name: reference :boiler_eff: NECB_Default :btap_batch_version: 1.0.002 :building_type: LowriseApartment :chiller_type: NECB_Default :compute_environment: aws_batch :datapoint_id: ca40b7df-2a2f-425e-888a-20c10a07db0f :daylighting_type: NECB_Default :dcv_type: NECB_Default :door_construction_cond: NECB_Default :ecm_system_name: NECB_Default :electrical_loads_scale: NECB_Default :enable_costing: true :epw_file: CAN_NS_Halifax.Dockyard.713280_CWEC2016.epw :erv_package: NECB_Default :ext_floor_cond: NECB_Default :ext_roof_cond: NECB_Default :ext_wall_cond: NECB_Default :fdwr_set: NECB_Default :fixed_wind_solar_trans: NECB_Default :fixed_window_cond: NECB_Default :furnace_eff: NECB_Default :glass_door_cond: NECB_Default :glass_door_solar_trans: NECB_Default :ground_floor_cond: NECB_Default :ground_roof_cond: NECB_Default :ground_wall_cond: NECB_Default :image_name: btap_private_cli :infiltration_scale: NECB_Default :lights_scale: NECB_Default :lights_type: NECB_Default :nv_delta_temp_in_out: NECB_Default :nv_opening_fraction: NECB_Default :nv_temp_out_min: NECB_Default :nv_type: NECB_Default :oa_scale: NECB_Default :occupancy_loads_scale: NECB_Default :output_meters: [] :output_variables: [] :overhead_door_cond: NECB_Default :primary_heating_fuel: Electricity :pv_ground_azimuth_angle: NECB_Default :pv_ground_module_description: NECB_Default :pv_ground_tilt_angle: NECB_Default :pv_ground_total_area_pv_panels_m2: NECB_Default :pv_ground_type: NECB_Default :rotation_degrees: NECB_Default :run_annual_simulation: true :s3_bucket: '834599497928' :scale_x: NECB_Default :scale_y: NECB_Default :scale_z: NECB_Default :shw_eff: NECB_Default :skylight_cond: NECB_Default :skylight_solar_trans: NECB_Default :srr_set: NECB_Default :template: NECB2017 | reference | reference | ca40b7df-2a2f-425e-888a-20c10a07db0f | NECB2017 | LowriseApartment | Electricity | Electricity | CAN_NS_Halifax.Dockyard.713280_CWEC2016.epw | parametric |  | NECB_Default | NECB_Default | NECB_Default | NECB_Default | NECB_Default | NECB_Default | NECB_Default | NECB_Default | NECB_Default | NECB_Default | NECB_Default | NECB_Default | NECB_Default | NECB_Default | NECB_Default | NECB_Default | NECB_Default | NECB_Default | NECB_Default | NECB_Default | NECB_Default | NECB_Default | NECB_Default | NECB_Default | NECB_Default | NECB_Default | NECB_Default | NECB_Default | NECB_Default | NECB_Default | NECB_Default | NECB_Default | NECB_Default | NECB_Default | NECB_Default | NECB_Default | NECB_Default | NECB_Default | NECB_Default | NECB_Default | NECB_Default | NECB_Default | NECB_Default | NECB_Default | NECB_Default | aws_batch | 834599497928 | btap_private_cli |  | TRUE | TRUE |  |  | 35.4885 | 13.6605 | 21.4633 | 110.705 | 1763.22 | 1532.4718 | 40 | LowriseApartment |  |  | 2 | LowriseApartment | 3 | 3 | 3 | NECB2017 | 0.28516 | 5374.0333 | 87.6215 | 51.3056 | 28.8865 | 33.6918 | 360.5435 | 159.0382 | HALIFAX | NOVA SCOTIA | 107.4123 | 0 | 0 | 107.4123 | 21.0655 | 0 | 0 | 21.0655 | 0 | 0.062737 | 0 | 0 | 0.52968 | 0.077517 | 0.027064 | 0.077262 | 0.059998 | 0.044084 | 0 | 0.00037999 | 0.52968 | 0.18064 | 61.6502 | 0 | 40 | 0.757 | [5 empty] | 0.156 | 0.247 | 1.9 | 1.9 | 2 | Halifax Dockyard | CAN | 112 | 3647 | 44.655 | -63.577 | 6 | 4000 | NS | CAN_NS_Halifax.Dockyard.713280_CWEC2016.epw | 0.52968 | 13.6605 | 35.4885 | 13.3337 | 21.1496 | FALSE | FALSE | FALSE | FALSE | 7.8756 | 8.2984 | 0 | 0.87144 | 0.010971 | 318.51 | 0 | 79.4319 | 4.3294 | 0.054504 | 1582.38 | 0 | 0.52968 | 122.5 | 122.5 | 0 | 0 |  | https://s3.console.aws.amazon.com/s3/buckets/834599497928?region=ca-central-1&prefix=phylroy.lopez/reference/reference/output/ca40b7df-2a2f-425e-888a-20c10a07db0f/ | 1.0.002
815 |  | TRUE | 400 | 0 | 0 | 383.4072 |  |  |  | 0.1 | 2021-09-22 20:15:07 +0000 | 438c2ebff | 0.2.14 | :adv_dx_units: NECB_Default :airloop_economizer_type: NECB_Default :algorithm_type: parametric :analysis_id: reference :analysis_name: reference :boiler_eff: NECB_Default :btap_batch_version: 1.0.002 :building_type: LowriseApartment :chiller_type: NECB_Default :compute_environment: aws_batch :datapoint_id: 2876a1e8-9c23-4ee1-adc7-2a7c75c2e1c0 :daylighting_type: NECB_Default :dcv_type: NECB_Default :door_construction_cond: NECB_Default :ecm_system_name: NECB_Default :electrical_loads_scale: NECB_Default :enable_costing: true :epw_file: CAN_YT_Whitehorse.Intl.AP.719640_CWEC2016.epw :erv_package: NECB_Default :ext_floor_cond: NECB_Default :ext_roof_cond: NECB_Default :ext_wall_cond: NECB_Default :fdwr_set: NECB_Default :fixed_wind_solar_trans: NECB_Default :fixed_window_cond: NECB_Default :furnace_eff: NECB_Default :glass_door_cond: NECB_Default :glass_door_solar_trans: NECB_Default :ground_floor_cond: NECB_Default :ground_roof_cond: NECB_Default :ground_wall_cond: NECB_Default :image_name: btap_private_cli :infiltration_scale: NECB_Default :lights_scale: NECB_Default :lights_type: NECB_Default :nv_delta_temp_in_out: NECB_Default :nv_opening_fraction: NECB_Default :nv_temp_out_min: NECB_Default :nv_type: NECB_Default :oa_scale: NECB_Default :occupancy_loads_scale: NECB_Default :output_meters: [] :output_variables: [] :overhead_door_cond: NECB_Default :primary_heating_fuel: Electricity :pv_ground_azimuth_angle: NECB_Default :pv_ground_module_description: NECB_Default :pv_ground_tilt_angle: NECB_Default :pv_ground_total_area_pv_panels_m2: NECB_Default :pv_ground_type: NECB_Default :rotation_degrees: NECB_Default :run_annual_simulation: true :s3_bucket: '834599497928' :scale_x: NECB_Default :scale_y: NECB_Default :scale_z: NECB_Default :shw_eff: NECB_Default :skylight_cond: NECB_Default :skylight_solar_trans: NECB_Default :srr_set: NECB_Default :template: NECB2015 | reference | reference | 2876a1e8-9c23-4ee1-adc7-2a7c75c2e1c0 | NECB2015 | LowriseApartment | Electricity | Electricity | CAN_YT_Whitehorse.Intl.AP.719640_CWEC2016.epw | parametric |  | NECB_Default | NECB_Default | NECB_Default | NECB_Default | NECB_Default | NECB_Default | NECB_Default | NECB_Default | NECB_Default | NECB_Default | NECB_Default | NECB_Default | NECB_Default | NECB_Default | NECB_Default | NECB_Default | NECB_Default | NECB_Default | NECB_Default | NECB_Default | NECB_Default | NECB_Default | NECB_Default | NECB_Default | NECB_Default | NECB_Default | NECB_Default | NECB_Default | NECB_Default | NECB_Default | NECB_Default | NECB_Default | NECB_Default | NECB_Default | NECB_Default | NECB_Default | NECB_Default | NECB_Default | NECB_Default | NECB_Default | NECB_Default | NECB_Default | NECB_Default | NECB_Default | NECB_Default | aws_batch | 834599497928 | btap_private_cli |  | TRUE | TRUE |  |  | 59.997 | 11.7729 | 94.2672 | 186.7228 | 1763.22 | 1532.4718 | 22.8 | LowriseApartment |  |  | 5 | LowriseApartment | 3 | 3 | 3 | NECB2015 | 0.28516 | 5374.0333 | 73.462 | 43.412 | 26.2445 | 33.3622 | 297.9805 | 121.4998 | WHITEHORSE | YUKON | 12.0925 | 0 | 0 | 12.0925 | 27.6935 | 0 | 0 | 27.6935 | 0 | 0.033603 | 0 | 0 | 0.77748 | 0.088333 | 0 | 0.33936 | 0.059998 | 0.045275 | 0 | 0.00037999 | 0.77748 | 0.21052 | 82.0131 | 0 | 22.8 | 0.757 | [5 empty] | 0.162 | 0.21 | 2.2 | 2.2 | 5 | Whitehorse Intl AP | CAN | 5 | 6491 | 60.709 | -135.069 | 7b | 6580 | YT | CAN_YT_Whitehorse.Intl.AP.719640_CWEC2016.epw | 0.77747 | 11.7729 | 59.997 | 13.5502 | 15.598 | TRUE | FALSE | FALSE | FALSE | 7.8274 | 21.9364 | 0 | 1.0156 | 0.012786 | 371.2 | 0 | 79.4319 | 4.3294 | 0.054504 | 1582.38 | 0 | 0.77748 | 240.5 | 240.5 | 0 | 0 |  | https://s3.console.aws.amazon.com/s3/buckets/834599497928?region=ca-central-1&prefix=phylroy.lopez/reference/reference/output/2876a1e8-9c23-4ee1-adc7-2a7c75c2e1c0/ | 1.0.002
816 |  | TRUE | 414 | 0 | 0 | 383.1009 |  |  |  | 0.1 | 2021-09-22 20:14:48 +0000 | 438c2ebff | 0.2.14 | :adv_dx_units: NECB_Default :airloop_economizer_type: NECB_Default :algorithm_type: parametric :analysis_id: reference :analysis_name: reference :boiler_eff: NECB_Default :btap_batch_version: 1.0.002 :building_type: LowriseApartment :chiller_type: NECB_Default :compute_environment: aws_batch :datapoint_id: 44a6bbe3-5bfc-4e06-8b1a-4a47995a768a :daylighting_type: NECB_Default :dcv_type: NECB_Default :door_construction_cond: NECB_Default :ecm_system_name: NECB_Default :electrical_loads_scale: NECB_Default :enable_costing: true :epw_file: CAN_AB_Edmonton.Intl.AP.711230_CWEC2016.epw :erv_package: NECB_Default :ext_floor_cond: NECB_Default :ext_roof_cond: NECB_Default :ext_wall_cond: NECB_Default :fdwr_set: NECB_Default :fixed_wind_solar_trans: NECB_Default :fixed_window_cond: NECB_Default :furnace_eff: NECB_Default :glass_door_cond: NECB_Default :glass_door_solar_trans: NECB_Default :ground_floor_cond: NECB_Default :ground_roof_cond: NECB_Default :ground_wall_cond: NECB_Default :image_name: btap_private_cli :infiltration_scale: NECB_Default :lights_scale: NECB_Default :lights_type: NECB_Default :nv_delta_temp_in_out: NECB_Default :nv_opening_fraction: NECB_Default :nv_temp_out_min: NECB_Default :nv_type: NECB_Default :oa_scale: NECB_Default :occupancy_loads_scale: NECB_Default :output_meters: [] :output_variables: [] :overhead_door_cond: NECB_Default :primary_heating_fuel: Electricity :pv_ground_azimuth_angle: NECB_Default :pv_ground_module_description: NECB_Default :pv_ground_tilt_angle: NECB_Default :pv_ground_total_area_pv_panels_m2: NECB_Default :pv_ground_type: NECB_Default :rotation_degrees: NECB_Default :run_annual_simulation: true :s3_bucket: '834599497928' :scale_x: NECB_Default :scale_y: NECB_Default :scale_z: NECB_Default :shw_eff: NECB_Default :skylight_cond: NECB_Default :skylight_solar_trans: NECB_Default :srr_set: NECB_Default :template: NECB2017 | reference | reference | 44a6bbe3-5bfc-4e06-8b1a-4a47995a768a | NECB2017 | LowriseApartment | Electricity | Electricity | CAN_AB_Edmonton.Intl.AP.711230_CWEC2016.epw | parametric |  | NECB_Default | NECB_Default | NECB_Default | NECB_Default | NECB_Default | NECB_Default | NECB_Default | NECB_Default | NECB_Default | NECB_Default | NECB_Default | NECB_Default | NECB_Default | NECB_Default | NECB_Default | NECB_Default | NECB_Default | NECB_Default | NECB_Default | NECB_Default | NECB_Default | NECB_Default | NECB_Default | NECB_Default | NECB_Default | NECB_Default | NECB_Default | NECB_Default | NECB_Default | NECB_Default | NECB_Default | NECB_Default | NECB_Default | NECB_Default | NECB_Default | NECB_Default | NECB_Default | NECB_Default | NECB_Default | NECB_Default | NECB_Default | NECB_Default | NECB_Default | NECB_Default | NECB_Default | aws_batch | 834599497928 | btap_private_cli |  | TRUE | TRUE |  |  | 55.6551 | 13.4861 | 36.5068 | 132.1982 | 1763.22 | 1532.4718 | 32.5 | LowriseApartment |  |  | 2 | LowriseApartment | 3 | 3 | 3 | NECB2017 | 0.28516 | 5374.0333 | 94.0755 | 53.419 | 29.6085 | 33.7606 | 374.9899 | 164.1263 | EDMONTON | ALBERTA | 133.2239 | 0 | 0 | 133.2239 | 12.6268 | 0 | 0 | 12.6268 | 0 | 0.055937 | 0 | 0 | 0.60706 | 0.086648 | 0.027064 | 0.13142 | 0.059998 | 0.044084 | 0 | 0.00037999 | 0.60706 | 0.20152 | 79.5434 | 0 | 32.5 | 0.757 | [5 empty] | 0.138 | 0.21 | 1.9 | 1.9 | 2 | Edmonton Intl AP | CAN | 23 | 5588 | 53.31 | -113.579 | 7a | 5120 | AB | CAN_AB_Edmonton.Intl.AP.711230_CWEC2016.epw | 0.60706 | 13.4861 | 55.6551 | 11.3179 | 19.255 | FALSE | FALSE | FALSE | FALSE | 11.0972 | 19.8168 | 0 | 0.97218 | 0.012239 | 355.33 | 0 | 79.4319 | 4.3294 | 0.054504 | 1582.38 | 0 | 0.60706 | 101.75 | 101.75 | 0 | 0 |  | https://s3.console.aws.amazon.com/s3/buckets/834599497928?region=ca-central-1&prefix=phylroy.lopez/reference/reference/output/44a6bbe3-5bfc-4e06-8b1a-4a47995a768a/ | 1.0.002
817 |  | TRUE | 398 | 0 | 0 | 382.7897 |  |  |  | 0.1 | 2021-09-22 20:15:06 +0000 | 438c2ebff | 0.2.14 | :adv_dx_units: NECB_Default :airloop_economizer_type: NECB_Default :algorithm_type: parametric :analysis_id: reference :analysis_name: reference :boiler_eff: NECB_Default :btap_batch_version: 1.0.002 :building_type: LowriseApartment :chiller_type: NECB_Default :compute_environment: aws_batch :datapoint_id: 9fd0ec74-19d4-4ba2-873b-05e18c86c7b2 :daylighting_type: NECB_Default :dcv_type: NECB_Default :door_construction_cond: NECB_Default :ecm_system_name: NECB_Default :electrical_loads_scale: NECB_Default :enable_costing: true :epw_file: CAN_AB_Calgary.Intl.AP.718770_CWEC2016.epw :erv_package: NECB_Default :ext_floor_cond: NECB_Default :ext_roof_cond: NECB_Default :ext_wall_cond: NECB_Default :fdwr_set: NECB_Default :fixed_wind_solar_trans: NECB_Default :fixed_window_cond: NECB_Default :furnace_eff: NECB_Default :glass_door_cond: NECB_Default :glass_door_solar_trans: NECB_Default :ground_floor_cond: NECB_Default :ground_roof_cond: NECB_Default :ground_wall_cond: NECB_Default :image_name: btap_private_cli :infiltration_scale: NECB_Default :lights_scale: NECB_Default :lights_type: NECB_Default :nv_delta_temp_in_out: NECB_Default :nv_opening_fraction: NECB_Default :nv_temp_out_min: NECB_Default :nv_type: NECB_Default :oa_scale: NECB_Default :occupancy_loads_scale: NECB_Default :output_meters: [] :output_variables: [] :overhead_door_cond: NECB_Default :primary_heating_fuel: Electricity :pv_ground_azimuth_angle: NECB_Default :pv_ground_module_description: NECB_Default :pv_ground_tilt_angle: NECB_Default :pv_ground_total_area_pv_panels_m2: NECB_Default :pv_ground_type: NECB_Default :rotation_degrees: NECB_Default :run_annual_simulation: true :s3_bucket: '834599497928' :scale_x: NECB_Default :scale_y: NECB_Default :scale_z: NECB_Default :shw_eff: NECB_Default :skylight_cond: NECB_Default :skylight_solar_trans: NECB_Default :srr_set: NECB_Default :template: NECB2017 | reference | reference | 9fd0ec74-19d4-4ba2-873b-05e18c86c7b2 | NECB2017 | LowriseApartment | Electricity | Electricity | CAN_AB_Calgary.Intl.AP.718770_CWEC2016.epw | parametric |  | NECB_Default | NECB_Default | NECB_Default | NECB_Default | NECB_Default | NECB_Default | NECB_Default | NECB_Default | NECB_Default | NECB_Default | NECB_Default | NECB_Default | NECB_Default | NECB_Default | NECB_Default | NECB_Default | NECB_Default | NECB_Default | NECB_Default | NECB_Default | NECB_Default | NECB_Default | NECB_Default | NECB_Default | NECB_Default | NECB_Default | NECB_Default | NECB_Default | NECB_Default | NECB_Default | NECB_Default | NECB_Default | NECB_Default | NECB_Default | NECB_Default | NECB_Default | NECB_Default | NECB_Default | NECB_Default | NECB_Default | NECB_Default | NECB_Default | NECB_Default | NECB_Default | NECB_Default | aws_batch | 834599497928 | btap_private_cli |  | TRUE | TRUE |  |  | 45.3805 | 15.039 | 26.9015 | 120.8931 | 1763.22 | 1532.4718 | 33.3 | LowriseApartment |  |  | 2 | LowriseApartment | 3 | 3 | 3 | NECB2017 | 0.28516 | 5374.0333 | 95.8218 | 52.8039 | 28.5338 | 33.811 | 373.917 | 162.9466 | CALGARY | ALBERTA | 124.2923 | 0 | 0 | 124.2923 | 11.7803 | 0 | 0 | 11.7803 | 0 | 0.06107 | 0 | 0 | 0.56636 | 0.084028 | 0.027064 | 0.096846 | 0.059998 | 0.044084 | 0 | 0.00037999 | 0.56636 | 0.19289 | 67.102 | 0 | 33.3 | 0.757 | [5 empty] | 0.138 | 0.21 | 1.9 | 1.9 | 2 | Calgary Intl AP | CAN | 64 | 4781 | 51.114 | -114.02 | 7a | 5000 | AB | CAN_AB_Calgary.Intl.AP.718770_CWEC2016.epw | 0.56636 | 15.039 | 45.3805 | 11.0806 | 21.0518 | FALSE | FALSE | FALSE | FALSE | 12.0644 | 17.5261 | 0 | 0.93053 | 0.011715 | 340.11 | 0 | 79.4319 | 4.3294 | 0.054504 | 1582.38 | 0 | 0.56636 | 251.75 | 251.75 | 0 | 0 |  | https://s3.console.aws.amazon.com/s3/buckets/834599497928?region=ca-central-1&prefix=phylroy.lopez/reference/reference/output/9fd0ec74-19d4-4ba2-873b-05e18c86c7b2/ | 1.0.002
818 |  | TRUE | 400 | 0 | 0 | 382.3791 |  |  |  | 0.1 | 2021-09-22 20:15:35 +0000 | 438c2ebff | 0.2.14 | :adv_dx_units: NECB_Default :airloop_economizer_type: NECB_Default :algorithm_type: parametric :analysis_id: reference :analysis_name: reference :boiler_eff: NECB_Default :btap_batch_version: 1.0.002 :building_type: LowriseApartment :chiller_type: NECB_Default :compute_environment: aws_batch :datapoint_id: 635dc1d8-17bf-4606-ac23-0f9953be60bb :daylighting_type: NECB_Default :dcv_type: NECB_Default :door_construction_cond: NECB_Default :ecm_system_name: NECB_Default :electrical_loads_scale: NECB_Default :enable_costing: true :epw_file: CAN_YT_Whitehorse.Intl.AP.719640_CWEC2016.epw :erv_package: NECB_Default :ext_floor_cond: NECB_Default :ext_roof_cond: NECB_Default :ext_wall_cond: NECB_Default :fdwr_set: NECB_Default :fixed_wind_solar_trans: NECB_Default :fixed_window_cond: NECB_Default :furnace_eff: NECB_Default :glass_door_cond: NECB_Default :glass_door_solar_trans: NECB_Default :ground_floor_cond: NECB_Default :ground_roof_cond: NECB_Default :ground_wall_cond: NECB_Default :image_name: btap_private_cli :infiltration_scale: NECB_Default :lights_scale: NECB_Default :lights_type: NECB_Default :nv_delta_temp_in_out: NECB_Default :nv_opening_fraction: NECB_Default :nv_temp_out_min: NECB_Default :nv_type: NECB_Default :oa_scale: NECB_Default :occupancy_loads_scale: NECB_Default :output_meters: [] :output_variables: [] :overhead_door_cond: NECB_Default :primary_heating_fuel: Electricity :pv_ground_azimuth_angle: NECB_Default :pv_ground_module_description: NECB_Default :pv_ground_tilt_angle: NECB_Default :pv_ground_total_area_pv_panels_m2: NECB_Default :pv_ground_type: NECB_Default :rotation_degrees: NECB_Default :run_annual_simulation: true :s3_bucket: '834599497928' :scale_x: NECB_Default :scale_y: NECB_Default :scale_z: NECB_Default :shw_eff: NECB_Default :skylight_cond: NECB_Default :skylight_solar_trans: NECB_Default :srr_set: NECB_Default :template: NECB2017 | reference | reference | 635dc1d8-17bf-4606-ac23-0f9953be60bb | NECB2017 | LowriseApartment | Electricity | Electricity | CAN_YT_Whitehorse.Intl.AP.719640_CWEC2016.epw | parametric |  | NECB_Default | NECB_Default | NECB_Default | NECB_Default | NECB_Default | NECB_Default | NECB_Default | NECB_Default | NECB_Default | NECB_Default | NECB_Default | NECB_Default | NECB_Default | NECB_Default | NECB_Default | NECB_Default | NECB_Default | NECB_Default | NECB_Default | NECB_Default | NECB_Default | NECB_Default | NECB_Default | NECB_Default | NECB_Default | NECB_Default | NECB_Default | NECB_Default | NECB_Default | NECB_Default | NECB_Default | NECB_Default | NECB_Default | NECB_Default | NECB_Default | NECB_Default | NECB_Default | NECB_Default | NECB_Default | NECB_Default | NECB_Default | NECB_Default | NECB_Default | NECB_Default | NECB_Default | aws_batch | 834599497928 | btap_private_cli |  | TRUE | TRUE |  |  | 57.3427 | 10.5533 | 48.9698 | 138.139 | 1763.22 | 1532.4718 | 22.8 | LowriseApartment |  |  | 2 | LowriseApartment | 3 | 3 | 3 | NECB2017 | 0.28516 | 5374.0333 | 75.0816 | 40.9595 | 26.2445 | 33.3622 | 325.5769 | 149.9292 | WHITEHORSE | YUKON | 9.7746 | 0 | 0 | 9.7746 | 22.3851 | 0 | 0 | 22.3851 | 0 | 0.034046 | 0 | 0 | 0.62845 | 0.076054 | 0.027064 | 0.17629 | 0.059998 | 0.044084 | 0 | 0.00037999 | 0.62845 | 0.21053 | 79.1489 | 0 | 22.8 | 0.757 | [5 empty] | 0.138 | 0.21 | 1.9 | 1.9 | 2 | Whitehorse Intl AP | CAN | 5 | 6491 | 60.709 | -135.069 | 7b | 6580 | YT | CAN_YT_Whitehorse.Intl.AP.719640_CWEC2016.epw | 0.62844 | 10.5533 | 57.3427 | 13.5502 | 15.598 | TRUE | FALSE | FALSE | FALSE | 7.8274 | 21.9364 | 0 | 1.0156 | 0.012786 | 371.21 | 0 | 79.4319 | 4.3294 | 0.054504 | 1582.38 | 0 | 0.62845 | 74 | 74 | 0 | 0 |  | https://s3.console.aws.amazon.com/s3/buckets/834599497928?region=ca-central-1&prefix=phylroy.lopez/reference/reference/output/635dc1d8-17bf-4606-ac23-0f9953be60bb/ | 1.0.002
819 |  | TRUE | 411 | 0 | 0 | 383.5353 |  |  |  | 0.1 | 2021-09-22 20:15:56 +0000 | 438c2ebff | 0.2.14 | :adv_dx_units: NECB_Default :airloop_economizer_type: NECB_Default :algorithm_type: parametric :analysis_id: reference :analysis_name: reference :boiler_eff: NECB_Default :btap_batch_version: 1.0.002 :building_type: LowriseApartment :chiller_type: NECB_Default :compute_environment: aws_batch :datapoint_id: 4af38a95-0d06-4718-a315-becf7329ac90 :daylighting_type: NECB_Default :dcv_type: NECB_Default :door_construction_cond: NECB_Default :ecm_system_name: NECB_Default :electrical_loads_scale: NECB_Default :enable_costing: true :epw_file: CAN_AB_Edmonton.Intl.AP.711230_CWEC2016.epw :erv_package: NECB_Default :ext_floor_cond: NECB_Default :ext_roof_cond: NECB_Default :ext_wall_cond: NECB_Default :fdwr_set: NECB_Default :fixed_wind_solar_trans: NECB_Default :fixed_window_cond: NECB_Default :furnace_eff: NECB_Default :glass_door_cond: NECB_Default :glass_door_solar_trans: NECB_Default :ground_floor_cond: NECB_Default :ground_roof_cond: NECB_Default :ground_wall_cond: NECB_Default :image_name: btap_private_cli :infiltration_scale: NECB_Default :lights_scale: NECB_Default :lights_type: NECB_Default :nv_delta_temp_in_out: NECB_Default :nv_opening_fraction: NECB_Default :nv_temp_out_min: NECB_Default :nv_type: NECB_Default :oa_scale: NECB_Default :occupancy_loads_scale: NECB_Default :output_meters: [] :output_variables: [] :overhead_door_cond: NECB_Default :primary_heating_fuel: NaturalGas :pv_ground_azimuth_angle: NECB_Default :pv_ground_module_description: NECB_Default :pv_ground_tilt_angle: NECB_Default :pv_ground_total_area_pv_panels_m2: NECB_Default :pv_ground_type: NECB_Default :rotation_degrees: NECB_Default :run_annual_simulation: true :s3_bucket: '834599497928' :scale_x: NECB_Default :scale_y: NECB_Default :scale_z: NECB_Default :shw_eff: NECB_Default :skylight_cond: NECB_Default :skylight_solar_trans: NECB_Default :srr_set: NECB_Default :template: NECB2017 | reference | reference | 4af38a95-0d06-4718-a315-becf7329ac90 | NECB2017 | LowriseApartment | NaturalGas | Natural Gas | CAN_AB_Edmonton.Intl.AP.711230_CWEC2016.epw | parametric |  | NECB_Default | NECB_Default | NECB_Default | NECB_Default | NECB_Default | NECB_Default | NECB_Default | NECB_Default | NECB_Default | NECB_Default | NECB_Default | NECB_Default | NECB_Default | NECB_Default | NECB_Default | NECB_Default | NECB_Default | NECB_Default | NECB_Default | NECB_Default | NECB_Default | NECB_Default | NECB_Default | NECB_Default | NECB_Default | NECB_Default | NECB_Default | NECB_Default | NECB_Default | NECB_Default | NECB_Default | NECB_Default | NECB_Default | NECB_Default | NECB_Default | NECB_Default | NECB_Default | NECB_Default | NECB_Default | NECB_Default | NECB_Default | NECB_Default | NECB_Default | NECB_Default | NECB_Default | aws_batch | 834599497928 | btap_private_cli |  | TRUE | TRUE |  |  | 65.4563 | 13.4858 | 36.5997 | 156.5161 | 1763.22 | 1532.4718 | 32.5 | LowriseApartment |  |  | 2 | LowriseApartment | 3 | 3 | 3 | NECB2017 | 0.28516 | 5374.0333 | 94.0755 | 101.7951 | 29.6085 | 9.2868 | 436.3027 | 201.5369 | EDMONTON | ALBERTA | 61.9819 | 20.7989 | 0 | 82.7808 | 5.8746 | 1.4838 | 0 | 7.3584 | 0 | 0.055943 | 0 | 0 | 0.28243 | 0.086728 | 0.027064 | 0.15275 | 0.059998 | 0.044084 | 0.41217 | 0.0086149 | 0.6946 | 0.25942 | 23.7743 | 79.4111 | 32.5 | 0.757 | [5 empty] | 0.138 | 0.21 | 1.9 | 1.9 | 2 | Edmonton Intl AP | CAN | 23 | 5588 | 53.31 | -113.579 | 7a | 5120 | AB | CAN_AB_Edmonton.Intl.AP.711230_CWEC2016.epw | 0.6946 | 13.4858 | 65.4563 | 11.3179 | 19.255 | FALSE | FALSE | FALSE | FALSE | 11.0972 | 19.8168 | 0 | 0 | 0 | 0 | 457.41 | 79.4319 | 4.3294 | 0.054504 | 1582.38 | 0 | 0.6946 | 101.75 | 101.75 | 0 | 0 |  | https://s3.console.aws.amazon.com/s3/buckets/834599497928?region=ca-central-1&prefix=phylroy.lopez/reference/reference/output/4af38a95-0d06-4718-a315-becf7329ac90/ | 1.0.002
820 |  | TRUE | 430 | 0 | 0 | 383.3656 |  |  |  | 0.1 | 2021-09-22 20:15:00 +0000 | 438c2ebff | 0.2.14 | :adv_dx_units: NECB_Default :airloop_economizer_type: NECB_Default :algorithm_type: parametric :analysis_id: reference :analysis_name: reference :boiler_eff: NECB_Default :btap_batch_version: 1.0.002 :building_type: LowriseApartment :chiller_type: NECB_Default :compute_environment: aws_batch :datapoint_id: a833302b-d897-4a96-83c7-8751b05219f3 :daylighting_type: NECB_Default :dcv_type: NECB_Default :door_construction_cond: NECB_Default :ecm_system_name: NECB_Default :electrical_loads_scale: NECB_Default :enable_costing: true :epw_file: CAN_ON_Toronto.Pearson.Intl.AP.716240_CWEC2016.epw :erv_package: NECB_Default :ext_floor_cond: NECB_Default :ext_roof_cond: NECB_Default :ext_wall_cond: NECB_Default :fdwr_set: NECB_Default :fixed_wind_solar_trans: NECB_Default :fixed_window_cond: NECB_Default :furnace_eff: NECB_Default :glass_door_cond: NECB_Default :glass_door_solar_trans: NECB_Default :ground_floor_cond: NECB_Default :ground_roof_cond: NECB_Default :ground_wall_cond: NECB_Default :image_name: btap_private_cli :infiltration_scale: NECB_Default :lights_scale: NECB_Default :lights_type: NECB_Default :nv_delta_temp_in_out: NECB_Default :nv_opening_fraction: NECB_Default :nv_temp_out_min: NECB_Default :nv_type: NECB_Default :oa_scale: NECB_Default :occupancy_loads_scale: NECB_Default :output_meters: [] :output_variables: [] :overhead_door_cond: NECB_Default :primary_heating_fuel: Electricity :pv_ground_azimuth_angle: NECB_Default :pv_ground_module_description: NECB_Default :pv_ground_tilt_angle: NECB_Default :pv_ground_total_area_pv_panels_m2: NECB_Default :pv_ground_type: NECB_Default :rotation_degrees: NECB_Default :run_annual_simulation: true :s3_bucket: '834599497928' :scale_x: NECB_Default :scale_y: NECB_Default :scale_z: NECB_Default :shw_eff: NECB_Default :skylight_cond: NECB_Default :skylight_solar_trans: NECB_Default :srr_set: NECB_Default :template: NECB2017 | reference | reference | a833302b-d897-4a96-83c7-8751b05219f3 | NECB2017 | LowriseApartment | Electricity | Electricity | CAN_ON_Toronto.Pearson.Intl.AP.716240_CWEC2016.epw | parametric |  | NECB_Default | NECB_Default | NECB_Default | NECB_Default | NECB_Default | NECB_Default | NECB_Default | NECB_Default | NECB_Default | NECB_Default | NECB_Default | NECB_Default | NECB_Default | NECB_Default | NECB_Default | NECB_Default | NECB_Default | NECB_Default | NECB_Default | NECB_Default | NECB_Default | NECB_Default | NECB_Default | NECB_Default | NECB_Default | NECB_Default | NECB_Default | NECB_Default | NECB_Default | NECB_Default | NECB_Default | NECB_Default | NECB_Default | NECB_Default | NECB_Default | NECB_Default | NECB_Default | NECB_Default | NECB_Default | NECB_Default | NECB_Default | NECB_Default | NECB_Default | NECB_Default | NECB_Default | aws_batch | 834599497928 | btap_private_cli |  | TRUE | TRUE |  |  | 50.9294 | 17.5961 | 24.2974 | 118.7379 | 1763.22 | 1532.4718 | 40 | LowriseApartment |  |  | 2 | LowriseApartment | 3 | 3 | 3 | NECB2017 | 0.28516 | 5374.0333 | 101.4695 | 55.59 | 29.9652 | 33.904 | 385.8308 | 164.9021 | TORONTO | ONTARIO | 3.1026 | 0 | 0 | 3.1026 | 24.8576 | 0 | 0 | 24.8576 | 0 | 0.077716 | 0 | 0 | 0.5586 | 0.084266 | 0.027064 | 0.087471 | 0.059998 | 0.044084 | 0 | 0.00037999 | 0.5586 | 0.17762 | 71.4839 | 0 | 40 | 0.757 | [5 empty] | 0.156 | 0.278 | 1.9 | 1.9 | 2 | Toronto Pearson Intl AP | CAN | 382 | 3615 | 43.677 | -79.631 | 5 | 3890 | ON | CAN_ON_Toronto.Pearson.Intl.AP.716240_CWEC2016.epw | 0.55859 | 17.5961 | 50.9294 | 16.8326 | 19.9366 | FALSE | FALSE | FALSE | FALSE | 12.6228 | 9.9184 | 0 | 0.85688 | 0.010788 | 313.19 | 0 | 79.4319 | 4.3294 | 0.054504 | 1582.38 | 0 | 0.5586 | 396.25 | 396 | 0 | 0 |  | https://s3.console.aws.amazon.com/s3/buckets/834599497928?region=ca-central-1&prefix=phylroy.lopez/reference/reference/output/a833302b-d897-4a96-83c7-8751b05219f3/ | 1.0.002
821 |  | TRUE | 448 | 0 | 0 | 433.8356 |  |  |  | 0.1 | 2021-09-22 20:15:31 +0000 | 438c2ebff | 0.2.14 | :adv_dx_units: NECB_Default :airloop_economizer_type: NECB_Default :algorithm_type: parametric :analysis_id: reference :analysis_name: reference :boiler_eff: NECB_Default :btap_batch_version: 1.0.002 :building_type: MidriseApartment :chiller_type: NECB_Default :compute_environment: aws_batch :datapoint_id: 5d813261-4afe-4b03-b4c9-6ab58fd53edd :daylighting_type: NECB_Default :dcv_type: NECB_Default :door_construction_cond: NECB_Default :ecm_system_name: NECB_Default :electrical_loads_scale: NECB_Default :enable_costing: true :epw_file: CAN_AB_Calgary.Intl.AP.718770_CWEC2016.epw :erv_package: NECB_Default :ext_floor_cond: NECB_Default :ext_roof_cond: NECB_Default :ext_wall_cond: NECB_Default :fdwr_set: NECB_Default :fixed_wind_solar_trans: NECB_Default :fixed_window_cond: NECB_Default :furnace_eff: NECB_Default :glass_door_cond: NECB_Default :glass_door_solar_trans: NECB_Default :ground_floor_cond: NECB_Default :ground_roof_cond: NECB_Default :ground_wall_cond: NECB_Default :image_name: btap_private_cli :infiltration_scale: NECB_Default :lights_scale: NECB_Default :lights_type: NECB_Default :nv_delta_temp_in_out: NECB_Default :nv_opening_fraction: NECB_Default :nv_temp_out_min: NECB_Default :nv_type: NECB_Default :oa_scale: NECB_Default :occupancy_loads_scale: NECB_Default :output_meters: [] :output_variables: [] :overhead_door_cond: NECB_Default :primary_heating_fuel: Electricity :pv_ground_azimuth_angle: NECB_Default :pv_ground_module_description: NECB_Default :pv_ground_tilt_angle: NECB_Default :pv_ground_total_area_pv_panels_m2: NECB_Default :pv_ground_type: NECB_Default :rotation_degrees: NECB_Default :run_annual_simulation: true :s3_bucket: '834599497928' :scale_x: NECB_Default :scale_y: NECB_Default :scale_z: NECB_Default :shw_eff: NECB_Default :skylight_cond: NECB_Default :skylight_solar_trans: NECB_Default :srr_set: NECB_Default :template: NECB2017 | reference | reference | 5d813261-4afe-4b03-b4c9-6ab58fd53edd | NECB2017 | MidriseApartment | Electricity | Electricity | CAN_AB_Calgary.Intl.AP.718770_CWEC2016.epw | parametric |  | NECB_Default | NECB_Default | NECB_Default | NECB_Default | NECB_Default | NECB_Default | NECB_Default | NECB_Default | NECB_Default | NECB_Default | NECB_Default | NECB_Default | NECB_Default | NECB_Default | NECB_Default | NECB_Default | NECB_Default | NECB_Default | NECB_Default | NECB_Default | NECB_Default | NECB_Default | NECB_Default | NECB_Default | NECB_Default | NECB_Default | NECB_Default | NECB_Default | NECB_Default | NECB_Default | NECB_Default | NECB_Default | NECB_Default | NECB_Default | NECB_Default | NECB_Default | NECB_Default | NECB_Default | NECB_Default | NECB_Default | NECB_Default | NECB_Default | NECB_Default | NECB_Default | NECB_Default | aws_batch | 834599497928 | btap_private_cli |  | TRUE | TRUE |  |  | 40.6158 | 13.5762 | 20.0184 | 110.5321 | 3134.61 | 2325.6934 | 33.3 | MidriseApartment |  |  | 2 | MidriseApartment | 4 |  | 4 | NECB2017 | 0.24343 | 9553.837 | 76.4465 | 49.8509 | 27.5171 | 26.353 | 304.1734 | 124.0058 | CALGARY | ALBERTA | 114.2904 | 0 | 0 | 114.2904 | 10.8323 | 0 | 0 | 10.8323 | 0 | 0.060617 | 0 | 0 | 0.52079 | 0.069661 | 0.020092 | 0.072066 | 0.06121 | 0.041568 | 0 | 0.00084859 | 0.52079 | 0.19472 | 59.4571 | 0 | 33.3 | 0.757 | [5 empty] | 0.138 | 0.21 | 1.9 | 1.9 | 2 | Calgary Intl AP | CAN | 64 | 4781 | 51.114 | -114.02 | 7a | 5000 | AB | CAN_AB_Calgary.Intl.AP.718770_CWEC2016.epw | 0.52078 | 13.5762 | 40.6158 | 12.7332 | 21.4005 | FALSE | FALSE | TRUE | FALSE | 12.4314 | 17.4714 | 0 | 1.67 | 0.012823 | 610.38 | 0 | 130.2314 | 7.8118 | 0.059984 | 2855.21 | 0 | 0.52079 | 166.75 | 166.75 | 0 | 0 |  | https://s3.console.aws.amazon.com/s3/buckets/834599497928?region=ca-central-1&prefix=phylroy.lopez/reference/reference/output/5d813261-4afe-4b03-b4c9-6ab58fd53edd/ | 1.0.002
822 |  | TRUE | 421 | 0 | 0 | 435.5871 |  |  |  | 0.1 | 2021-09-22 20:15:41 +0000 | 438c2ebff | 0.2.14 | :adv_dx_units: NECB_Default :airloop_economizer_type: NECB_Default :algorithm_type: parametric :analysis_id: reference :analysis_name: reference :boiler_eff: NECB_Default :btap_batch_version: 1.0.002 :building_type: MidriseApartment :chiller_type: NECB_Default :compute_environment: aws_batch :datapoint_id: 84f03b1a-c0f7-4971-aaeb-b6c1b67ef82c :daylighting_type: NECB_Default :dcv_type: NECB_Default :door_construction_cond: NECB_Default :ecm_system_name: NECB_Default :electrical_loads_scale: NECB_Default :enable_costing: true :epw_file: CAN_BC_Vancouver.Intl.AP.718920_CWEC2016.epw :erv_package: NECB_Default :ext_floor_cond: NECB_Default :ext_roof_cond: NECB_Default :ext_wall_cond: NECB_Default :fdwr_set: NECB_Default :fixed_wind_solar_trans: NECB_Default :fixed_window_cond: NECB_Default :furnace_eff: NECB_Default :glass_door_cond: NECB_Default :glass_door_solar_trans: NECB_Default :ground_floor_cond: NECB_Default :ground_roof_cond: NECB_Default :ground_wall_cond: NECB_Default :image_name: btap_private_cli :infiltration_scale: NECB_Default :lights_scale: NECB_Default :lights_type: NECB_Default :nv_delta_temp_in_out: NECB_Default :nv_opening_fraction: NECB_Default :nv_temp_out_min: NECB_Default :nv_type: NECB_Default :oa_scale: NECB_Default :occupancy_loads_scale: NECB_Default :output_meters: [] :output_variables: [] :overhead_door_cond: NECB_Default :primary_heating_fuel: NaturalGas :pv_ground_azimuth_angle: NECB_Default :pv_ground_module_description: NECB_Default :pv_ground_tilt_angle: NECB_Default :pv_ground_total_area_pv_panels_m2: NECB_Default :pv_ground_type: NECB_Default :rotation_degrees: NECB_Default :run_annual_simulation: true :s3_bucket: '834599497928' :scale_x: NECB_Default :scale_y: NECB_Default :scale_z: NECB_Default :shw_eff: NECB_Default :skylight_cond: NECB_Default :skylight_solar_trans: NECB_Default :srr_set: NECB_Default :template: NECB2017 | reference | reference | 84f03b1a-c0f7-4971-aaeb-b6c1b67ef82c | NECB2017 | MidriseApartment | NaturalGas | Natural Gas | CAN_BC_Vancouver.Intl.AP.718920_CWEC2016.epw | parametric |  | NECB_Default | NECB_Default | NECB_Default | NECB_Default | NECB_Default | NECB_Default | NECB_Default | NECB_Default | NECB_Default | NECB_Default | NECB_Default | NECB_Default | NECB_Default | NECB_Default | NECB_Default | NECB_Default | NECB_Default | NECB_Default | NECB_Default | NECB_Default | NECB_Default | NECB_Default | NECB_Default | NECB_Default | NECB_Default | NECB_Default | NECB_Default | NECB_Default | NECB_Default | NECB_Default | NECB_Default | NECB_Default | NECB_Default | NECB_Default | NECB_Default | NECB_Default | NECB_Default | NECB_Default | NECB_Default | NECB_Default | NECB_Default | NECB_Default | NECB_Default | NECB_Default | NECB_Default | aws_batch | 834599497928 | btap_private_cli |  | TRUE | TRUE |  |  | 27.6227 | 11.8447 | 11.794 | 112.6385 | 3134.61 | 2325.6934 | 40 | MidriseApartment |  |  | 2 | MidriseApartment | 4 |  | 4 | NECB2017 | 0.24343 | 9553.837 | 69.4598 | 76.507 | 25.5279 | 6.7615 | 326.7241 | 148.4679 | VANCOUVER | BRITISH COLUMBIA | 0.71877 | 13.7968 | 0 | 14.5155 | 7.1776 | 3.0952 | 0 | 10.2728 | 0 | 0.061912 | 0 | 0 | 0.25363 | 0.064573 | 0.01902 | 0.047432 | 0.06121 | 0.041568 | 0.27367 | 0.0053468 | 0.5273 | 0.22624 | 21.559 | 40.9502 | 40 | 0.757 | [5 empty] | 0.193 | 0.315 | 2.1 | 2.1 | 2 | Vancouver Intl AP | CAN | 42 | 2797 | 49.195 | -123.184 | 4 | 2800 | BC | CAN_BC_Vancouver.Intl.AP.718920_CWEC2016.epw | 0.52729 | 11.8447 | 27.6227 | 12.8559 | 23.8037 | FALSE | FALSE | TRUE | FALSE | 10.8731 | 8.4662 | 0 | 0 | 0 | 0 | 709.16 | 130.2314 | 7.8118 | 0.059984 | 2855.21 | 0 | 0.5273 | 296.75 | 296.75 | 10.25 | 10.25 |  | https://s3.console.aws.amazon.com/s3/buckets/834599497928?region=ca-central-1&prefix=phylroy.lopez/reference/reference/output/84f03b1a-c0f7-4971-aaeb-b6c1b67ef82c/ | 1.0.002
823 |  | TRUE | 450 | 0 | 0 | 432.8256 |  |  |  | 0.1 | 2021-09-22 20:15:38 +0000 | 438c2ebff | 0.2.14 | :adv_dx_units: NECB_Default :airloop_economizer_type: NECB_Default :algorithm_type: parametric :analysis_id: reference :analysis_name: reference :boiler_eff: NECB_Default :btap_batch_version: 1.0.002 :building_type: MidriseApartment :chiller_type: NECB_Default :compute_environment: aws_batch :datapoint_id: 63d5e07b-f826-43f1-bf3b-1a1ce3c0d747 :daylighting_type: NECB_Default :dcv_type: NECB_Default :door_construction_cond: NECB_Default :ecm_system_name: NECB_Default :electrical_loads_scale: NECB_Default :enable_costing: true :epw_file: CAN_YT_Whitehorse.Intl.AP.719640_CWEC2016.epw :erv_package: NECB_Default :ext_floor_cond: NECB_Default :ext_roof_cond: NECB_Default :ext_wall_cond: NECB_Default :fdwr_set: NECB_Default :fixed_wind_solar_trans: NECB_Default :fixed_window_cond: NECB_Default :furnace_eff: NECB_Default :glass_door_cond: NECB_Default :glass_door_solar_trans: NECB_Default :ground_floor_cond: NECB_Default :ground_roof_cond: NECB_Default :ground_wall_cond: NECB_Default :image_name: btap_private_cli :infiltration_scale: NECB_Default :lights_scale: NECB_Default :lights_type: NECB_Default :nv_delta_temp_in_out: NECB_Default :nv_opening_fraction: NECB_Default :nv_temp_out_min: NECB_Default :nv_type: NECB_Default :oa_scale: NECB_Default :occupancy_loads_scale: NECB_Default :output_meters: [] :output_variables: [] :overhead_door_cond: NECB_Default :primary_heating_fuel: Electricity :pv_ground_azimuth_angle: NECB_Default :pv_ground_module_description: NECB_Default :pv_ground_tilt_angle: NECB_Default :pv_ground_total_area_pv_panels_m2: NECB_Default :pv_ground_type: NECB_Default :rotation_degrees: NECB_Default :run_annual_simulation: true :s3_bucket: '834599497928' :scale_x: NECB_Default :scale_y: NECB_Default :scale_z: NECB_Default :shw_eff: NECB_Default :skylight_cond: NECB_Default :skylight_solar_trans: NECB_Default :srr_set: NECB_Default :template: NECB2017 | reference | reference | 63d5e07b-f826-43f1-bf3b-1a1ce3c0d747 | NECB2017 | MidriseApartment | Electricity | Electricity | CAN_YT_Whitehorse.Intl.AP.719640_CWEC2016.epw | parametric |  | NECB_Default | NECB_Default | NECB_Default | NECB_Default | NECB_Default | NECB_Default | NECB_Default | NECB_Default | NECB_Default | NECB_Default | NECB_Default | NECB_Default | NECB_Default | NECB_Default | NECB_Default | NECB_Default | NECB_Default | NECB_Default | NECB_Default | NECB_Default | NECB_Default | NECB_Default | NECB_Default | NECB_Default | NECB_Default | NECB_Default | NECB_Default | NECB_Default | NECB_Default | NECB_Default | NECB_Default | NECB_Default | NECB_Default | NECB_Default | NECB_Default | NECB_Default | NECB_Default | NECB_Default | NECB_Default | NECB_Default | NECB_Default | NECB_Default | NECB_Default | NECB_Default | NECB_Default | aws_batch | 834599497928 | btap_private_cli |  | TRUE | TRUE |  |  | 47.4658 | 9.7003 | 36.159 | 122.9056 | 3134.61 | 2325.6934 | 22.8 | MidriseApartment |  |  | 2 | MidriseApartment | 4 |  | 4 | NECB2017 | 0.24343 | 9553.837 | 60.1655 | 38.8577 | 25.2925 | 26.0223 | 264.0295 | 113.6915 | WHITEHORSE | YUKON | 8.793 | 0 | 0 | 8.793 | 20.1371 | 0 | 0 | 20.1371 | 0 | 0.035223 | 0 | 0 | 0.56533 | 0.063628 | 0.020092 | 0.13017 | 0.06121 | 0.041568 | 0 | 0.00084859 | 0.56533 | 0.21259 | 72.357 | 0 | 22.8 | 0.757 | [5 empty] | 0.138 | 0.21 | 1.9 | 1.9 | 2 | Whitehorse Intl AP | CAN | 5 | 6491 | 60.709 | -135.069 | 7b | 6580 | YT | CAN_YT_Whitehorse.Intl.AP.719640_CWEC2016.epw | 0.56533 | 9.7003 | 47.4658 | 15.4084 | 15.7437 | TRUE | FALSE | FALSE | FALSE | 8.2769 | 21.7698 | 0 | 1.8232 | 0.014 | 666.38 | 0 | 130.2314 | 7.8118 | 0.059984 | 2855.21 | 0 | 0.56533 | 39 | 39 | 0.25 | 0.25 |  | https://s3.console.aws.amazon.com/s3/buckets/834599497928?region=ca-central-1&prefix=phylroy.lopez/reference/reference/output/63d5e07b-f826-43f1-bf3b-1a1ce3c0d747/ | 1.0.002
824 |  | TRUE | 419 | 0 | 0 | 497.3526 |  |  |  | 0.1 | 2021-09-22 20:15:22 +0000 | 438c2ebff | 0.2.14 | :adv_dx_units: NECB_Default :airloop_economizer_type: NECB_Default :algorithm_type: parametric :analysis_id: reference :analysis_name: reference :boiler_eff: NECB_Default :btap_batch_version: 1.0.002 :building_type: MidriseApartment :chiller_type: NECB_Default :compute_environment: aws_batch :datapoint_id: 1e274928-6a53-4894-892a-55f8333bc7a1 :daylighting_type: NECB_Default :dcv_type: NECB_Default :door_construction_cond: NECB_Default :ecm_system_name: NECB_Default :electrical_loads_scale: NECB_Default :enable_costing: true :epw_file: CAN_AB_Calgary.Intl.AP.718770_CWEC2016.epw :erv_package: NECB_Default :ext_floor_cond: NECB_Default :ext_roof_cond: NECB_Default :ext_wall_cond: NECB_Default :fdwr_set: NECB_Default :fixed_wind_solar_trans: NECB_Default :fixed_window_cond: NECB_Default :furnace_eff: NECB_Default :glass_door_cond: NECB_Default :glass_door_solar_trans: NECB_Default :ground_floor_cond: NECB_Default :ground_roof_cond: NECB_Default :ground_wall_cond: NECB_Default :image_name: btap_private_cli :infiltration_scale: NECB_Default :lights_scale: NECB_Default :lights_type: NECB_Default :nv_delta_temp_in_out: NECB_Default :nv_opening_fraction: NECB_Default :nv_temp_out_min: NECB_Default :nv_type: NECB_Default :oa_scale: NECB_Default :occupancy_loads_scale: NECB_Default :output_meters: [] :output_variables: [] :overhead_door_cond: NECB_Default :primary_heating_fuel: NaturalGas :pv_ground_azimuth_angle: NECB_Default :pv_ground_module_description: NECB_Default :pv_ground_tilt_angle: NECB_Default :pv_ground_total_area_pv_panels_m2: NECB_Default :pv_ground_type: NECB_Default :rotation_degrees: NECB_Default :run_annual_simulation: true :s3_bucket: '834599497928' :scale_x: NECB_Default :scale_y: NECB_Default :scale_z: NECB_Default :shw_eff: NECB_Default :skylight_cond: NECB_Default :skylight_solar_trans: NECB_Default :srr_set: NECB_Default :template: BTAPPRE1980 | reference | reference | 1e274928-6a53-4894-892a-55f8333bc7a1 | BTAPPRE1980 | MidriseApartment | NaturalGas | Natural Gas | CAN_AB_Calgary.Intl.AP.718770_CWEC2016.epw | parametric |  | NECB_Default | NECB_Default | NECB_Default | NECB_Default | NECB_Default | NECB_Default | NECB_Default | NECB_Default | NECB_Default | NECB_Default | NECB_Default | NECB_Default | NECB_Default | NECB_Default | NECB_Default | NECB_Default | NECB_Default | NECB_Default | NECB_Default | NECB_Default | NECB_Default | NECB_Default | NECB_Default | NECB_Default | NECB_Default | NECB_Default | NECB_Default | NECB_Default | NECB_Default | NECB_Default | NECB_Default | NECB_Default | NECB_Default | NECB_Default | NECB_Default | NECB_Default | NECB_Default | NECB_Default | NECB_Default | NECB_Default | NECB_Default | NECB_Default | NECB_Default | NECB_Default | NECB_Default | aws_batch | 834599497928 | btap_private_cli |  | TRUE | TRUE |  |  | 80.7327 | 12.9041 | 87.8871 | 171.5321 | 3134.61 | 2325.6934 | 20 | MidriseApartment |  |  | 0 | MidriseApartment | 4 |  | 4 | BTAPPRE1980 | 0.24343 | 9553.837 | 0.8012 | 87.2363 | 27.5171 | 5.4022 | 243.4615 | 122.5047 | CALGARY | ALBERTA | 48.7684 | 25.2012 | 0 | 73.9695 | 4.6222 | 1.7979 | 0 | 6.4201 | 0 | 0.017597 | 0 | 0 | 0.22222 | 0.090439 | 0 | 0.39087 | 0.061175 | 0.042943 | 0.49941 | 0.010068 | 0.72163 | 0.10854 | 19.6831 | 85.7125 | 20 | 0.678 | [5 empty] | 0.227 | 0.772 | 2.95 |  | 0 | Calgary Intl AP | CAN | 64 | 4781 | 51.114 | -114.02 | 7a | 5000 | AB | CAN_AB_Calgary.Intl.AP.718770_CWEC2016.epw | 0.72163 | 12.9041 | 80.7327 | 12.7332 | 21.4005 | TRUE | FALSE | FALSE | FALSE | 11.5967 | 16.0446 | 0 | 0 | 0 | 0 | 340.22 | 66.401 | 3.3516 | 0.050475 | 1225 | 0 | 0.72163 | 595.5 | 595.5 | 0.75 | 0.75 |  | https://s3.console.aws.amazon.com/s3/buckets/834599497928?region=ca-central-1&prefix=phylroy.lopez/reference/reference/output/1e274928-6a53-4894-892a-55f8333bc7a1/ | 1.0.002
825 |  | TRUE | 811 | 0 | 0 | 1279.827 |  |  |  | 0.1 | 2021-09-22 20:14:56 +0000 | 438c2ebff | 0.2.14 | :adv_dx_units: NECB_Default :airloop_economizer_type: NECB_Default :algorithm_type: parametric :analysis_id: reference :analysis_name: reference :boiler_eff: NECB_Default :btap_batch_version: 1.0.002 :building_type: SmallHotel :chiller_type: NECB_Default :compute_environment: aws_batch :datapoint_id: 7663d211-95be-43cf-8d33-240b203c148b :daylighting_type: NECB_Default :dcv_type: NECB_Default :door_construction_cond: NECB_Default :ecm_system_name: NECB_Default :electrical_loads_scale: NECB_Default :enable_costing: true :epw_file: CAN_AB_Calgary.Intl.AP.718770_CWEC2016.epw :erv_package: NECB_Default :ext_floor_cond: NECB_Default :ext_roof_cond: NECB_Default :ext_wall_cond: NECB_Default :fdwr_set: NECB_Default :fixed_wind_solar_trans: NECB_Default :fixed_window_cond: NECB_Default :furnace_eff: NECB_Default :glass_door_cond: NECB_Default :glass_door_solar_trans: NECB_Default :ground_floor_cond: NECB_Default :ground_roof_cond: NECB_Default :ground_wall_cond: NECB_Default :image_name: btap_private_cli :infiltration_scale: NECB_Default :lights_scale: NECB_Default :lights_type: NECB_Default :nv_delta_temp_in_out: NECB_Default :nv_opening_fraction: NECB_Default :nv_temp_out_min: NECB_Default :nv_type: NECB_Default :oa_scale: NECB_Default :occupancy_loads_scale: NECB_Default :output_meters: [] :output_variables: [] :overhead_door_cond: NECB_Default :primary_heating_fuel: Electricity :pv_ground_azimuth_angle: NECB_Default :pv_ground_module_description: NECB_Default :pv_ground_tilt_angle: NECB_Default :pv_ground_total_area_pv_panels_m2: NECB_Default :pv_ground_type: NECB_Default :rotation_degrees: NECB_Default :run_annual_simulation: true :s3_bucket: '834599497928' :scale_x: NECB_Default :scale_y: NECB_Default :scale_z: NECB_Default :shw_eff: NECB_Default :skylight_cond: NECB_Default :skylight_solar_trans: NECB_Default :srr_set: NECB_Default :template: BTAPPRE1980 | reference | reference | 7663d211-95be-43cf-8d33-240b203c148b | BTAPPRE1980 | SmallHotel | Electricity | Electricity | CAN_AB_Calgary.Intl.AP.718770_CWEC2016.epw | parametric |  | NECB_Default | NECB_Default | NECB_Default | NECB_Default | NECB_Default | NECB_Default | NECB_Default | NECB_Default | NECB_Default | NECB_Default | NECB_Default | NECB_Default | NECB_Default | NECB_Default | NECB_Default | NECB_Default | NECB_Default | NECB_Default | NECB_Default | NECB_Default | NECB_Default | NECB_Default | NECB_Default | NECB_Default | NECB_Default | NECB_Default | NECB_Default | NECB_Default | NECB_Default | NECB_Default | NECB_Default | NECB_Default | NECB_Default | NECB_Default | NECB_Default | NECB_Default | NECB_Default | NECB_Default | NECB_Default | NECB_Default | NECB_Default | NECB_Default | NECB_Default | NECB_Default | NECB_Default | aws_batch | 834599497928 | btap_private_cli |  | TRUE | TRUE |  |  | 84.9825 | 10.9196 | 132.9763 | 229.8343 | 4013.58 | 2697.9741 | 10.9 | SmallHotel |  |  | 0 | SmallHotel | 4 |  | 4 | BTAPPRE1980 | 0.23215 | 11621.7287 | 0.37554 | 58.8466 | 67.7078 | 30.3292 | 296.675 | 139.4158 | CALGARY | ALBERTA | 208.4753 | 0 | 0 | 208.4753 | 19.7591 | 0 | 0 | 19.7591 | 0 | 0.011162 | 0 | 0 | 0.94995 | 0.080001 | 0 | 0.47871 | 0.024402 | 0.098127 | 0 | 0.0011586 | 0.94995 | 0.25637 | 110.9301 | 0 | 10.9 | 0.678 | [5 empty] | 0.227 | 0.772 | 2.95 |  | 0 | Calgary Intl AP | CAN | 64 | 4781 | 51.114 | -114.02 | 7a | 5000 | AB | CAN_AB_Calgary.Intl.AP.718770_CWEC2016.epw | 0.94996 | 10.9196 | 84.9825 | 13.603 | 22.2858 | TRUE | TRUE | FALSE | FALSE | 12.8466 | 18.4322 | 0 | 2.8152 | 0.017557 | 1028.95 | 0 | 160.3432 | 13.2057 | 0.082359 | 4826.69 | 2.2424e-05 | 0.94995 | 1379.5 | 1378.5 | 19.75 | 19.75 |  | https://s3.console.aws.amazon.com/s3/buckets/834599497928?region=ca-central-1&prefix=phylroy.lopez/reference/reference/output/7663d211-95be-43cf-8d33-240b203c148b/ | 1.0.002
826 |  | TRUE | 447 | 0 | 0 | 497.0372 |  |  |  | 0.1 | 2021-09-22 20:15:32 +0000 | 438c2ebff | 0.2.14 | :adv_dx_units: NECB_Default :airloop_economizer_type: NECB_Default :algorithm_type: parametric :analysis_id: reference :analysis_name: reference :boiler_eff: NECB_Default :btap_batch_version: 1.0.002 :building_type: MidriseApartment :chiller_type: NECB_Default :compute_environment: aws_batch :datapoint_id: cc93f362-ebde-4db6-8a5b-4b66d938536a :daylighting_type: NECB_Default :dcv_type: NECB_Default :door_construction_cond: NECB_Default :ecm_system_name: NECB_Default :electrical_loads_scale: NECB_Default :enable_costing: true :epw_file: CAN_NS_Halifax.Dockyard.713280_CWEC2016.epw :erv_package: NECB_Default :ext_floor_cond: NECB_Default :ext_roof_cond: NECB_Default :ext_wall_cond: NECB_Default :fdwr_set: NECB_Default :fixed_wind_solar_trans: NECB_Default :fixed_window_cond: NECB_Default :furnace_eff: NECB_Default :glass_door_cond: NECB_Default :glass_door_solar_trans: NECB_Default :ground_floor_cond: NECB_Default :ground_roof_cond: NECB_Default :ground_wall_cond: NECB_Default :image_name: btap_private_cli :infiltration_scale: NECB_Default :lights_scale: NECB_Default :lights_type: NECB_Default :nv_delta_temp_in_out: NECB_Default :nv_opening_fraction: NECB_Default :nv_temp_out_min: NECB_Default :nv_type: NECB_Default :oa_scale: NECB_Default :occupancy_loads_scale: NECB_Default :output_meters: [] :output_variables: [] :overhead_door_cond: NECB_Default :primary_heating_fuel: NaturalGas :pv_ground_azimuth_angle: NECB_Default :pv_ground_module_description: NECB_Default :pv_ground_tilt_angle: NECB_Default :pv_ground_total_area_pv_panels_m2: NECB_Default :pv_ground_type: NECB_Default :rotation_degrees: NECB_Default :run_annual_simulation: true :s3_bucket: '834599497928' :scale_x: NECB_Default :scale_y: NECB_Default :scale_z: NECB_Default :shw_eff: NECB_Default :skylight_cond: NECB_Default :skylight_solar_trans: NECB_Default :srr_set: NECB_Default :template: NECB2011 | reference | reference | cc93f362-ebde-4db6-8a5b-4b66d938536a | NECB2011 | MidriseApartment | NaturalGas | Natural Gas | CAN_NS_Halifax.Dockyard.713280_CWEC2016.epw | parametric |  | NECB_Default | NECB_Default | NECB_Default | NECB_Default | NECB_Default | NECB_Default | NECB_Default | NECB_Default | NECB_Default | NECB_Default | NECB_Default | NECB_Default | NECB_Default | NECB_Default | NECB_Default | NECB_Default | NECB_Default | NECB_Default | NECB_Default | NECB_Default | NECB_Default | NECB_Default | NECB_Default | NECB_Default | NECB_Default | NECB_Default | NECB_Default | NECB_Default | NECB_Default | NECB_Default | NECB_Default | NECB_Default | NECB_Default | NECB_Default | NECB_Default | NECB_Default | NECB_Default | NECB_Default | NECB_Default | NECB_Default | NECB_Default | NECB_Default | NECB_Default | NECB_Default | NECB_Default | aws_batch | 834599497928 | btap_private_cli |  | TRUE | TRUE |  |  | 50.8529 | 13.1093 | 42.2558 | 115.1481 | 3134.61 | 2325.6934 | 40 | MidriseApartment |  |  | 5 | MidriseApartment | 4 |  | 4 | NECB2011 | 0.24343 | 9553.837 | 67.9559 | 81.3842 | 27.8547 | 5.3261 | 307.4689 | 124.9479 | HALIFAX | NOVA SCOTIA | 48.4475 | 13.9202 | 0 | 62.3677 | 9.5015 | 3.5136 | 0 | 13.015 | 0 | 0.051158 | 0 | 0 | 0.23891 | 0.076762 | 0 | 0.1776 | 0.061175 | 0.042943 | 0.27974 | 0.0068685 | 0.51865 | 0.10214 | 20.1262 | 58.0742 | 40 | 0.757 | [5 empty] | 0.183 | 0.247 | 2.2 | 2.2 | 5 | Halifax Dockyard | CAN | 112 | 3647 | 44.655 | -63.577 | 6 | 4000 | NS | CAN_NS_Halifax.Dockyard.713280_CWEC2016.epw | 0.51865 | 13.1093 | 50.8529 | 15.0287 | 21.7931 | TRUE | FALSE | FALSE | FALSE | 7.5456 | 6.9636 | 0 | 0 | 0 | 0 | 320.17 | 66.401 | 3.3516 | 0.050475 | 1225 | 0 | 0.51865 | 219.5 | 217.75 | 0 | 0 |  | https://s3.console.aws.amazon.com/s3/buckets/834599497928?region=ca-central-1&prefix=phylroy.lopez/reference/reference/output/cc93f362-ebde-4db6-8a5b-4b66d938536a/ | 1.0.002
827 |  | TRUE | 271 | 0 | 0 | 1282.6533 |  |  |  | 0.1 | 2021-09-22 20:16:20 +0000 | 438c2ebff | 0.2.14 | :adv_dx_units: NECB_Default :airloop_economizer_type: NECB_Default :algorithm_type: parametric :analysis_id: reference :analysis_name: reference :boiler_eff: NECB_Default :btap_batch_version: 1.0.002 :building_type: LargeOffice :chiller_type: NECB_Default :compute_environment: aws_batch :datapoint_id: 088e2b1a-bb4d-40b8-9b3b-c9df832ed681 :daylighting_type: NECB_Default :dcv_type: NECB_Default :door_construction_cond: NECB_Default :ecm_system_name: NECB_Default :electrical_loads_scale: NECB_Default :enable_costing: true :epw_file: CAN_YT_Whitehorse.Intl.AP.719640_CWEC2016.epw :erv_package: NECB_Default :ext_floor_cond: NECB_Default :ext_roof_cond: NECB_Default :ext_wall_cond: NECB_Default :fdwr_set: NECB_Default :fixed_wind_solar_trans: NECB_Default :fixed_window_cond: NECB_Default :furnace_eff: NECB_Default :glass_door_cond: NECB_Default :glass_door_solar_trans: NECB_Default :ground_floor_cond: NECB_Default :ground_roof_cond: NECB_Default :ground_wall_cond: NECB_Default :image_name: btap_private_cli :infiltration_scale: NECB_Default :lights_scale: NECB_Default :lights_type: NECB_Default :nv_delta_temp_in_out: NECB_Default :nv_opening_fraction: NECB_Default :nv_temp_out_min: NECB_Default :nv_type: NECB_Default :oa_scale: NECB_Default :occupancy_loads_scale: NECB_Default :output_meters: [] :output_variables: [] :overhead_door_cond: NECB_Default :primary_heating_fuel: NaturalGas :pv_ground_azimuth_angle: NECB_Default :pv_ground_module_description: NECB_Default :pv_ground_tilt_angle: NECB_Default :pv_ground_total_area_pv_panels_m2: NECB_Default :pv_ground_type: NECB_Default :rotation_degrees: NECB_Default :run_annual_simulation: true :s3_bucket: '834599497928' :scale_x: NECB_Default :scale_y: NECB_Default :scale_z: NECB_Default :shw_eff: NECB_Default :skylight_cond: NECB_Default :skylight_solar_trans: NECB_Default :srr_set: NECB_Default :template: NECB2017 | reference | reference | 088e2b1a-bb4d-40b8-9b3b-c9df832ed681 | NECB2017 | LargeOffice | NaturalGas | Natural Gas | CAN_YT_Whitehorse.Intl.AP.719640_CWEC2016.epw | parametric |  | NECB_Default | NECB_Default | NECB_Default | NECB_Default | NECB_Default | NECB_Default | NECB_Default | NECB_Default | NECB_Default | NECB_Default | NECB_Default | NECB_Default | NECB_Default | NECB_Default | NECB_Default | NECB_Default | NECB_Default | NECB_Default | NECB_Default | NECB_Default | NECB_Default | NECB_Default | NECB_Default | NECB_Default | NECB_Default | NECB_Default | NECB_Default | NECB_Default | NECB_Default | NECB_Default | NECB_Default | NECB_Default | NECB_Default | NECB_Default | NECB_Default | NECB_Default | NECB_Default | NECB_Default | NECB_Default | NECB_Default | NECB_Default | NECB_Default | NECB_Default | NECB_Default | NECB_Default | aws_batch | 834599497928 | btap_private_cli |  | TRUE | TRUE |  |  | 72.7881 | 5.8861 | 17.2925 | 60.1683 | 46320.38 | 15152.6411 | 22.8 | LargeOffice |  |  | 0 | LargeOffice | 12 |  | 13 | NECB2017 | 0.085057 | 178146.0371 | 24.6144 | 36.5834 | 63.2389 | 1.8872 | 241.8772 | 115.5534 | WHITEHORSE | YUKON | 4.2392 | 7.0563 | 0 | 11.2955 | 9.7084 | 1.2862 | 0 | 10.9946 | 0 | 0.0061159 | 0 | 0 | 0.27256 | 0.056747 | 0.016881 | 0.08562 | 0.09479 | 0.08574 | 0.1418 | 0.011938 | 0.41436 | 0.056185 | 31.2888 | 76.002 | 22.8 | 0.757 |  | 0.284 |  |  |  | 0.138 | 0.21 | 1.9 |  | 0 | Whitehorse Intl AP | CAN | 5 | 6491 | 60.709 | -135.069 | 7b | 6580 | YT | CAN_YT_Whitehorse.Intl.AP.719640_CWEC2016.epw | 0.41436 | 5.8861 | 72.7881 | 23.1895 | 13.8111 | TRUE | TRUE | FALSE | FALSE | 9.9246 | 17.4435 | 0 | 0 | 0 | 0 | 2602.5 | 2192.0411 | 25.4096 | 0.011592 | 9287.2 | 0.00034283 | 0.41436 | 49.17 | 34.5 | 445.83 | 443.17 |  | https://s3.console.aws.amazon.com/s3/buckets/834599497928?region=ca-central-1&prefix=phylroy.lopez/reference/reference/output/088e2b1a-bb4d-40b8-9b3b-c9df832ed681/ | 1.0.002
828 |  | TRUE | 779 | 0 | 0 | 1278.6684 |  |  |  | 0.1 | 2021-09-22 20:14:58 +0000 | 438c2ebff | 0.2.14 | :adv_dx_units: NECB_Default :airloop_economizer_type: NECB_Default :algorithm_type: parametric :analysis_id: reference :analysis_name: reference :boiler_eff: NECB_Default :btap_batch_version: 1.0.002 :building_type: SmallHotel :chiller_type: NECB_Default :compute_environment: aws_batch :datapoint_id: 9e8d0584-e157-449f-82d0-d0b4158c8a18 :daylighting_type: NECB_Default :dcv_type: NECB_Default :door_construction_cond: NECB_Default :ecm_system_name: NECB_Default :electrical_loads_scale: NECB_Default :enable_costing: true :epw_file: CAN_QC_Montreal-Trudeau.Intl.AP.716270_CWEC2016.epw :erv_package: NECB_Default :ext_floor_cond: NECB_Default :ext_roof_cond: NECB_Default :ext_wall_cond: NECB_Default :fdwr_set: NECB_Default :fixed_wind_solar_trans: NECB_Default :fixed_window_cond: NECB_Default :furnace_eff: NECB_Default :glass_door_cond: NECB_Default :glass_door_solar_trans: NECB_Default :ground_floor_cond: NECB_Default :ground_roof_cond: NECB_Default :ground_wall_cond: NECB_Default :image_name: btap_private_cli :infiltration_scale: NECB_Default :lights_scale: NECB_Default :lights_type: NECB_Default :nv_delta_temp_in_out: NECB_Default :nv_opening_fraction: NECB_Default :nv_temp_out_min: NECB_Default :nv_type: NECB_Default :oa_scale: NECB_Default :occupancy_loads_scale: NECB_Default :output_meters: [] :output_variables: [] :overhead_door_cond: NECB_Default :primary_heating_fuel: Electricity :pv_ground_azimuth_angle: NECB_Default :pv_ground_module_description: NECB_Default :pv_ground_tilt_angle: NECB_Default :pv_ground_total_area_pv_panels_m2: NECB_Default :pv_ground_type: NECB_Default :rotation_degrees: NECB_Default :run_annual_simulation: true :s3_bucket: '834599497928' :scale_x: NECB_Default :scale_y: NECB_Default :scale_z: NECB_Default :shw_eff: NECB_Default :skylight_cond: NECB_Default :skylight_solar_trans: NECB_Default :srr_set: NECB_Default :template: NECB2015 | reference | reference | 9e8d0584-e157-449f-82d0-d0b4158c8a18 | NECB2015 | SmallHotel | Electricity | Electricity | CAN_QC_Montreal-Trudeau.Intl.AP.716270_CWEC2016.epw | parametric |  | NECB_Default | NECB_Default | NECB_Default | NECB_Default | NECB_Default | NECB_Default | NECB_Default | NECB_Default | NECB_Default | NECB_Default | NECB_Default | NECB_Default | NECB_Default | NECB_Default | NECB_Default | NECB_Default | NECB_Default | NECB_Default | NECB_Default | NECB_Default | NECB_Default | NECB_Default | NECB_Default | NECB_Default | NECB_Default | NECB_Default | NECB_Default | NECB_Default | NECB_Default | NECB_Default | NECB_Default | NECB_Default | NECB_Default | NECB_Default | NECB_Default | NECB_Default | NECB_Default | NECB_Default | NECB_Default | NECB_Default | NECB_Default | NECB_Default | NECB_Default | NECB_Default | NECB_Default | aws_batch | 834599497928 | btap_private_cli |  | TRUE | TRUE |  |  | 60.5698 | 13.6029 | 80.9121 | 165.5048 | 4013.58 | 2697.9741 | 37.3 | SmallHotel |  |  | 5 | SmallHotel | 4 |  | 4 | NECB2015 | 0.23215 | 11621.7287 | 71.4193 | 48.8552 | 36.9306 | 15.8463 | 338.5172 | 165.4657 | MONTREAL | QUEBEC | 0.26469 | 0 | 0 | 0.26469 | 16.8581 | 0 | 0 | 16.8581 | 0 | 0.043966 | 0 | 0 | 0.68114 | 0.087767 | 0 | 0.29128 | 0.019673 | 0.065495 | 0 | 0.0019135 | 0.68114 | 0.17089 | 80.0697 | 0 | 37.3 | 0.757 | [5 empty] | 0.183 | 0.247 | 2.2 | 2.2 | 5 | Montreal-Trudeau Intl AP | CAN | 323 | 4090 | 45.471 | -73.741 | 6 | 4400 | QC | CAN_QC_Montreal-Trudeau.Intl.AP.716270_CWEC2016.epw | 0.68113 | 13.6029 | 60.5698 | 18.8425 | 23.1522 | TRUE | FALSE | FALSE | FALSE | 13.2317 | 16.8036 | 0 | 1.8765 | 0.011709 | 685.87 | 0 | 160.2628 | 9.2987 | 0.058022 | 3398.69 | 0.00014949 | 0.68114 | 2024.75 | 1998.5 | 0 | 0 |  | https://s3.console.aws.amazon.com/s3/buckets/834599497928?region=ca-central-1&prefix=phylroy.lopez/reference/reference/output/9e8d0584-e157-449f-82d0-d0b4158c8a18/ | 1.0.002
829 |  | TRUE | 819 | 0 | 0 | 1281.8497 |  |  |  | 0.1 | 2021-09-22 20:15:28 +0000 | 438c2ebff | 0.2.14 | :adv_dx_units: NECB_Default :airloop_economizer_type: NECB_Default :algorithm_type: parametric :analysis_id: reference :analysis_name: reference :boiler_eff: NECB_Default :btap_batch_version: 1.0.002 :building_type: SmallHotel :chiller_type: NECB_Default :compute_environment: aws_batch :datapoint_id: 09c80c93-72ab-40c1-964e-b6409d8dae92 :daylighting_type: NECB_Default :dcv_type: NECB_Default :door_construction_cond: NECB_Default :ecm_system_name: NECB_Default :electrical_loads_scale: NECB_Default :enable_costing: true :epw_file: CAN_YT_Whitehorse.Intl.AP.719640_CWEC2016.epw :erv_package: NECB_Default :ext_floor_cond: NECB_Default :ext_roof_cond: NECB_Default :ext_wall_cond: NECB_Default :fdwr_set: NECB_Default :fixed_wind_solar_trans: NECB_Default :fixed_window_cond: NECB_Default :furnace_eff: NECB_Default :glass_door_cond: NECB_Default :glass_door_solar_trans: NECB_Default :ground_floor_cond: NECB_Default :ground_roof_cond: NECB_Default :ground_wall_cond: NECB_Default :image_name: btap_private_cli :infiltration_scale: NECB_Default :lights_scale: NECB_Default :lights_type: NECB_Default :nv_delta_temp_in_out: NECB_Default :nv_opening_fraction: NECB_Default :nv_temp_out_min: NECB_Default :nv_type: NECB_Default :oa_scale: NECB_Default :occupancy_loads_scale: NECB_Default :output_meters: [] :output_variables: [] :overhead_door_cond: NECB_Default :primary_heating_fuel: Electricity :pv_ground_azimuth_angle: NECB_Default :pv_ground_module_description: NECB_Default :pv_ground_tilt_angle: NECB_Default :pv_ground_total_area_pv_panels_m2: NECB_Default :pv_ground_type: NECB_Default :rotation_degrees: NECB_Default :run_annual_simulation: true :s3_bucket: '834599497928' :scale_x: NECB_Default :scale_y: NECB_Default :scale_z: NECB_Default :shw_eff: NECB_Default :skylight_cond: NECB_Default :skylight_solar_trans: NECB_Default :srr_set: NECB_Default :template: BTAPPRE1980 | reference | reference | 09c80c93-72ab-40c1-964e-b6409d8dae92 | BTAPPRE1980 | SmallHotel | Electricity | Electricity | CAN_YT_Whitehorse.Intl.AP.719640_CWEC2016.epw | parametric |  | NECB_Default | NECB_Default | NECB_Default | NECB_Default | NECB_Default | NECB_Default | NECB_Default | NECB_Default | NECB_Default | NECB_Default | NECB_Default | NECB_Default | NECB_Default | NECB_Default | NECB_Default | NECB_Default | NECB_Default | NECB_Default | NECB_Default | NECB_Default | NECB_Default | NECB_Default | NECB_Default | NECB_Default | NECB_Default | NECB_Default | NECB_Default | NECB_Default | NECB_Default | NECB_Default | NECB_Default | NECB_Default | NECB_Default | NECB_Default | NECB_Default | NECB_Default | NECB_Default | NECB_Default | NECB_Default | NECB_Default | NECB_Default | NECB_Default | NECB_Default | NECB_Default | NECB_Default | aws_batch | 834599497928 | btap_private_cli |  | TRUE | TRUE |  |  | 82.4398 | 6.5847 | 193.6149 | 293.0572 | 4013.58 | 2697.9741 | 10.9 | SmallHotel |  |  | 0 | SmallHotel | 4 |  | 4 | BTAPPRE1980 | 0.23215 | 11621.7287 | 0.28151 | 50.2951 | 62.9217 | 29.9457 | 274.2702 | 130.8263 | WHITEHORSE | YUKON | 18.3151 | 0 | 0 | 18.3151 | 41.9441 | 0 | 0 | 41.9441 | 0 | 0.0047588 | 0 | 0 | 1.1775 | 0.071881 | 0 | 0.69701 | 0.024402 | 0.098127 | 0 | 0.0010938 | 1.1775 | 0.28026 | 105.3576 | 0 | 10.9 | 0.678 | [5 empty] | 0.227 | 0.772 | 2.95 |  | 0 | Whitehorse Intl AP | CAN | 5 | 6491 | 60.709 | -135.069 | 7b | 6580 | YT | CAN_YT_Whitehorse.Intl.AP.719640_CWEC2016.epw | 1.1775 | 6.5847 | 82.4398 | 16.375 | 16.5177 | TRUE | TRUE | FALSE | FALSE | 8.7335 | 22.9643 | 0 | 3.0776 | 0.019194 | 1124.85 | 0 | 160.3432 | 13.2057 | 0.082359 | 4826.69 | 7.4746e-06 | 1.1775 | 1174 | 1173.25 | 538.25 | 538.25 |  | https://s3.console.aws.amazon.com/s3/buckets/834599497928?region=ca-central-1&prefix=phylroy.lopez/reference/reference/output/09c80c93-72ab-40c1-964e-b6409d8dae92/ | 1.0.002
830 |  | TRUE | 451 | 0 | 0 | 495.9217 |  |  |  | 0.1 | 2021-09-22 20:15:34 +0000 | 438c2ebff | 0.2.14 | :adv_dx_units: NECB_Default :airloop_economizer_type: NECB_Default :algorithm_type: parametric :analysis_id: reference :analysis_name: reference :boiler_eff: NECB_Default :btap_batch_version: 1.0.002 :building_type: MidriseApartment :chiller_type: NECB_Default :compute_environment: aws_batch :datapoint_id: 9d9f0d8f-5290-46a2-81dd-65860e0ce815 :daylighting_type: NECB_Default :dcv_type: NECB_Default :door_construction_cond: NECB_Default :ecm_system_name: NECB_Default :electrical_loads_scale: NECB_Default :enable_costing: true :epw_file: CAN_NS_Halifax.Dockyard.713280_CWEC2016.epw :erv_package: NECB_Default :ext_floor_cond: NECB_Default :ext_roof_cond: NECB_Default :ext_wall_cond: NECB_Default :fdwr_set: NECB_Default :fixed_wind_solar_trans: NECB_Default :fixed_window_cond: NECB_Default :furnace_eff: NECB_Default :glass_door_cond: NECB_Default :glass_door_solar_trans: NECB_Default :ground_floor_cond: NECB_Default :ground_roof_cond: NECB_Default :ground_wall_cond: NECB_Default :image_name: btap_private_cli :infiltration_scale: NECB_Default :lights_scale: NECB_Default :lights_type: NECB_Default :nv_delta_temp_in_out: NECB_Default :nv_opening_fraction: NECB_Default :nv_temp_out_min: NECB_Default :nv_type: NECB_Default :oa_scale: NECB_Default :occupancy_loads_scale: NECB_Default :output_meters: [] :output_variables: [] :overhead_door_cond: NECB_Default :primary_heating_fuel: NaturalGas :pv_ground_azimuth_angle: NECB_Default :pv_ground_module_description: NECB_Default :pv_ground_tilt_angle: NECB_Default :pv_ground_total_area_pv_panels_m2: NECB_Default :pv_ground_type: NECB_Default :rotation_degrees: NECB_Default :run_annual_simulation: true :s3_bucket: '834599497928' :scale_x: NECB_Default :scale_y: NECB_Default :scale_z: NECB_Default :shw_eff: NECB_Default :skylight_cond: NECB_Default :skylight_solar_trans: NECB_Default :srr_set: NECB_Default :template: NECB2015 | reference | reference | 9d9f0d8f-5290-46a2-81dd-65860e0ce815 | NECB2015 | MidriseApartment | NaturalGas | Natural Gas | CAN_NS_Halifax.Dockyard.713280_CWEC2016.epw | parametric |  | NECB_Default | NECB_Default | NECB_Default | NECB_Default | NECB_Default | NECB_Default | NECB_Default | NECB_Default | NECB_Default | NECB_Default | NECB_Default | NECB_Default | NECB_Default | NECB_Default | NECB_Default | NECB_Default | NECB_Default | NECB_Default | NECB_Default | NECB_Default | NECB_Default | NECB_Default | NECB_Default | NECB_Default | NECB_Default | NECB_Default | NECB_Default | NECB_Default | NECB_Default | NECB_Default | NECB_Default | NECB_Default | NECB_Default | NECB_Default | NECB_Default | NECB_Default | NECB_Default | NECB_Default | NECB_Default | NECB_Default | NECB_Default | NECB_Default | NECB_Default | NECB_Default | NECB_Default | aws_batch | 834599497928 | btap_private_cli |  | TRUE | TRUE |  |  | 47.8038 | 13.5134 | 40.0067 | 151.5119 | 3134.61 | 2325.6934 | 40 | MidriseApartment |  |  | 5 | MidriseApartment | 4 |  | 4 | NECB2015 | 0.24343 | 9553.837 | 67.9559 | 80.0559 | 27.8547 | 6.721 | 307.5482 | 124.9607 | HALIFAX | NOVA SCOTIA | 49.7769 | 20.0746 | 0 | 69.8515 | 9.7622 | 5.067 | 0 | 14.8292 | 0 | 0.061456 | 0 | 0 | 0.24547 | 0.072446 | 0 | 0.1672 | 0.06121 | 0.042238 | 0.40342 | 0.0081158 | 0.64889 | 0.23622 | 20.7667 | 64.7195 | 40 | 0.757 | [5 empty] | 0.183 | 0.247 | 2.2 | 2.2 | 5 | Halifax Dockyard | CAN | 112 | 3647 | 44.655 | -63.577 | 6 | 4000 | NS | CAN_NS_Halifax.Dockyard.713280_CWEC2016.epw | 0.64889 | 13.5134 | 47.8038 | 15.0287 | 21.7931 | FALSE | FALSE | FALSE | FALSE | 8.268 | 8.3904 | 0 | 0 | 0 | 0 | 740.47 | 130.2314 | 7.8118 | 0.059984 | 2855.21 | 0 | 0.64889 | 180 | 180 | 0 | 0 |  | https://s3.console.aws.amazon.com/s3/buckets/834599497928?region=ca-central-1&prefix=phylroy.lopez/reference/reference/output/9d9f0d8f-5290-46a2-81dd-65860e0ce815/ | 1.0.002
831 |  | TRUE | 487 | 0 | 0 | 498.5963 |  |  |  | 0.1 | 2021-09-22 20:15:40 +0000 | 438c2ebff | 0.2.14 | :adv_dx_units: NECB_Default :airloop_economizer_type: NECB_Default :algorithm_type: parametric :analysis_id: reference :analysis_name: reference :boiler_eff: NECB_Default :btap_batch_version: 1.0.002 :building_type: MidriseApartment :chiller_type: NECB_Default :compute_environment: aws_batch :datapoint_id: 324a6acb-a798-492a-a7b1-0719a4edf010 :daylighting_type: NECB_Default :dcv_type: NECB_Default :door_construction_cond: NECB_Default :ecm_system_name: NECB_Default :electrical_loads_scale: NECB_Default :enable_costing: true :epw_file: CAN_QC_Montreal-Trudeau.Intl.AP.716270_CWEC2016.epw :erv_package: NECB_Default :ext_floor_cond: NECB_Default :ext_roof_cond: NECB_Default :ext_wall_cond: NECB_Default :fdwr_set: NECB_Default :fixed_wind_solar_trans: NECB_Default :fixed_window_cond: NECB_Default :furnace_eff: NECB_Default :glass_door_cond: NECB_Default :glass_door_solar_trans: NECB_Default :ground_floor_cond: NECB_Default :ground_roof_cond: NECB_Default :ground_wall_cond: NECB_Default :image_name: btap_private_cli :infiltration_scale: NECB_Default :lights_scale: NECB_Default :lights_type: NECB_Default :nv_delta_temp_in_out: NECB_Default :nv_opening_fraction: NECB_Default :nv_temp_out_min: NECB_Default :nv_type: NECB_Default :oa_scale: NECB_Default :occupancy_loads_scale: NECB_Default :output_meters: [] :output_variables: [] :overhead_door_cond: NECB_Default :primary_heating_fuel: NaturalGas :pv_ground_azimuth_angle: NECB_Default :pv_ground_module_description: NECB_Default :pv_ground_tilt_angle: NECB_Default :pv_ground_total_area_pv_panels_m2: NECB_Default :pv_ground_type: NECB_Default :rotation_degrees: NECB_Default :run_annual_simulation: true :s3_bucket: '834599497928' :scale_x: NECB_Default :scale_y: NECB_Default :scale_z: NECB_Default :shw_eff: NECB_Default :skylight_cond: NECB_Default :skylight_solar_trans: NECB_Default :srr_set: NECB_Default :template: NECB2015 | reference | reference | 324a6acb-a798-492a-a7b1-0719a4edf010 | NECB2015 | MidriseApartment | NaturalGas | Natural Gas | CAN_QC_Montreal-Trudeau.Intl.AP.716270_CWEC2016.epw | parametric |  | NECB_Default | NECB_Default | NECB_Default | NECB_Default | NECB_Default | NECB_Default | NECB_Default | NECB_Default | NECB_Default | NECB_Default | NECB_Default | NECB_Default | NECB_Default | NECB_Default | NECB_Default | NECB_Default | NECB_Default | NECB_Default | NECB_Default | NECB_Default | NECB_Default | NECB_Default | NECB_Default | NECB_Default | NECB_Default | NECB_Default | NECB_Default | NECB_Default | NECB_Default | NECB_Default | NECB_Default | NECB_Default | NECB_Default | NECB_Default | NECB_Default | NECB_Default | NECB_Default | NECB_Default | NECB_Default | NECB_Default | NECB_Default | NECB_Default | NECB_Default | NECB_Default | NECB_Default | aws_batch | 834599497928 | btap_private_cli |  | TRUE | TRUE |  |  | 65.2568 | 15.8144 | 49.2698 | 167.6338 | 3134.61 | 2325.6934 | 37.3 | MidriseApartment |  |  | 5 | MidriseApartment | 4 |  | 4 | NECB2015 | 0.24343 | 9553.837 | 72.0669 | 80.9895 | 26.2135 | 6.7022 | 308.4008 | 122.4287 | MONTREAL | QUEBEC | 0.10139 | 22.0338 | 0 | 22.1352 | 6.4572 | 5.7716 | 0 | 12.2288 | 0 | 0.069613 | 0 | 0 | 0.2609 | 0.079525 | 0 | 0.20693 | 0.06121 | 0.042238 | 0.44603 | 0.0083136 | 0.70693 | 0.2391 | 23.5443 | 80.2975 | 37.3 | 0.757 | [5 empty] | 0.183 | 0.247 | 2.2 | 2.2 | 5 | Montreal-Trudeau Intl AP | CAN | 323 | 4090 | 45.471 | -73.741 | 6 | 4400 | QC | CAN_QC_Montreal-Trudeau.Intl.AP.716270_CWEC2016.epw | 0.70692 | 15.8144 | 65.2568 | 17.3988 | 22.1917 | FALSE | FALSE | FALSE | FALSE | 12.8458 | 15.9564 | 0 | 0 | 0 | 0 | 749.48 | 130.2314 | 7.8118 | 0.059984 | 2855.21 | 0 | 0.70693 | 320 | 318.5 | 0 | 0 |  | https://s3.console.aws.amazon.com/s3/buckets/834599497928?region=ca-central-1&prefix=phylroy.lopez/reference/reference/output/324a6acb-a798-492a-a7b1-0719a4edf010/ | 1.0.002
832 |  | TRUE | 487 | 0 | 0 | 494.6699 |  |  |  | 0.1 | 2021-09-22 20:16:28 +0000 | 438c2ebff | 0.2.14 | :adv_dx_units: NECB_Default :airloop_economizer_type: NECB_Default :algorithm_type: parametric :analysis_id: reference :analysis_name: reference :boiler_eff: NECB_Default :btap_batch_version: 1.0.002 :building_type: MidriseApartment :chiller_type: NECB_Default :compute_environment: aws_batch :datapoint_id: 560933bb-02a0-4a9c-8b7a-1c52a6fc5c6e :daylighting_type: NECB_Default :dcv_type: NECB_Default :door_construction_cond: NECB_Default :ecm_system_name: NECB_Default :electrical_loads_scale: NECB_Default :enable_costing: true :epw_file: CAN_QC_Montreal-Trudeau.Intl.AP.716270_CWEC2016.epw :erv_package: NECB_Default :ext_floor_cond: NECB_Default :ext_roof_cond: NECB_Default :ext_wall_cond: NECB_Default :fdwr_set: NECB_Default :fixed_wind_solar_trans: NECB_Default :fixed_window_cond: NECB_Default :furnace_eff: NECB_Default :glass_door_cond: NECB_Default :glass_door_solar_trans: NECB_Default :ground_floor_cond: NECB_Default :ground_roof_cond: NECB_Default :ground_wall_cond: NECB_Default :image_name: btap_private_cli :infiltration_scale: NECB_Default :lights_scale: NECB_Default :lights_type: NECB_Default :nv_delta_temp_in_out: NECB_Default :nv_opening_fraction: NECB_Default :nv_temp_out_min: NECB_Default :nv_type: NECB_Default :oa_scale: NECB_Default :occupancy_loads_scale: NECB_Default :output_meters: [] :output_variables: [] :overhead_door_cond: NECB_Default :primary_heating_fuel: NaturalGas :pv_ground_azimuth_angle: NECB_Default :pv_ground_module_description: NECB_Default :pv_ground_tilt_angle: NECB_Default :pv_ground_total_area_pv_panels_m2: NECB_Default :pv_ground_type: NECB_Default :rotation_degrees: NECB_Default :run_annual_simulation: true :s3_bucket: '834599497928' :scale_x: NECB_Default :scale_y: NECB_Default :scale_z: NECB_Default :shw_eff: NECB_Default :skylight_cond: NECB_Default :skylight_solar_trans: NECB_Default :srr_set: NECB_Default :template: NECB2017 | reference | reference | 560933bb-02a0-4a9c-8b7a-1c52a6fc5c6e | NECB2017 | MidriseApartment | NaturalGas | Natural Gas | CAN_QC_Montreal-Trudeau.Intl.AP.716270_CWEC2016.epw | parametric |  | NECB_Default | NECB_Default | NECB_Default | NECB_Default | NECB_Default | NECB_Default | NECB_Default | NECB_Default | NECB_Default | NECB_Default | NECB_Default | NECB_Default | NECB_Default | NECB_Default | NECB_Default | NECB_Default | NECB_Default | NECB_Default | NECB_Default | NECB_Default | NECB_Default | NECB_Default | NECB_Default | NECB_Default | NECB_Default | NECB_Default | NECB_Default | NECB_Default | NECB_Default | NECB_Default | NECB_Default | NECB_Default | NECB_Default | NECB_Default | NECB_Default | NECB_Default | NECB_Default | NECB_Default | NECB_Default | NECB_Default | NECB_Default | NECB_Default | NECB_Default | NECB_Default | NECB_Default | aws_batch | 834599497928 | btap_private_cli |  | TRUE | TRUE |  |  | 61.6748 | 13.7637 | 22.8453 | 132.7181 | 3134.61 | 2325.6934 | 37.3 | MidriseApartment |  |  | 2 | MidriseApartment | 4 |  | 4 | NECB2017 | 0.24343 | 9553.837 | 74.0433 | 77.3896 | 26.2135 | 6.7022 | 332.056 | 147.7074 | MONTREAL | QUEBEC | 0.10378 | 16.4798 | 0 | 16.5836 | 6.6096 | 4.3168 | 0 | 10.9263 | 0 | 0.068037 | 0 | 0 | 0.26705 | 0.069706 | 0.020092 | 0.094414 | 0.06121 | 0.041568 | 0.3336 | 0.006441 | 0.60066 | 0.23919 | 23.378 | 77.0685 | 37.3 | 0.757 | [5 empty] | 0.156 | 0.247 | 1.9 | 1.9 | 2 | Montreal-Trudeau Intl AP | CAN | 323 | 4090 | 45.471 | -73.741 | 6 | 4400 | QC | CAN_QC_Montreal-Trudeau.Intl.AP.716270_CWEC2016.epw | 0.60065 | 13.7637 | 61.6748 | 17.3988 | 22.1916 | FALSE | FALSE | FALSE | FALSE | 12.8458 | 15.9564 | 0 | 0 | 0 | 0 | 749.76 | 130.2314 | 7.8118 | 0.059984 | 2855.21 | 0 | 0.60066 | 275 | 274 | 0 | 0 |  | https://s3.console.aws.amazon.com/s3/buckets/834599497928?region=ca-central-1&prefix=phylroy.lopez/reference/reference/output/560933bb-02a0-4a9c-8b7a-1c52a6fc5c6e/ | 1.0.002
833 |  | TRUE | 472 | 0 | 0 | 494.2091 |  |  |  | 0.1 | 2021-09-22 20:15:54 +0000 | 438c2ebff | 0.2.14 | :adv_dx_units: NECB_Default :airloop_economizer_type: NECB_Default :algorithm_type: parametric :analysis_id: reference :analysis_name: reference :boiler_eff: NECB_Default :btap_batch_version: 1.0.002 :building_type: MidriseApartment :chiller_type: NECB_Default :compute_environment: aws_batch :datapoint_id: 58b1ea6c-b1fd-49a4-9d7b-554a33ba857b :daylighting_type: NECB_Default :dcv_type: NECB_Default :door_construction_cond: NECB_Default :ecm_system_name: NECB_Default :electrical_loads_scale: NECB_Default :enable_costing: true :epw_file: CAN_AB_Edmonton.Intl.AP.711230_CWEC2016.epw :erv_package: NECB_Default :ext_floor_cond: NECB_Default :ext_roof_cond: NECB_Default :ext_wall_cond: NECB_Default :fdwr_set: NECB_Default :fixed_wind_solar_trans: NECB_Default :fixed_window_cond: NECB_Default :furnace_eff: NECB_Default :glass_door_cond: NECB_Default :glass_door_solar_trans: NECB_Default :ground_floor_cond: NECB_Default :ground_roof_cond: NECB_Default :ground_wall_cond: NECB_Default :image_name: btap_private_cli :infiltration_scale: NECB_Default :lights_scale: NECB_Default :lights_type: NECB_Default :nv_delta_temp_in_out: NECB_Default :nv_opening_fraction: NECB_Default :nv_temp_out_min: NECB_Default :nv_type: NECB_Default :oa_scale: NECB_Default :occupancy_loads_scale: NECB_Default :output_meters: [] :output_variables: [] :overhead_door_cond: NECB_Default :primary_heating_fuel: Electricity :pv_ground_azimuth_angle: NECB_Default :pv_ground_module_description: NECB_Default :pv_ground_tilt_angle: NECB_Default :pv_ground_total_area_pv_panels_m2: NECB_Default :pv_ground_type: NECB_Default :rotation_degrees: NECB_Default :run_annual_simulation: true :s3_bucket: '834599497928' :scale_x: NECB_Default :scale_y: NECB_Default :scale_z: NECB_Default :shw_eff: NECB_Default :skylight_cond: NECB_Default :skylight_solar_trans: NECB_Default :srr_set: NECB_Default :template: NECB2017 | reference | reference | 58b1ea6c-b1fd-49a4-9d7b-554a33ba857b | NECB2017 | MidriseApartment | Electricity | Electricity | CAN_AB_Edmonton.Intl.AP.711230_CWEC2016.epw | parametric |  | NECB_Default | NECB_Default | NECB_Default | NECB_Default | NECB_Default | NECB_Default | NECB_Default | NECB_Default | NECB_Default | NECB_Default | NECB_Default | NECB_Default | NECB_Default | NECB_Default | NECB_Default | NECB_Default | NECB_Default | NECB_Default | NECB_Default | NECB_Default | NECB_Default | NECB_Default | NECB_Default | NECB_Default | NECB_Default | NECB_Default | NECB_Default | NECB_Default | NECB_Default | NECB_Default | NECB_Default | NECB_Default | NECB_Default | NECB_Default | NECB_Default | NECB_Default | NECB_Default | NECB_Default | NECB_Default | NECB_Default | NECB_Default | NECB_Default | NECB_Default | NECB_Default | NECB_Default | aws_batch | 834599497928 | btap_private_cli |  | TRUE | TRUE |  |  | 50.2191 | 11.98 | 27.1955 | 119.3149 | 3134.61 | 2325.6934 | 32.5 | MidriseApartment |  |  | 2 | MidriseApartment | 4 |  | 4 | NECB2017 | 0.24343 | 9553.837 | 75.1422 | 50.3753 | 28.5515 | 26.3129 | 305.1327 | 124.7508 | EDMONTON | ALBERTA | 121.2285 | 0 | 0 | 121.2285 | 11.4899 | 0 | 0 | 11.4899 | 0 | 0.055573 | 0 | 0 | 0.5524 | 0.071725 | 0.020092 | 0.097907 | 0.06121 | 0.041568 | 0 | 0.00084859 | 0.5524 | 0.20348 | 73.0468 | 0 | 32.5 | 0.757 | [5 empty] | 0.138 | 0.21 | 1.9 | 1.9 | 2 | Edmonton Intl AP | CAN | 23 | 5588 | 53.31 | -113.579 | 7a | 5120 | AB | CAN_AB_Edmonton.Intl.AP.711230_CWEC2016.epw | 0.5524 | 11.98 | 50.2191 | 13.0002 | 19.4691 | FALSE | FALSE | FALSE | FALSE | 11.4841 | 19.7211 | 0 | 1.7451 | 0.0134 | 637.83 | 0 | 130.2314 | 7.8118 | 0.059984 | 2855.21 | 0 | 0.5524 | 53.5 | 53.5 | 0 | 0 |  | https://s3.console.aws.amazon.com/s3/buckets/834599497928?region=ca-central-1&prefix=phylroy.lopez/reference/reference/output/58b1ea6c-b1fd-49a4-9d7b-554a33ba857b/ | 1.0.002
834 |  | TRUE | 427 | 0 | 0 | 441.7367 |  |  |  | 0.1 | 2021-09-22 20:16:31 +0000 | 438c2ebff | 0.2.14 | :adv_dx_units: NECB_Default :airloop_economizer_type: NECB_Default :algorithm_type: parametric :analysis_id: reference :analysis_name: reference :boiler_eff: NECB_Default :btap_batch_version: 1.0.002 :building_type: LowriseApartment :chiller_type: NECB_Default :compute_environment: aws_batch :datapoint_id: fabd6352-44b5-4688-8407-842ecb3a1681 :daylighting_type: NECB_Default :dcv_type: NECB_Default :door_construction_cond: NECB_Default :ecm_system_name: NECB_Default :electrical_loads_scale: NECB_Default :enable_costing: true :epw_file: CAN_ON_Toronto.Pearson.Intl.AP.716240_CWEC2016.epw :erv_package: NECB_Default :ext_floor_cond: NECB_Default :ext_roof_cond: NECB_Default :ext_wall_cond: NECB_Default :fdwr_set: NECB_Default :fixed_wind_solar_trans: NECB_Default :fixed_window_cond: NECB_Default :furnace_eff: NECB_Default :glass_door_cond: NECB_Default :glass_door_solar_trans: NECB_Default :ground_floor_cond: NECB_Default :ground_roof_cond: NECB_Default :ground_wall_cond: NECB_Default :image_name: btap_private_cli :infiltration_scale: NECB_Default :lights_scale: NECB_Default :lights_type: NECB_Default :nv_delta_temp_in_out: NECB_Default :nv_opening_fraction: NECB_Default :nv_temp_out_min: NECB_Default :nv_type: NECB_Default :oa_scale: NECB_Default :occupancy_loads_scale: NECB_Default :output_meters: [] :output_variables: [] :overhead_door_cond: NECB_Default :primary_heating_fuel: NaturalGas :pv_ground_azimuth_angle: NECB_Default :pv_ground_module_description: NECB_Default :pv_ground_tilt_angle: NECB_Default :pv_ground_total_area_pv_panels_m2: NECB_Default :pv_ground_type: NECB_Default :rotation_degrees: NECB_Default :run_annual_simulation: true :s3_bucket: '834599497928' :scale_x: NECB_Default :scale_y: NECB_Default :scale_z: NECB_Default :shw_eff: NECB_Default :skylight_cond: NECB_Default :skylight_solar_trans: NECB_Default :srr_set: NECB_Default :template: NECB2017 | reference | reference | fabd6352-44b5-4688-8407-842ecb3a1681 | NECB2017 | LowriseApartment | NaturalGas | Natural Gas | CAN_ON_Toronto.Pearson.Intl.AP.716240_CWEC2016.epw | parametric |  | NECB_Default | NECB_Default | NECB_Default | NECB_Default | NECB_Default | NECB_Default | NECB_Default | NECB_Default | NECB_Default | NECB_Default | NECB_Default | NECB_Default | NECB_Default | NECB_Default | NECB_Default | NECB_Default | NECB_Default | NECB_Default | NECB_Default | NECB_Default | NECB_Default | NECB_Default | NECB_Default | NECB_Default | NECB_Default | NECB_Default | NECB_Default | NECB_Default | NECB_Default | NECB_Default | NECB_Default | NECB_Default | NECB_Default | NECB_Default | NECB_Default | NECB_Default | NECB_Default | NECB_Default | NECB_Default | NECB_Default | NECB_Default | NECB_Default | NECB_Default | NECB_Default | NECB_Default | aws_batch | 834599497928 | btap_private_cli |  | TRUE | TRUE |  |  | 59.8587 | 17.5956 | 24.3746 | 138.9834 | 1763.22 | 1532.4718 | 40 | LowriseApartment |  |  | 2 | LowriseApartment | 3 | 3 | 3 | NECB2017 | 0.28516 | 5374.0333 | 101.4695 | 103.6221 | 29.9652 | 9.4405 | 447.4044 | 202.9071 | TORONTO | ONTARIO | 1.6648 | 16.3949 | 0 | 18.0597 | 13.3382 | 2.8929 | 0 | 16.2311 | 0 | 0.077716 | 0 | 0 | 0.29974 | 0.084402 | 0.027064 | 0.1013 | 0.059998 | 0.044084 | 0.33175 | 0.0064711 | 0.63149 | 0.23045 | 27.5691 | 71.2909 | 40 | 0.757 | [5 empty] | 0.156 | 0.278 | 1.9 | 1.9 | 2 | Toronto Pearson Intl AP | CAN | 382 | 3615 | 43.677 | -79.631 | 5 | 3890 | ON | CAN_ON_Toronto.Pearson.Intl.AP.716240_CWEC2016.epw | 0.63149 | 17.5956 | 59.8587 | 16.8326 | 19.9366 | FALSE | FALSE | FALSE | FALSE | 12.6228 | 9.9184 | 0 | 0 | 0 | 0 | 406.34 | 79.4319 | 4.3294 | 0.054504 | 1582.38 | 0 | 0.63149 | 396.75 | 396.5 | 0 | 0 |  | https://s3.console.aws.amazon.com/s3/buckets/834599497928?region=ca-central-1&prefix=phylroy.lopez/reference/reference/output/fabd6352-44b5-4688-8407-842ecb3a1681/ | 1.0.002
835 |  | TRUE | 397 | 0 | 0 | 441.5196 |  |  |  | 0.1 | 2021-09-22 20:16:26 +0000 | 438c2ebff | 0.2.14 | :adv_dx_units: NECB_Default :airloop_economizer_type: NECB_Default :algorithm_type: parametric :analysis_id: reference :analysis_name: reference :boiler_eff: NECB_Default :btap_batch_version: 1.0.002 :building_type: LowriseApartment :chiller_type: NECB_Default :compute_environment: aws_batch :datapoint_id: bc3c561b-4350-4683-b7ac-abdeffe61f1e :daylighting_type: NECB_Default :dcv_type: NECB_Default :door_construction_cond: NECB_Default :ecm_system_name: NECB_Default :electrical_loads_scale: NECB_Default :enable_costing: true :epw_file: CAN_YT_Whitehorse.Intl.AP.719640_CWEC2016.epw :erv_package: NECB_Default :ext_floor_cond: NECB_Default :ext_roof_cond: NECB_Default :ext_wall_cond: NECB_Default :fdwr_set: NECB_Default :fixed_wind_solar_trans: NECB_Default :fixed_window_cond: NECB_Default :furnace_eff: NECB_Default :glass_door_cond: NECB_Default :glass_door_solar_trans: NECB_Default :ground_floor_cond: NECB_Default :ground_roof_cond: NECB_Default :ground_wall_cond: NECB_Default :image_name: btap_private_cli :infiltration_scale: NECB_Default :lights_scale: NECB_Default :lights_type: NECB_Default :nv_delta_temp_in_out: NECB_Default :nv_opening_fraction: NECB_Default :nv_temp_out_min: NECB_Default :nv_type: NECB_Default :oa_scale: NECB_Default :occupancy_loads_scale: NECB_Default :output_meters: [] :output_variables: [] :overhead_door_cond: NECB_Default :primary_heating_fuel: NaturalGas :pv_ground_azimuth_angle: NECB_Default :pv_ground_module_description: NECB_Default :pv_ground_tilt_angle: NECB_Default :pv_ground_total_area_pv_panels_m2: NECB_Default :pv_ground_type: NECB_Default :rotation_degrees: NECB_Default :run_annual_simulation: true :s3_bucket: '834599497928' :scale_x: NECB_Default :scale_y: NECB_Default :scale_z: NECB_Default :shw_eff: NECB_Default :skylight_cond: NECB_Default :skylight_solar_trans: NECB_Default :srr_set: NECB_Default :template: NECB2017 | reference | reference | bc3c561b-4350-4683-b7ac-abdeffe61f1e | NECB2017 | LowriseApartment | NaturalGas | Natural Gas | CAN_YT_Whitehorse.Intl.AP.719640_CWEC2016.epw | parametric |  | NECB_Default | NECB_Default | NECB_Default | NECB_Default | NECB_Default | NECB_Default | NECB_Default | NECB_Default | NECB_Default | NECB_Default | NECB_Default | NECB_Default | NECB_Default | NECB_Default | NECB_Default | NECB_Default | NECB_Default | NECB_Default | NECB_Default | NECB_Default | NECB_Default | NECB_Default | NECB_Default | NECB_Default | NECB_Default | NECB_Default | NECB_Default | NECB_Default | NECB_Default | NECB_Default | NECB_Default | NECB_Default | NECB_Default | NECB_Default | NECB_Default | NECB_Default | NECB_Default | NECB_Default | NECB_Default | NECB_Default | NECB_Default | NECB_Default | NECB_Default | NECB_Default | NECB_Default | aws_batch | 834599497928 | btap_private_cli |  | TRUE | TRUE |  |  | 67.2855 | 10.5537 | 49.0312 | 165.4911 | 1763.22 | 1532.4718 | 22.8 | LowriseApartment |  |  | 2 | LowriseApartment | 3 | 3 | 3 | NECB2017 | 0.28516 | 5374.0333 | 75.0816 | 86.16 | 26.2445 | 8.9128 | 378.4607 | 182.0618 | WHITEHORSE | YUKON | 3.8949 | 23.7107 | 0 | 27.6056 | 8.9198 | 4.3218 | 0 | 13.2417 | 0 | 0.034046 | 0 | 0 | 0.25042 | 0.076122 | 0.027064 | 0.20623 | 0.059998 | 0.044084 | 0.47649 | 0.0091083 | 0.72691 | 0.27026 | 22.2812 | 80.0352 | 22.8 | 0.757 | [5 empty] | 0.138 | 0.21 | 1.9 | 1.9 | 2 | Whitehorse Intl AP | CAN | 5 | 6491 | 60.709 | -135.069 | 7b | 6580 | YT | CAN_YT_Whitehorse.Intl.AP.719640_CWEC2016.epw | 0.72691 | 10.5537 | 67.2855 | 13.5502 | 15.5981 | TRUE | FALSE | FALSE | FALSE | 7.8274 | 21.9365 | 0 | 0 | 0 | 0 | 476.53 | 79.4319 | 4.3294 | 0.054504 | 1582.38 | 0 | 0.72691 | 74 | 74 | 0 | 0 |  | https://s3.console.aws.amazon.com/s3/buckets/834599497928?region=ca-central-1&prefix=phylroy.lopez/reference/reference/output/bc3c561b-4350-4683-b7ac-abdeffe61f1e/ | 1.0.002
836 |  | TRUE | 397 | 0 | 0 | 444.4994 |  |  |  | 0.1 | 2021-09-22 20:16:09 +0000 | 438c2ebff | 0.2.14 | :adv_dx_units: NECB_Default :airloop_economizer_type: NECB_Default :algorithm_type: parametric :analysis_id: reference :analysis_name: reference :boiler_eff: NECB_Default :btap_batch_version: 1.0.002 :building_type: LowriseApartment :chiller_type: NECB_Default :compute_environment: aws_batch :datapoint_id: bb763dca-5fcd-4538-910b-49586c43cf65 :daylighting_type: NECB_Default :dcv_type: NECB_Default :door_construction_cond: NECB_Default :ecm_system_name: NECB_Default :electrical_loads_scale: NECB_Default :enable_costing: true :epw_file: CAN_NS_Halifax.Dockyard.713280_CWEC2016.epw :erv_package: NECB_Default :ext_floor_cond: NECB_Default :ext_roof_cond: NECB_Default :ext_wall_cond: NECB_Default :fdwr_set: NECB_Default :fixed_wind_solar_trans: NECB_Default :fixed_window_cond: NECB_Default :furnace_eff: NECB_Default :glass_door_cond: NECB_Default :glass_door_solar_trans: NECB_Default :ground_floor_cond: NECB_Default :ground_roof_cond: NECB_Default :ground_wall_cond: NECB_Default :image_name: btap_private_cli :infiltration_scale: NECB_Default :lights_scale: NECB_Default :lights_type: NECB_Default :nv_delta_temp_in_out: NECB_Default :nv_opening_fraction: NECB_Default :nv_temp_out_min: NECB_Default :nv_type: NECB_Default :oa_scale: NECB_Default :occupancy_loads_scale: NECB_Default :output_meters: [] :output_variables: [] :overhead_door_cond: NECB_Default :primary_heating_fuel: NaturalGas :pv_ground_azimuth_angle: NECB_Default :pv_ground_module_description: NECB_Default :pv_ground_tilt_angle: NECB_Default :pv_ground_total_area_pv_panels_m2: NECB_Default :pv_ground_type: NECB_Default :rotation_degrees: NECB_Default :run_annual_simulation: true :s3_bucket: '834599497928' :scale_x: NECB_Default :scale_y: NECB_Default :scale_z: NECB_Default :shw_eff: NECB_Default :skylight_cond: NECB_Default :skylight_solar_trans: NECB_Default :srr_set: NECB_Default :template: NECB2017 | reference | reference | bb763dca-5fcd-4538-910b-49586c43cf65 | NECB2017 | LowriseApartment | NaturalGas | Natural Gas | CAN_NS_Halifax.Dockyard.713280_CWEC2016.epw | parametric |  | NECB_Default | NECB_Default | NECB_Default | NECB_Default | NECB_Default | NECB_Default | NECB_Default | NECB_Default | NECB_Default | NECB_Default | NECB_Default | NECB_Default | NECB_Default | NECB_Default | NECB_Default | NECB_Default | NECB_Default | NECB_Default | NECB_Default | NECB_Default | NECB_Default | NECB_Default | NECB_Default | NECB_Default | NECB_Default | NECB_Default | NECB_Default | NECB_Default | NECB_Default | NECB_Default | NECB_Default | NECB_Default | NECB_Default | NECB_Default | NECB_Default | NECB_Default | NECB_Default | NECB_Default | NECB_Default | NECB_Default | NECB_Default | NECB_Default | NECB_Default | NECB_Default | NECB_Default | aws_batch | 834599497928 | btap_private_cli |  | TRUE | TRUE |  |  | 41.2085 | 13.6603 | 21.5263 | 130.5613 | 1763.22 | 1532.4718 | 40 | LowriseApartment |  |  | 2 | LowriseApartment | 3 | 3 | 3 | NECB2017 | 0.28516 | 5374.0333 | 87.6215 | 93.6789 | 28.8865 | 9.1668 | 411.5191 | 192.1655 | HALIFAX | NOVA SCOTIA | 56.3956 | 16.0757 | 0 | 72.4713 | 11.0602 | 4.0577 | 0 | 15.1179 | 0 | 0.062743 | 0 | 0 | 0.2781 | 0.07771 | 0.027064 | 0.088826 | 0.059998 | 0.044084 | 0.32306 | 0.0065051 | 0.60117 | 0.23424 | 22.0619 | 57.7984 | 40 | 0.757 | [5 empty] | 0.156 | 0.247 | 1.9 | 1.9 | 2 | Halifax Dockyard | CAN | 112 | 3647 | 44.655 | -63.577 | 6 | 4000 | NS | CAN_NS_Halifax.Dockyard.713280_CWEC2016.epw | 0.60117 | 13.6603 | 41.2085 | 13.3337 | 21.1496 | FALSE | FALSE | FALSE | FALSE | 7.8756 | 8.2984 | 0 | 0 | 0 | 0 | 413.01 | 79.4319 | 4.3294 | 0.054504 | 1582.38 | 0 | 0.60117 | 122.25 | 122.25 | 0 | 0 |  | https://s3.console.aws.amazon.com/s3/buckets/834599497928?region=ca-central-1&prefix=phylroy.lopez/reference/reference/output/bb763dca-5fcd-4538-910b-49586c43cf65/ | 1.0.002
837 |  | TRUE | 427 | 0 | 0 | 444.8995 |  |  |  | 0.1 | 2021-09-22 20:16:05 +0000 | 438c2ebff | 0.2.14 | :adv_dx_units: NECB_Default :airloop_economizer_type: NECB_Default :algorithm_type: parametric :analysis_id: reference :analysis_name: reference :boiler_eff: NECB_Default :btap_batch_version: 1.0.002 :building_type: LowriseApartment :chiller_type: NECB_Default :compute_environment: aws_batch :datapoint_id: cce5847a-8a02-4677-8316-cbb2089e12ce :daylighting_type: NECB_Default :dcv_type: NECB_Default :door_construction_cond: NECB_Default :ecm_system_name: NECB_Default :electrical_loads_scale: NECB_Default :enable_costing: true :epw_file: CAN_QC_Montreal-Trudeau.Intl.AP.716270_CWEC2016.epw :erv_package: NECB_Default :ext_floor_cond: NECB_Default :ext_roof_cond: NECB_Default :ext_wall_cond: NECB_Default :fdwr_set: NECB_Default :fixed_wind_solar_trans: NECB_Default :fixed_window_cond: NECB_Default :furnace_eff: NECB_Default :glass_door_cond: NECB_Default :glass_door_solar_trans: NECB_Default :ground_floor_cond: NECB_Default :ground_roof_cond: NECB_Default :ground_wall_cond: NECB_Default :image_name: btap_private_cli :infiltration_scale: NECB_Default :lights_scale: NECB_Default :lights_type: NECB_Default :nv_delta_temp_in_out: NECB_Default :nv_opening_fraction: NECB_Default :nv_temp_out_min: NECB_Default :nv_type: NECB_Default :oa_scale: NECB_Default :occupancy_loads_scale: NECB_Default :output_meters: [] :output_variables: [] :overhead_door_cond: NECB_Default :primary_heating_fuel: NaturalGas :pv_ground_azimuth_angle: NECB_Default :pv_ground_module_description: NECB_Default :pv_ground_tilt_angle: NECB_Default :pv_ground_total_area_pv_panels_m2: NECB_Default :pv_ground_type: NECB_Default :rotation_degrees: NECB_Default :run_annual_simulation: true :s3_bucket: '834599497928' :scale_x: NECB_Default :scale_y: NECB_Default :scale_z: NECB_Default :shw_eff: NECB_Default :skylight_cond: NECB_Default :skylight_solar_trans: NECB_Default :srr_set: NECB_Default :template: NECB2017 | reference | reference | cce5847a-8a02-4677-8316-cbb2089e12ce | NECB2017 | LowriseApartment | NaturalGas | Natural Gas | CAN_QC_Montreal-Trudeau.Intl.AP.716270_CWEC2016.epw | parametric |  | NECB_Default | NECB_Default | NECB_Default | NECB_Default | NECB_Default | NECB_Default | NECB_Default | NECB_Default | NECB_Default | NECB_Default | NECB_Default | NECB_Default | NECB_Default | NECB_Default | NECB_Default | NECB_Default | NECB_Default | NECB_Default | NECB_Default | NECB_Default | NECB_Default | NECB_Default | NECB_Default | NECB_Default | NECB_Default | NECB_Default | NECB_Default | NECB_Default | NECB_Default | NECB_Default | NECB_Default | NECB_Default | NECB_Default | NECB_Default | NECB_Default | NECB_Default | NECB_Default | NECB_Default | NECB_Default | NECB_Default | NECB_Default | NECB_Default | NECB_Default | NECB_Default | NECB_Default | aws_batch | 834599497928 | btap_private_cli |  | TRUE | TRUE |  |  | 68.8034 | 15.9861 | 30.4131 | 146.3909 | 1763.22 | 1532.4718 | 37.3 | LowriseApartment |  |  | 2 | LowriseApartment | 3 | 3 | 3 | NECB2017 | 0.28516 | 5374.0333 | 92.8187 | 97.2701 | 27.1852 | 9.1421 | 419.0059 | 192.5898 | MONTREAL | QUEBEC | 0.11402 | 18.0183 | 0 | 18.1323 | 7.2617 | 4.7198 | 0 | 11.9814 | 0 | 0.07129 | 0 | 0 | 0.29341 | 0.08417 | 0.027064 | 0.1276 | 0.059998 | 0.044084 | 0.36475 | 0.0068001 | 0.65815 | 0.23715 | 25.2605 | 80.6428 | 37.3 | 0.757 | [5 empty] | 0.156 | 0.247 | 1.9 | 1.9 | 2 | Montreal-Trudeau Intl AP | CAN | 323 | 4090 | 45.471 | -73.741 | 6 | 4400 | QC | CAN_QC_Montreal-Trudeau.Intl.AP.716270_CWEC2016.epw | 0.65815 | 15.9861 | 68.8034 | 15.7594 | 21.7057 | FALSE | FALSE | FALSE | FALSE | 12.5349 | 15.9573 | 0 | 0 | 0 | 0 | 418.15 | 79.4319 | 4.3294 | 0.054504 | 1582.38 | 0 | 0.65815 | 279.5 | 278.25 | 0 | 0 |  | https://s3.console.aws.amazon.com/s3/buckets/834599497928?region=ca-central-1&prefix=phylroy.lopez/reference/reference/output/cce5847a-8a02-4677-8316-cbb2089e12ce/ | 1.0.002
838 |  | TRUE | 395 | 0 | 0 | 444.076 |  |  |  | 0.1 | 2021-09-22 20:16:08 +0000 | 438c2ebff | 0.2.14 | :adv_dx_units: NECB_Default :airloop_economizer_type: NECB_Default :algorithm_type: parametric :analysis_id: reference :analysis_name: reference :boiler_eff: NECB_Default :btap_batch_version: 1.0.002 :building_type: LowriseApartment :chiller_type: NECB_Default :compute_environment: aws_batch :datapoint_id: def1daa4-7b25-4e8f-99f1-bae193fc4b53 :daylighting_type: NECB_Default :dcv_type: NECB_Default :door_construction_cond: NECB_Default :ecm_system_name: NECB_Default :electrical_loads_scale: NECB_Default :enable_costing: true :epw_file: CAN_AB_Calgary.Intl.AP.718770_CWEC2016.epw :erv_package: NECB_Default :ext_floor_cond: NECB_Default :ext_roof_cond: NECB_Default :ext_wall_cond: NECB_Default :fdwr_set: NECB_Default :fixed_wind_solar_trans: NECB_Default :fixed_window_cond: NECB_Default :furnace_eff: NECB_Default :glass_door_cond: NECB_Default :glass_door_solar_trans: NECB_Default :ground_floor_cond: NECB_Default :ground_roof_cond: NECB_Default :ground_wall_cond: NECB_Default :image_name: btap_private_cli :infiltration_scale: NECB_Default :lights_scale: NECB_Default :lights_type: NECB_Default :nv_delta_temp_in_out: NECB_Default :nv_opening_fraction: NECB_Default :nv_temp_out_min: NECB_Default :nv_type: NECB_Default :oa_scale: NECB_Default :occupancy_loads_scale: NECB_Default :output_meters: [] :output_variables: [] :overhead_door_cond: NECB_Default :primary_heating_fuel: NaturalGas :pv_ground_azimuth_angle: NECB_Default :pv_ground_module_description: NECB_Default :pv_ground_tilt_angle: NECB_Default :pv_ground_total_area_pv_panels_m2: NECB_Default :pv_ground_type: NECB_Default :rotation_degrees: NECB_Default :run_annual_simulation: true :s3_bucket: '834599497928' :scale_x: NECB_Default :scale_y: NECB_Default :scale_z: NECB_Default :shw_eff: NECB_Default :skylight_cond: NECB_Default :skylight_solar_trans: NECB_Default :srr_set: NECB_Default :template: NECB2017 | reference | reference | def1daa4-7b25-4e8f-99f1-bae193fc4b53 | NECB2017 | LowriseApartment | NaturalGas | Natural Gas | CAN_AB_Calgary.Intl.AP.718770_CWEC2016.epw | parametric |  | NECB_Default | NECB_Default | NECB_Default | NECB_Default | NECB_Default | NECB_Default | NECB_Default | NECB_Default | NECB_Default | NECB_Default | NECB_Default | NECB_Default | NECB_Default | NECB_Default | NECB_Default | NECB_Default | NECB_Default | NECB_Default | NECB_Default | NECB_Default | NECB_Default | NECB_Default | NECB_Default | NECB_Default | NECB_Default | NECB_Default | NECB_Default | NECB_Default | NECB_Default | NECB_Default | NECB_Default | NECB_Default | NECB_Default | NECB_Default | NECB_Default | NECB_Default | NECB_Default | NECB_Default | NECB_Default | NECB_Default | NECB_Default | NECB_Default | NECB_Default | NECB_Default | NECB_Default | aws_batch | 834599497928 | btap_private_cli |  | TRUE | TRUE |  |  | 53.2244 | 15.0391 | 26.9929 | 142.5911 | 1763.22 | 1532.4718 | 33.3 | LowriseApartment |  |  | 2 | LowriseApartment | 3 | 3 | 3 | NECB2017 | 0.28516 | 5374.0333 | 95.8218 | 99.5216 | 28.5338 | 9.2881 | 431.3531 | 198.1877 | CALGARY | ALBERTA | 62.3851 | 18.1766 | 0 | 80.5617 | 5.9128 | 1.2967 | 0 | 7.2095 | 0 | 0.061081 | 0 | 0 | 0.28428 | 0.084142 | 0.027064 | 0.11116 | 0.059998 | 0.044084 | 0.3602 | 0.007906 | 0.64447 | 0.24904 | 24.889 | 59.9469 | 33.3 | 0.757 | [5 empty] | 0.138 | 0.21 | 1.9 | 1.9 | 2 | Calgary Intl AP | CAN | 64 | 4781 | 51.114 | -114.02 | 7a | 5000 | AB | CAN_AB_Calgary.Intl.AP.718770_CWEC2016.epw | 0.64447 | 15.0391 | 53.2244 | 11.0806 | 21.0518 | FALSE | FALSE | FALSE | FALSE | 12.0644 | 17.5262 | 0 | 0 | 0 | 0 | 439.11 | 79.4319 | 4.3294 | 0.054504 | 1582.38 | 0 | 0.64447 | 252 | 252 | 0 | 0 |  | https://s3.console.aws.amazon.com/s3/buckets/834599497928?region=ca-central-1&prefix=phylroy.lopez/reference/reference/output/def1daa4-7b25-4e8f-99f1-bae193fc4b53/ | 1.0.002
839 |  | TRUE | 447 | 0 | 0 | 495.3426 |  |  |  | 0.1 | 2021-09-22 20:16:18 +0000 | 438c2ebff | 0.2.14 | :adv_dx_units: NECB_Default :airloop_economizer_type: NECB_Default :algorithm_type: parametric :analysis_id: reference :analysis_name: reference :boiler_eff: NECB_Default :btap_batch_version: 1.0.002 :building_type: MidriseApartment :chiller_type: NECB_Default :compute_environment: aws_batch :datapoint_id: b367aa4d-12df-42c1-9bd4-e188fa88d3fe :daylighting_type: NECB_Default :dcv_type: NECB_Default :door_construction_cond: NECB_Default :ecm_system_name: NECB_Default :electrical_loads_scale: NECB_Default :enable_costing: true :epw_file: CAN_YT_Whitehorse.Intl.AP.719640_CWEC2016.epw :erv_package: NECB_Default :ext_floor_cond: NECB_Default :ext_roof_cond: NECB_Default :ext_wall_cond: NECB_Default :fdwr_set: NECB_Default :fixed_wind_solar_trans: NECB_Default :fixed_window_cond: NECB_Default :furnace_eff: NECB_Default :glass_door_cond: NECB_Default :glass_door_solar_trans: NECB_Default :ground_floor_cond: NECB_Default :ground_roof_cond: NECB_Default :ground_wall_cond: NECB_Default :image_name: btap_private_cli :infiltration_scale: NECB_Default :lights_scale: NECB_Default :lights_type: NECB_Default :nv_delta_temp_in_out: NECB_Default :nv_opening_fraction: NECB_Default :nv_temp_out_min: NECB_Default :nv_type: NECB_Default :oa_scale: NECB_Default :occupancy_loads_scale: NECB_Default :output_meters: [] :output_variables: [] :overhead_door_cond: NECB_Default :primary_heating_fuel: NaturalGas :pv_ground_azimuth_angle: NECB_Default :pv_ground_module_description: NECB_Default :pv_ground_tilt_angle: NECB_Default :pv_ground_total_area_pv_panels_m2: NECB_Default :pv_ground_type: NECB_Default :rotation_degrees: NECB_Default :run_annual_simulation: true :s3_bucket: '834599497928' :scale_x: NECB_Default :scale_y: NECB_Default :scale_z: NECB_Default :shw_eff: NECB_Default :skylight_cond: NECB_Default :skylight_solar_trans: NECB_Default :srr_set: NECB_Default :template: NECB2017 | reference | reference | b367aa4d-12df-42c1-9bd4-e188fa88d3fe | NECB2017 | MidriseApartment | NaturalGas | Natural Gas | CAN_YT_Whitehorse.Intl.AP.719640_CWEC2016.epw | parametric |  | NECB_Default | NECB_Default | NECB_Default | NECB_Default | NECB_Default | NECB_Default | NECB_Default | NECB_Default | NECB_Default | NECB_Default | NECB_Default | NECB_Default | NECB_Default | NECB_Default | NECB_Default | NECB_Default | NECB_Default | NECB_Default | NECB_Default | NECB_Default | NECB_Default | NECB_Default | NECB_Default | NECB_Default | NECB_Default | NECB_Default | NECB_Default | NECB_Default | NECB_Default | NECB_Default | NECB_Default | NECB_Default | NECB_Default | NECB_Default | NECB_Default | NECB_Default | NECB_Default | NECB_Default | NECB_Default | NECB_Default | NECB_Default | NECB_Default | NECB_Default | NECB_Default | NECB_Default | aws_batch | 834599497928 | btap_private_cli |  | TRUE | TRUE |  |  | 55.6295 | 9.7 | 36.2007 | 147.4488 | 3134.61 | 2325.6934 | 22.8 | MidriseApartment |  |  | 2 | MidriseApartment | 4 |  | 4 | NECB2017 | 0.24343 | 9553.837 | 60.1655 | 67.4703 | 25.2925 | 6.5296 | 298.0059 | 138.5479 | WHITEHORSE | YUKON | 3.5796 | 21.0752 | 0 | 24.6547 | 8.1977 | 3.8414 | 0 | 12.0392 | 0 | 0.035226 | 0 | 0 | 0.23015 | 0.063689 | 0.020092 | 0.15061 | 0.06121 | 0.041568 | 0.42354 | 0.0083647 | 0.65369 | 0.27292 | 20.7164 | 72.7269 | 22.8 | 0.757 | [5 empty] | 0.138 | 0.21 | 1.9 | 1.9 | 2 | Whitehorse Intl AP | CAN | 5 | 6491 | 60.709 | -135.069 | 7b | 6580 | YT | CAN_YT_Whitehorse.Intl.AP.719640_CWEC2016.epw | 0.65368 | 9.7 | 55.6295 | 15.4084 | 15.7439 | TRUE | FALSE | FALSE | FALSE | 8.2769 | 21.7699 | 0 | 0 | 0 | 0 | 855.51 | 130.2314 | 7.8118 | 0.059984 | 2855.21 | 0 | 0.65369 | 39 | 39 | 0 | 0 |  | https://s3.console.aws.amazon.com/s3/buckets/834599497928?region=ca-central-1&prefix=phylroy.lopez/reference/reference/output/b367aa4d-12df-42c1-9bd4-e188fa88d3fe/ | 1.0.002
840 |  | TRUE | 795 | 0 | 0 | 1342.563 |  |  |  | 0.1 | 2021-09-22 20:15:30 +0000 | 438c2ebff | 0.2.14 | :adv_dx_units: NECB_Default :airloop_economizer_type: NECB_Default :algorithm_type: parametric :analysis_id: reference :analysis_name: reference :boiler_eff: NECB_Default :btap_batch_version: 1.0.002 :building_type: SmallHotel :chiller_type: NECB_Default :compute_environment: aws_batch :datapoint_id: 4dca60e7-b239-4f2d-a6e3-1213e288bfe0 :daylighting_type: NECB_Default :dcv_type: NECB_Default :door_construction_cond: NECB_Default :ecm_system_name: NECB_Default :electrical_loads_scale: NECB_Default :enable_costing: true :epw_file: CAN_NS_Halifax.Dockyard.713280_CWEC2016.epw :erv_package: NECB_Default :ext_floor_cond: NECB_Default :ext_roof_cond: NECB_Default :ext_wall_cond: NECB_Default :fdwr_set: NECB_Default :fixed_wind_solar_trans: NECB_Default :fixed_window_cond: NECB_Default :furnace_eff: NECB_Default :glass_door_cond: NECB_Default :glass_door_solar_trans: NECB_Default :ground_floor_cond: NECB_Default :ground_roof_cond: NECB_Default :ground_wall_cond: NECB_Default :image_name: btap_private_cli :infiltration_scale: NECB_Default :lights_scale: NECB_Default :lights_type: NECB_Default :nv_delta_temp_in_out: NECB_Default :nv_opening_fraction: NECB_Default :nv_temp_out_min: NECB_Default :nv_type: NECB_Default :oa_scale: NECB_Default :occupancy_loads_scale: NECB_Default :output_meters: [] :output_variables: [] :overhead_door_cond: NECB_Default :primary_heating_fuel: Electricity :pv_ground_azimuth_angle: NECB_Default :pv_ground_module_description: NECB_Default :pv_ground_tilt_angle: NECB_Default :pv_ground_total_area_pv_panels_m2: NECB_Default :pv_ground_type: NECB_Default :rotation_degrees: NECB_Default :run_annual_simulation: true :s3_bucket: '834599497928' :scale_x: NECB_Default :scale_y: NECB_Default :scale_z: NECB_Default :shw_eff: NECB_Default :skylight_cond: NECB_Default :skylight_solar_trans: NECB_Default :srr_set: NECB_Default :template: BTAPPRE1980 | reference | reference | 4dca60e7-b239-4f2d-a6e3-1213e288bfe0 | BTAPPRE1980 | SmallHotel | Electricity | Electricity | CAN_NS_Halifax.Dockyard.713280_CWEC2016.epw | parametric |  | NECB_Default | NECB_Default | NECB_Default | NECB_Default | NECB_Default | NECB_Default | NECB_Default | NECB_Default | NECB_Default | NECB_Default | NECB_Default | NECB_Default | NECB_Default | NECB_Default | NECB_Default | NECB_Default | NECB_Default | NECB_Default | NECB_Default | NECB_Default | NECB_Default | NECB_Default | NECB_Default | NECB_Default | NECB_Default | NECB_Default | NECB_Default | NECB_Default | NECB_Default | NECB_Default | NECB_Default | NECB_Default | NECB_Default | NECB_Default | NECB_Default | NECB_Default | NECB_Default | NECB_Default | NECB_Default | NECB_Default | NECB_Default | NECB_Default | NECB_Default | NECB_Default | NECB_Default | aws_batch | 834599497928 | btap_private_cli |  | TRUE | TRUE |  |  | 78.7073 | 7.4895 | 119.7352 | 210.3802 | 4013.58 | 2697.9741 | 10.9 | SmallHotel |  |  | 0 | SmallHotel | 4 |  | 4 | BTAPPRE1980 | 0.23215 | 11621.7287 | 0.36552 | 57.7296 | 68.6432 | 30.2327 | 293.2176 | 136.2466 | HALIFAX | NOVA SCOTIA | 178.4355 | 0 | 0 | 178.4355 | 34.9945 | 0 | 0 | 34.9945 | 0 | 0.013736 | 0 | 0 | 0.87992 | 0.07147 | 0 | 0.43104 | 0.024402 | 0.098127 | 0 | 0.001181 | 0.87992 | 0.23994 | 101.5958 | 0 | 10.9 | 0.678 | [5 empty] | 0.267 | 0.823 | 2.95 |  | 0 | Halifax Dockyard | CAN | 112 | 3647 | 44.655 | -63.577 | 6 | 4000 | NS | CAN_NS_Halifax.Dockyard.713280_CWEC2016.epw | 0.87992 | 7.4895 | 78.7073 | 16.1379 | 22.84 | TRUE | TRUE | FALSE | FALSE | 8.6954 | 9.0445 | 0 | 2.6348 | 0.016432 | 963.01 | 0 | 160.3432 | 13.2057 | 0.082359 | 4826.69 | 2.2424e-05 | 0.87992 | 1042 | 1042 | 1.5 | 1.5 |  | https://s3.console.aws.amazon.com/s3/buckets/834599497928?region=ca-central-1&prefix=phylroy.lopez/reference/reference/output/4dca60e7-b239-4f2d-a6e3-1213e288bfe0/ | 1.0.002
841 |  | TRUE | 778 | 0 | 0 | 1342.4786 |  |  |  | 0.1 | 2021-09-22 20:15:40 +0000 | 438c2ebff | 0.2.14 | :adv_dx_units: NECB_Default :airloop_economizer_type: NECB_Default :algorithm_type: parametric :analysis_id: reference :analysis_name: reference :boiler_eff: NECB_Default :btap_batch_version: 1.0.002 :building_type: SmallHotel :chiller_type: NECB_Default :compute_environment: aws_batch :datapoint_id: 1a32d050-7d55-41e3-b209-184e3608a8ba :daylighting_type: NECB_Default :dcv_type: NECB_Default :door_construction_cond: NECB_Default :ecm_system_name: NECB_Default :electrical_loads_scale: NECB_Default :enable_costing: true :epw_file: CAN_NS_Halifax.Dockyard.713280_CWEC2016.epw :erv_package: NECB_Default :ext_floor_cond: NECB_Default :ext_roof_cond: NECB_Default :ext_wall_cond: NECB_Default :fdwr_set: NECB_Default :fixed_wind_solar_trans: NECB_Default :fixed_window_cond: NECB_Default :furnace_eff: NECB_Default :glass_door_cond: NECB_Default :glass_door_solar_trans: NECB_Default :ground_floor_cond: NECB_Default :ground_roof_cond: NECB_Default :ground_wall_cond: NECB_Default :image_name: btap_private_cli :infiltration_scale: NECB_Default :lights_scale: NECB_Default :lights_type: NECB_Default :nv_delta_temp_in_out: NECB_Default :nv_opening_fraction: NECB_Default :nv_temp_out_min: NECB_Default :nv_type: NECB_Default :oa_scale: NECB_Default :occupancy_loads_scale: NECB_Default :output_meters: [] :output_variables: [] :overhead_door_cond: NECB_Default :primary_heating_fuel: NaturalGas :pv_ground_azimuth_angle: NECB_Default :pv_ground_module_description: NECB_Default :pv_ground_tilt_angle: NECB_Default :pv_ground_total_area_pv_panels_m2: NECB_Default :pv_ground_type: NECB_Default :rotation_degrees: NECB_Default :run_annual_simulation: true :s3_bucket: '834599497928' :scale_x: NECB_Default :scale_y: NECB_Default :scale_z: NECB_Default :shw_eff: NECB_Default :skylight_cond: NECB_Default :skylight_solar_trans: NECB_Default :srr_set: NECB_Default :template: BTAP1980TO2010 | reference | reference | 1a32d050-7d55-41e3-b209-184e3608a8ba | BTAP1980TO2010 | SmallHotel | NaturalGas | Natural Gas | CAN_NS_Halifax.Dockyard.713280_CWEC2016.epw | parametric |  | NECB_Default | NECB_Default | NECB_Default | NECB_Default | NECB_Default | NECB_Default | NECB_Default | NECB_Default | NECB_Default | NECB_Default | NECB_Default | NECB_Default | NECB_Default | NECB_Default | NECB_Default | NECB_Default | NECB_Default | NECB_Default | NECB_Default | NECB_Default | NECB_Default | NECB_Default | NECB_Default | NECB_Default | NECB_Default | NECB_Default | NECB_Default | NECB_Default | NECB_Default | NECB_Default | NECB_Default | NECB_Default | NECB_Default | NECB_Default | NECB_Default | NECB_Default | NECB_Default | NECB_Default | NECB_Default | NECB_Default | NECB_Default | NECB_Default | NECB_Default | NECB_Default | NECB_Default | aws_batch | 834599497928 | btap_private_cli |  | TRUE | TRUE |  |  | 92.5174 | 7.5466 | 112.8682 | 255.2065 | 4013.58 | 2697.9741 | 10.9 | SmallHotel |  |  | 0 | SmallHotel | 4 |  | 4 | BTAP1980TO2010 | 0.23215 | 11621.7287 | 0.36552 | 88.91 | 68.6432 | 7.4417 | 333.7043 | 168.3438 | HALIFAX | NOVA SCOTIA | 43.3225 | 41.1846 | 0 | 84.5071 | 8.4964 | 10.3954 | 0 | 18.8917 | 0 | 0.014 | 0 | 0 | 0.21364 | 0.067463 | 0 | 0.51677 | 0.024402 | 0.098127 | 0.82766 | 0.0096223 | 1.0413 | 0.31089 | 14.721 | 109.1519 | 10.9 | 0.678 | [5 empty] | 0.267 | 0.426 | 2.95 |  | 0 | Halifax Dockyard | CAN | 112 | 3647 | 44.655 | -63.577 | 6 | 4000 | NS | CAN_NS_Halifax.Dockyard.713280_CWEC2016.epw | 1.0413 | 7.5466 | 92.5174 | 16.1379 | 22.8401 | TRUE | TRUE | FALSE | FALSE | 8.6954 | 9.0446 | 0 | 0 | 0 | 0 | 1247.78 | 160.3432 | 13.2057 | 0.082359 | 4826.69 | 2.2424e-05 | 1.0413 | 1325.25 | 1325.25 | 93.5 | 93.5 |  | https://s3.console.aws.amazon.com/s3/buckets/834599497928?region=ca-central-1&prefix=phylroy.lopez/reference/reference/output/1a32d050-7d55-41e3-b209-184e3608a8ba/ | 1.0.002
842 |  | TRUE | 707 | 2 | 0 | 1334.0565 |  |  |  | 0.1 | 2021-09-22 20:16:28 +0000 | 438c2ebff | 0.2.14 | :adv_dx_units: NECB_Default :airloop_economizer_type: NECB_Default :algorithm_type: parametric :analysis_id: reference :analysis_name: reference :boiler_eff: NECB_Default :btap_batch_version: 1.0.002 :building_type: LargeHotel :chiller_type: NECB_Default :compute_environment: aws_batch :datapoint_id: 2947e69d-4e6a-46c5-a71c-3777fd96bfbe :daylighting_type: NECB_Default :dcv_type: NECB_Default :door_construction_cond: NECB_Default :ecm_system_name: NECB_Default :electrical_loads_scale: NECB_Default :enable_costing: true :epw_file: CAN_NS_Halifax.Dockyard.713280_CWEC2016.epw :erv_package: NECB_Default :ext_floor_cond: NECB_Default :ext_roof_cond: NECB_Default :ext_wall_cond: NECB_Default :fdwr_set: NECB_Default :fixed_wind_solar_trans: NECB_Default :fixed_window_cond: NECB_Default :furnace_eff: NECB_Default :glass_door_cond: NECB_Default :glass_door_solar_trans: NECB_Default :ground_floor_cond: NECB_Default :ground_roof_cond: NECB_Default :ground_wall_cond: NECB_Default :image_name: btap_private_cli :infiltration_scale: NECB_Default :lights_scale: NECB_Default :lights_type: NECB_Default :nv_delta_temp_in_out: NECB_Default :nv_opening_fraction: NECB_Default :nv_temp_out_min: NECB_Default :nv_type: NECB_Default :oa_scale: NECB_Default :occupancy_loads_scale: NECB_Default :output_meters: [] :output_variables: [] :overhead_door_cond: NECB_Default :primary_heating_fuel: NaturalGas :pv_ground_azimuth_angle: NECB_Default :pv_ground_module_description: NECB_Default :pv_ground_tilt_angle: NECB_Default :pv_ground_total_area_pv_panels_m2: NECB_Default :pv_ground_type: NECB_Default :rotation_degrees: NECB_Default :run_annual_simulation: true :s3_bucket: '834599497928' :scale_x: NECB_Default :scale_y: NECB_Default :scale_z: NECB_Default :shw_eff: NECB_Default :skylight_cond: NECB_Default :skylight_solar_trans: NECB_Default :srr_set: NECB_Default :template: NECB2015 | reference | reference | 2947e69d-4e6a-46c5-a71c-3777fd96bfbe | NECB2015 | LargeHotel | NaturalGas | Natural Gas | CAN_NS_Halifax.Dockyard.713280_CWEC2016.epw | parametric |  | NECB_Default | NECB_Default | NECB_Default | NECB_Default | NECB_Default | NECB_Default | NECB_Default | NECB_Default | NECB_Default | NECB_Default | NECB_Default | NECB_Default | NECB_Default | NECB_Default | NECB_Default | NECB_Default | NECB_Default | NECB_Default | NECB_Default | NECB_Default | NECB_Default | NECB_Default | NECB_Default | NECB_Default | NECB_Default | NECB_Default | NECB_Default | NECB_Default | NECB_Default | NECB_Default | NECB_Default | NECB_Default | NECB_Default | NECB_Default | NECB_Default | NECB_Default | NECB_Default | NECB_Default | NECB_Default | NECB_Default | NECB_Default | NECB_Default | NECB_Default | NECB_Default | NECB_Default | aws_batch | 834599497928 | btap_private_cli |  | TRUE | TRUE |  |  | 62.4301 | 12.1041 | 81.8627 | 196.046 | 11345.38 | 6004.6889 | 40 | LargeHotel |  |  | 5 | LargeHotel | 6 |  | 7 | NECB2015 | 0.17066 | 35185.0517 | 55.9876 | 74.0977 | 50.2033 | 4.179 | 283.3435 | 98.8759 | HALIFAX | NOVA SCOTIA | 53.0781 | 28.3975 | 0 | 81.4757 | 10.4096 | 7.1678 | 0 | 17.5774 | 0 | 0.036625 | 0 | 0 | 0.26175 | 0.091731 | 0 | 0.40685 | 0.02416 | 0.10196 | 0.57069 | 0.0067243 | 0.83243 | 0.16384 | 23.5005 | 71.241 | 40 | 0.757 |  | 0.284 |  |  |  | 0.183 | 0.247 | 2.2 | 2.2 | 5 | Halifax Dockyard | CAN | 112 | 3647 | 44.655 | -63.577 | 6 | 4000 | NS | CAN_NS_Halifax.Dockyard.713280_CWEC2016.epw | 0.83243 | 12.1041 | 62.4301 | 19.4283 | 30.2554 | TRUE | FALSE | FALSE | FALSE | 11.0943 | 14.959 | 0 | 0 | 0 | 0 | 1858.78 | 514.2133 | 19.4879 | 0.037899 | 7122.84 | 0.00054824 | 0.83243 | 406.17 | 399.83 | 411.67 | 390.33 |  | https://s3.console.aws.amazon.com/s3/buckets/834599497928?region=ca-central-1&prefix=phylroy.lopez/reference/reference/output/2947e69d-4e6a-46c5-a71c-3777fd96bfbe/ | 1.0.002
843 |  | TRUE | 895 | 0 | 0 | 1342.5431 |  |  |  | 0.1 | 2021-09-22 20:15:38 +0000 | 438c2ebff | 0.2.14 | :adv_dx_units: NECB_Default :airloop_economizer_type: NECB_Default :algorithm_type: parametric :analysis_id: reference :analysis_name: reference :boiler_eff: NECB_Default :btap_batch_version: 1.0.002 :building_type: SmallHotel :chiller_type: NECB_Default :compute_environment: aws_batch :datapoint_id: 80ca556b-6b34-40c6-a875-a23d46bcc657 :daylighting_type: NECB_Default :dcv_type: NECB_Default :door_construction_cond: NECB_Default :ecm_system_name: NECB_Default :electrical_loads_scale: NECB_Default :enable_costing: true :epw_file: CAN_QC_Montreal-Trudeau.Intl.AP.716270_CWEC2016.epw :erv_package: NECB_Default :ext_floor_cond: NECB_Default :ext_roof_cond: NECB_Default :ext_wall_cond: NECB_Default :fdwr_set: NECB_Default :fixed_wind_solar_trans: NECB_Default :fixed_window_cond: NECB_Default :furnace_eff: NECB_Default :glass_door_cond: NECB_Default :glass_door_solar_trans: NECB_Default :ground_floor_cond: NECB_Default :ground_roof_cond: NECB_Default :ground_wall_cond: NECB_Default :image_name: btap_private_cli :infiltration_scale: NECB_Default :lights_scale: NECB_Default :lights_type: NECB_Default :nv_delta_temp_in_out: NECB_Default :nv_opening_fraction: NECB_Default :nv_temp_out_min: NECB_Default :nv_type: NECB_Default :oa_scale: NECB_Default :occupancy_loads_scale: NECB_Default :output_meters: [] :output_variables: [] :overhead_door_cond: NECB_Default :primary_heating_fuel: Electricity :pv_ground_azimuth_angle: NECB_Default :pv_ground_module_description: NECB_Default :pv_ground_tilt_angle: NECB_Default :pv_ground_total_area_pv_panels_m2: NECB_Default :pv_ground_type: NECB_Default :rotation_degrees: NECB_Default :run_annual_simulation: true :s3_bucket: '834599497928' :scale_x: NECB_Default :scale_y: NECB_Default :scale_z: NECB_Default :shw_eff: NECB_Default :skylight_cond: NECB_Default :skylight_solar_trans: NECB_Default :srr_set: NECB_Default :template: NECB2011 | reference | reference | 80ca556b-6b34-40c6-a875-a23d46bcc657 | NECB2011 | SmallHotel | Electricity | Electricity | CAN_QC_Montreal-Trudeau.Intl.AP.716270_CWEC2016.epw | parametric |  | NECB_Default | NECB_Default | NECB_Default | NECB_Default | NECB_Default | NECB_Default | NECB_Default | NECB_Default | NECB_Default | NECB_Default | NECB_Default | NECB_Default | NECB_Default | NECB_Default | NECB_Default | NECB_Default | NECB_Default | NECB_Default | NECB_Default | NECB_Default | NECB_Default | NECB_Default | NECB_Default | NECB_Default | NECB_Default | NECB_Default | NECB_Default | NECB_Default | NECB_Default | NECB_Default | NECB_Default | NECB_Default | NECB_Default | NECB_Default | NECB_Default | NECB_Default | NECB_Default | NECB_Default | NECB_Default | NECB_Default | NECB_Default | NECB_Default | NECB_Default | NECB_Default | NECB_Default | aws_batch | 834599497928 | btap_private_cli |  | TRUE | TRUE |  |  | 60.3904 | 16.3571 | 91.5282 | 201.2681 | 4013.58 | 2697.9741 | 37.3 | SmallHotel |  |  | 5 | SmallHotel | 4 |  | 4 | NECB2011 | 0.23215 | 11621.7287 | 71.4354 | 50.517 | 64.6262 | 30.2593 | 385.7833 | 168.9453 | MONTREAL | QUEBEC | 0.32928 | 0 | 0 | 0.32928 | 20.9715 | 0 | 0 | 20.9715 | 0 | 0.053835 | 0 | 0 | 0.84733 | 0.095797 | 0 | 0.3295 | 0.024402 | 0.098127 | 0 | 0.0021701 | 0.84733 | 0.24326 | 85.501 | 0 | 37.3 | 0.757 | [5 empty] | 0.183 | 0.247 | 2.2 | 2.2 | 5 | Montreal-Trudeau Intl AP | CAN | 323 | 4090 | 45.471 | -73.741 | 6 | 4400 | QC | CAN_QC_Montreal-Trudeau.Intl.AP.716270_CWEC2016.epw | 0.84733 | 16.3571 | 60.3904 | 18.8425 | 23.1522 | TRUE | FALSE | FALSE | FALSE | 13.2323 | 16.8046 | 0 | 2.6712 | 0.01666 | 976.34 | 0 | 160.3432 | 13.2057 | 0.082359 | 4826.69 | 0.00023919 | 0.84733 | 2100.75 | 2086 | 36 | 33.75 |  | https://s3.console.aws.amazon.com/s3/buckets/834599497928?region=ca-central-1&prefix=phylroy.lopez/reference/reference/output/80ca556b-6b34-40c6-a875-a23d46bcc657/ | 1.0.002
844 |  | TRUE | 833 | 0 | 0 | 1342.6456 |  |  |  | 0.1 | 2021-09-22 20:14:57 +0000 | 438c2ebff | 0.2.14 | :adv_dx_units: NECB_Default :airloop_economizer_type: NECB_Default :algorithm_type: parametric :analysis_id: reference :analysis_name: reference :boiler_eff: NECB_Default :btap_batch_version: 1.0.002 :building_type: SmallHotel :chiller_type: NECB_Default :compute_environment: aws_batch :datapoint_id: c2007744-5803-4b41-9cb5-724058635f9f :daylighting_type: NECB_Default :dcv_type: NECB_Default :door_construction_cond: NECB_Default :ecm_system_name: NECB_Default :electrical_loads_scale: NECB_Default :enable_costing: true :epw_file: CAN_NS_Halifax.Dockyard.713280_CWEC2016.epw :erv_package: NECB_Default :ext_floor_cond: NECB_Default :ext_roof_cond: NECB_Default :ext_wall_cond: NECB_Default :fdwr_set: NECB_Default :fixed_wind_solar_trans: NECB_Default :fixed_window_cond: NECB_Default :furnace_eff: NECB_Default :glass_door_cond: NECB_Default :glass_door_solar_trans: NECB_Default :ground_floor_cond: NECB_Default :ground_roof_cond: NECB_Default :ground_wall_cond: NECB_Default :image_name: btap_private_cli :infiltration_scale: NECB_Default :lights_scale: NECB_Default :lights_type: NECB_Default :nv_delta_temp_in_out: NECB_Default :nv_opening_fraction: NECB_Default :nv_temp_out_min: NECB_Default :nv_type: NECB_Default :oa_scale: NECB_Default :occupancy_loads_scale: NECB_Default :output_meters: [] :output_variables: [] :overhead_door_cond: NECB_Default :primary_heating_fuel: Electricity :pv_ground_azimuth_angle: NECB_Default :pv_ground_module_description: NECB_Default :pv_ground_tilt_angle: NECB_Default :pv_ground_total_area_pv_panels_m2: NECB_Default :pv_ground_type: NECB_Default :rotation_degrees: NECB_Default :run_annual_simulation: true :s3_bucket: '834599497928' :scale_x: NECB_Default :scale_y: NECB_Default :scale_z: NECB_Default :shw_eff: NECB_Default :skylight_cond: NECB_Default :skylight_solar_trans: NECB_Default :srr_set: NECB_Default :template: NECB2011 | reference | reference | c2007744-5803-4b41-9cb5-724058635f9f | NECB2011 | SmallHotel | Electricity | Electricity | CAN_NS_Halifax.Dockyard.713280_CWEC2016.epw | parametric |  | NECB_Default | NECB_Default | NECB_Default | NECB_Default | NECB_Default | NECB_Default | NECB_Default | NECB_Default | NECB_Default | NECB_Default | NECB_Default | NECB_Default | NECB_Default | NECB_Default | NECB_Default | NECB_Default | NECB_Default | NECB_Default | NECB_Default | NECB_Default | NECB_Default | NECB_Default | NECB_Default | NECB_Default | NECB_Default | NECB_Default | NECB_Default | NECB_Default | NECB_Default | NECB_Default | NECB_Default | NECB_Default | NECB_Default | NECB_Default | NECB_Default | NECB_Default | NECB_Default | NECB_Default | NECB_Default | NECB_Default | NECB_Default | NECB_Default | NECB_Default | NECB_Default | NECB_Default | aws_batch | 834599497928 | btap_private_cli |  | TRUE | TRUE |  |  | 48.8702 | 11.6938 | 75.5816 | 179.7093 | 4013.58 | 2697.9741 | 40 | SmallHotel |  |  | 5 | SmallHotel | 4 |  | 4 | NECB2011 | 0.23215 | 11621.7287 | 67.8566 | 45.6787 | 68.6432 | 30.2327 | 382.8084 | 170.3973 | HALIFAX | NOVA SCOTIA | 156.0748 | 0 | 0 | 156.0748 | 30.6092 | 0 | 0 | 30.6092 | 0 | 0.03836 | 0 | 0 | 0.76965 | 0.094604 | 0 | 0.27209 | 0.024402 | 0.098127 | 0 | 0.0019559 | 0.76965 | 0.23994 | 72.9776 | 0 | 40 | 0.757 | [5 empty] | 0.183 | 0.247 | 2.2 | 2.2 | 5 | Halifax Dockyard | CAN | 112 | 3647 | 44.655 | -63.577 | 6 | 4000 | NS | CAN_NS_Halifax.Dockyard.713280_CWEC2016.epw | 0.76965 | 11.6938 | 48.8702 | 16.1379 | 22.84 | TRUE | FALSE | FALSE | FALSE | 8.6954 | 9.0445 | 0 | 2.6348 | 0.016432 | 963.03 | 0 | 160.3432 | 13.2057 | 0.082359 | 4826.69 | 0.00016444 | 0.76965 | 1565 | 1556 | 1.75 | 1.75 |  | https://s3.console.aws.amazon.com/s3/buckets/834599497928?region=ca-central-1&prefix=phylroy.lopez/reference/reference/output/c2007744-5803-4b41-9cb5-724058635f9f/ | 1.0.002
845 |  | TRUE | 708 | 2 | 0 | 1334.511 |  |  |  | 0.1 | 2021-09-22 20:16:38 +0000 | 438c2ebff | 0.2.14 | :adv_dx_units: NECB_Default :airloop_economizer_type: NECB_Default :algorithm_type: parametric :analysis_id: reference :analysis_name: reference :boiler_eff: NECB_Default :btap_batch_version: 1.0.002 :building_type: LargeHotel :chiller_type: NECB_Default :compute_environment: aws_batch :datapoint_id: 49f2b15b-abda-4dab-a184-34f711cd51f2 :daylighting_type: NECB_Default :dcv_type: NECB_Default :door_construction_cond: NECB_Default :ecm_system_name: NECB_Default :electrical_loads_scale: NECB_Default :enable_costing: true :epw_file: CAN_ON_Toronto.Pearson.Intl.AP.716240_CWEC2016.epw :erv_package: NECB_Default :ext_floor_cond: NECB_Default :ext_roof_cond: NECB_Default :ext_wall_cond: NECB_Default :fdwr_set: NECB_Default :fixed_wind_solar_trans: NECB_Default :fixed_window_cond: NECB_Default :furnace_eff: NECB_Default :glass_door_cond: NECB_Default :glass_door_solar_trans: NECB_Default :ground_floor_cond: NECB_Default :ground_roof_cond: NECB_Default :ground_wall_cond: NECB_Default :image_name: btap_private_cli :infiltration_scale: NECB_Default :lights_scale: NECB_Default :lights_type: NECB_Default :nv_delta_temp_in_out: NECB_Default :nv_opening_fraction: NECB_Default :nv_temp_out_min: NECB_Default :nv_type: NECB_Default :oa_scale: NECB_Default :occupancy_loads_scale: NECB_Default :output_meters: [] :output_variables: [] :overhead_door_cond: NECB_Default :primary_heating_fuel: NaturalGas :pv_ground_azimuth_angle: NECB_Default :pv_ground_module_description: NECB_Default :pv_ground_tilt_angle: NECB_Default :pv_ground_total_area_pv_panels_m2: NECB_Default :pv_ground_type: NECB_Default :rotation_degrees: NECB_Default :run_annual_simulation: true :s3_bucket: '834599497928' :scale_x: NECB_Default :scale_y: NECB_Default :scale_z: NECB_Default :shw_eff: NECB_Default :skylight_cond: NECB_Default :skylight_solar_trans: NECB_Default :srr_set: NECB_Default :template: NECB2015 | reference | reference | 49f2b15b-abda-4dab-a184-34f711cd51f2 | NECB2015 | LargeHotel | NaturalGas | Natural Gas | CAN_ON_Toronto.Pearson.Intl.AP.716240_CWEC2016.epw | parametric |  | NECB_Default | NECB_Default | NECB_Default | NECB_Default | NECB_Default | NECB_Default | NECB_Default | NECB_Default | NECB_Default | NECB_Default | NECB_Default | NECB_Default | NECB_Default | NECB_Default | NECB_Default | NECB_Default | NECB_Default | NECB_Default | NECB_Default | NECB_Default | NECB_Default | NECB_Default | NECB_Default | NECB_Default | NECB_Default | NECB_Default | NECB_Default | NECB_Default | NECB_Default | NECB_Default | NECB_Default | NECB_Default | NECB_Default | NECB_Default | NECB_Default | NECB_Default | NECB_Default | NECB_Default | NECB_Default | NECB_Default | NECB_Default | NECB_Default | NECB_Default | NECB_Default | NECB_Default | aws_batch | 834599497928 | btap_private_cli |  | TRUE | TRUE |  |  | 73.4083 | 18.0824 | 83.0681 | 203.0961 | 11345.38 | 6004.6889 | 40 | LargeHotel |  |  | 5 | LargeHotel | 6 |  | 7 | NECB2015 | 0.17066 | 35185.0517 | 62.7024 | 81.1802 | 51.9637 | 4.2949 | 311.3484 | 111.2071 | TORONTO | ONTARIO | 1.5904 | 28.2603 | 0 | 29.8506 | 12.7418 | 4.9865 | 0 | 17.7284 | 0 | 0.055753 | 0 | 0 | 0.28633 | 0.094695 | 0 | 0.41073 | 0.02416 | 0.10196 | 0.57185 | 0.0088485 | 0.85818 | 0.16112 | 29.2782 | 80.3942 | 40 | 0.757 |  | 0.379 |  |  |  | 0.183 | 0.278 | 2.2 | 2.2 | 5 | Toronto Pearson Intl AP | CAN | 382 | 3615 | 43.677 | -79.631 | 5 | 3890 | ON | CAN_ON_Toronto.Pearson.Intl.AP.716240_CWEC2016.epw | 0.85818 | 18.0824 | 73.4083 | 27.0836 | 29.1269 | TRUE | FALSE | FALSE | FALSE | 15.5929 | 17.6764 | 0 | 0 | 0 | 0 | 1827.97 | 514.2133 | 19.4879 | 0.037899 | 7122.84 | 0.0009202 | 0.85818 | 727.83 | 717.17 | 391.17 | 384.83 |  | https://s3.console.aws.amazon.com/s3/buckets/834599497928?region=ca-central-1&prefix=phylroy.lopez/reference/reference/output/49f2b15b-abda-4dab-a184-34f711cd51f2/ | 1.0.002
846 |  | TRUE | 449 | 0 | 0 | 556.9371 |  |  |  | 0.1 | 2021-09-22 20:16:43 +0000 | 438c2ebff | 0.2.14 | :adv_dx_units: NECB_Default :airloop_economizer_type: NECB_Default :algorithm_type: parametric :analysis_id: reference :analysis_name: reference :boiler_eff: NECB_Default :btap_batch_version: 1.0.002 :building_type: MidriseApartment :chiller_type: NECB_Default :compute_environment: aws_batch :datapoint_id: 72200668-6f79-4615-a049-e088e9899809 :daylighting_type: NECB_Default :dcv_type: NECB_Default :door_construction_cond: NECB_Default :ecm_system_name: NECB_Default :electrical_loads_scale: NECB_Default :enable_costing: true :epw_file: CAN_NS_Halifax.Dockyard.713280_CWEC2016.epw :erv_package: NECB_Default :ext_floor_cond: NECB_Default :ext_roof_cond: NECB_Default :ext_wall_cond: NECB_Default :fdwr_set: NECB_Default :fixed_wind_solar_trans: NECB_Default :fixed_window_cond: NECB_Default :furnace_eff: NECB_Default :glass_door_cond: NECB_Default :glass_door_solar_trans: NECB_Default :ground_floor_cond: NECB_Default :ground_roof_cond: NECB_Default :ground_wall_cond: NECB_Default :image_name: btap_private_cli :infiltration_scale: NECB_Default :lights_scale: NECB_Default :lights_type: NECB_Default :nv_delta_temp_in_out: NECB_Default :nv_opening_fraction: NECB_Default :nv_temp_out_min: NECB_Default :nv_type: NECB_Default :oa_scale: NECB_Default :occupancy_loads_scale: NECB_Default :output_meters: [] :output_variables: [] :overhead_door_cond: NECB_Default :primary_heating_fuel: NaturalGas :pv_ground_azimuth_angle: NECB_Default :pv_ground_module_description: NECB_Default :pv_ground_tilt_angle: NECB_Default :pv_ground_total_area_pv_panels_m2: NECB_Default :pv_ground_type: NECB_Default :rotation_degrees: NECB_Default :run_annual_simulation: true :s3_bucket: '834599497928' :scale_x: NECB_Default :scale_y: NECB_Default :scale_z: NECB_Default :shw_eff: NECB_Default :skylight_cond: NECB_Default :skylight_solar_trans: NECB_Default :srr_set: NECB_Default :template: NECB2017 | reference | reference | 72200668-6f79-4615-a049-e088e9899809 | NECB2017 | MidriseApartment | NaturalGas | Natural Gas | CAN_NS_Halifax.Dockyard.713280_CWEC2016.epw | parametric |  | NECB_Default | NECB_Default | NECB_Default | NECB_Default | NECB_Default | NECB_Default | NECB_Default | NECB_Default | NECB_Default | NECB_Default | NECB_Default | NECB_Default | NECB_Default | NECB_Default | NECB_Default | NECB_Default | NECB_Default | NECB_Default | NECB_Default | NECB_Default | NECB_Default | NECB_Default | NECB_Default | NECB_Default | NECB_Default | NECB_Default | NECB_Default | NECB_Default | NECB_Default | NECB_Default | NECB_Default | NECB_Default | NECB_Default | NECB_Default | NECB_Default | NECB_Default | NECB_Default | NECB_Default | NECB_Default | NECB_Default | NECB_Default | NECB_Default | NECB_Default | NECB_Default | NECB_Default | aws_batch | 834599497928 | btap_private_cli |  | TRUE | TRUE |  |  | 37.5411 | 12.2621 | 15.8517 | 120.3809 | 3134.61 | 2325.6934 | 40 | MidriseApartment |  |  | 2 | MidriseApartment | 4 |  | 4 | NECB2017 | 0.24343 | 9553.837 | 70.0185 | 81.4419 | 27.8547 | 6.721 | 335.8887 | 149.8527 | HALIFAX | NOVA SCOTIA | 51.8717 | 14.95 | 0 | 66.8216 | 10.173 | 3.7735 | 0 | 13.9465 | 0 | 0.062298 | 0 | 0 | 0.2558 | 0.064464 | 0.020092 | 0.064132 | 0.06121 | 0.041568 | 0.30044 | 0.0061666 | 0.55624 | 0.23631 | 20.2921 | 54.4755 | 40 | 0.757 | [5 empty] | 0.156 | 0.247 | 1.9 | 1.9 | 2 | Halifax Dockyard | CAN | 112 | 3647 | 44.655 | -63.577 | 6 | 4000 | NS | CAN_NS_Halifax.Dockyard.713280_CWEC2016.epw | 0.55624 | 12.2621 | 37.5411 | 15.0287 | 21.7932 | FALSE | FALSE | TRUE | FALSE | 8.268 | 8.3904 | 0 | 0 | 0 | 0 | 740.74 | 130.2314 | 7.8118 | 0.059984 | 2855.21 | 0 | 0.55624 | 120 | 120 | 0 | 0 |  | https://s3.console.aws.amazon.com/s3/buckets/834599497928?region=ca-central-1&prefix=phylroy.lopez/reference/reference/output/72200668-6f79-4615-a049-e088e9899809/ | 1.0.002
847 |  | TRUE | 487 | 0 | 0 | 557.0798 |  |  |  | 0.1 | 2021-09-22 20:17:41 +0000 | 438c2ebff | 0.2.14 | :adv_dx_units: NECB_Default :airloop_economizer_type: NECB_Default :algorithm_type: parametric :analysis_id: reference :analysis_name: reference :boiler_eff: NECB_Default :btap_batch_version: 1.0.002 :building_type: MidriseApartment :chiller_type: NECB_Default :compute_environment: aws_batch :datapoint_id: 0335e43c-179d-4c36-b6ea-a1f473b8b840 :daylighting_type: NECB_Default :dcv_type: NECB_Default :door_construction_cond: NECB_Default :ecm_system_name: NECB_Default :electrical_loads_scale: NECB_Default :enable_costing: true :epw_file: CAN_ON_Toronto.Pearson.Intl.AP.716240_CWEC2016.epw :erv_package: NECB_Default :ext_floor_cond: NECB_Default :ext_roof_cond: NECB_Default :ext_wall_cond: NECB_Default :fdwr_set: NECB_Default :fixed_wind_solar_trans: NECB_Default :fixed_window_cond: NECB_Default :furnace_eff: NECB_Default :glass_door_cond: NECB_Default :glass_door_solar_trans: NECB_Default :ground_floor_cond: NECB_Default :ground_roof_cond: NECB_Default :ground_wall_cond: NECB_Default :image_name: btap_private_cli :infiltration_scale: NECB_Default :lights_scale: NECB_Default :lights_type: NECB_Default :nv_delta_temp_in_out: NECB_Default :nv_opening_fraction: NECB_Default :nv_temp_out_min: NECB_Default :nv_type: NECB_Default :oa_scale: NECB_Default :occupancy_loads_scale: NECB_Default :output_meters: [] :output_variables: [] :overhead_door_cond: NECB_Default :primary_heating_fuel: NaturalGas :pv_ground_azimuth_angle: NECB_Default :pv_ground_module_description: NECB_Default :pv_ground_tilt_angle: NECB_Default :pv_ground_total_area_pv_panels_m2: NECB_Default :pv_ground_type: NECB_Default :rotation_degrees: NECB_Default :run_annual_simulation: true :s3_bucket: '834599497928' :scale_x: NECB_Default :scale_y: NECB_Default :scale_z: NECB_Default :shw_eff: NECB_Default :skylight_cond: NECB_Default :skylight_solar_trans: NECB_Default :srr_set: NECB_Default :template: NECB2017 | reference | reference | 0335e43c-179d-4c36-b6ea-a1f473b8b840 | NECB2017 | MidriseApartment | NaturalGas | Natural Gas | CAN_ON_Toronto.Pearson.Intl.AP.716240_CWEC2016.epw | parametric |  | NECB_Default | NECB_Default | NECB_Default | NECB_Default | NECB_Default | NECB_Default | NECB_Default | NECB_Default | NECB_Default | NECB_Default | NECB_Default | NECB_Default | NECB_Default | NECB_Default | NECB_Default | NECB_Default | NECB_Default | NECB_Default | NECB_Default | NECB_Default | NECB_Default | NECB_Default | NECB_Default | NECB_Default | NECB_Default | NECB_Default | NECB_Default | NECB_Default | NECB_Default | NECB_Default | NECB_Default | NECB_Default | NECB_Default | NECB_Default | NECB_Default | NECB_Default | NECB_Default | NECB_Default | NECB_Default | NECB_Default | NECB_Default | NECB_Default | NECB_Default | NECB_Default | NECB_Default | aws_batch | 834599497928 | btap_private_cli |  | TRUE | TRUE |  |  | 54.8716 | 15.0874 | 18.2452 | 126.8765 | 3134.61 | 2325.6934 | 40 | MidriseApartment |  |  | 2 | MidriseApartment | 4 |  | 4 | NECB2017 | 0.24343 | 9553.837 | 80.8753 | 82.2787 | 28.9006 | 6.9301 | 357.9874 | 159.0027 | TORONTO | ONTARIO | 1.5147 | 15.1673 | 0 | 16.6821 | 12.1357 | 2.6763 | 0 | 14.812 | 0 | 0.073757 | 0 | 0 | 0.27271 | 0.069907 | 0.020092 | 0.07452 | 0.06121 | 0.041568 | 0.30691 | 0.0061794 | 0.57963 | 0.23239 | 25.2265 | 65.6706 | 40 | 0.757 | [5 empty] | 0.156 | 0.278 | 1.9 | 1.9 | 2 | Toronto Pearson Intl AP | CAN | 382 | 3615 | 43.677 | -79.631 | 5 | 3890 | ON | CAN_ON_Toronto.Pearson.Intl.AP.716240_CWEC2016.epw | 0.57963 | 15.0874 | 54.8716 | 18.4423 | 20.6118 | FALSE | FALSE | FALSE | FALSE | 12.8975 | 9.9684 | 0 | 0 | 0 | 0 | 728.46 | 130.2314 | 7.8118 | 0.059984 | 2855.21 | 0 | 0.57963 | 343.5 | 343.25 | 0 | 0 |  | https://s3.console.aws.amazon.com/s3/buckets/834599497928?region=ca-central-1&prefix=phylroy.lopez/reference/reference/output/0335e43c-179d-4c36-b6ea-a1f473b8b840/ | 1.0.002
848 |  | TRUE | 718 | 0 | 0 | 1398.7067 |  |  |  | 0.1 | 2021-09-22 20:15:50 +0000 | 438c2ebff | 0.2.14 | :adv_dx_units: NECB_Default :airloop_economizer_type: NECB_Default :algorithm_type: parametric :analysis_id: reference :analysis_name: reference :boiler_eff: NECB_Default :btap_batch_version: 1.0.002 :building_type: SmallHotel :chiller_type: NECB_Default :compute_environment: aws_batch :datapoint_id: a4fa75cd-4832-4f92-a28e-2a35107c8f6e :daylighting_type: NECB_Default :dcv_type: NECB_Default :door_construction_cond: NECB_Default :ecm_system_name: NECB_Default :electrical_loads_scale: NECB_Default :enable_costing: true :epw_file: CAN_YT_Whitehorse.Intl.AP.719640_CWEC2016.epw :erv_package: NECB_Default :ext_floor_cond: NECB_Default :ext_roof_cond: NECB_Default :ext_wall_cond: NECB_Default :fdwr_set: NECB_Default :fixed_wind_solar_trans: NECB_Default :fixed_window_cond: NECB_Default :furnace_eff: NECB_Default :glass_door_cond: NECB_Default :glass_door_solar_trans: NECB_Default :ground_floor_cond: NECB_Default :ground_roof_cond: NECB_Default :ground_wall_cond: NECB_Default :image_name: btap_private_cli :infiltration_scale: NECB_Default :lights_scale: NECB_Default :lights_type: NECB_Default :nv_delta_temp_in_out: NECB_Default :nv_opening_fraction: NECB_Default :nv_temp_out_min: NECB_Default :nv_type: NECB_Default :oa_scale: NECB_Default :occupancy_loads_scale: NECB_Default :output_meters: [] :output_variables: [] :overhead_door_cond: NECB_Default :primary_heating_fuel: Electricity :pv_ground_azimuth_angle: NECB_Default :pv_ground_module_description: NECB_Default :pv_ground_tilt_angle: NECB_Default :pv_ground_total_area_pv_panels_m2: NECB_Default :pv_ground_type: NECB_Default :rotation_degrees: NECB_Default :run_annual_simulation: true :s3_bucket: '834599497928' :scale_x: NECB_Default :scale_y: NECB_Default :scale_z: NECB_Default :shw_eff: NECB_Default :skylight_cond: NECB_Default :skylight_solar_trans: NECB_Default :srr_set: NECB_Default :template: NECB2015 | reference | reference | a4fa75cd-4832-4f92-a28e-2a35107c8f6e | NECB2015 | SmallHotel | Electricity | Electricity | CAN_YT_Whitehorse.Intl.AP.719640_CWEC2016.epw | parametric |  | NECB_Default | NECB_Default | NECB_Default | NECB_Default | NECB_Default | NECB_Default | NECB_Default | NECB_Default | NECB_Default | NECB_Default | NECB_Default | NECB_Default | NECB_Default | NECB_Default | NECB_Default | NECB_Default | NECB_Default | NECB_Default | NECB_Default | NECB_Default | NECB_Default | NECB_Default | NECB_Default | NECB_Default | NECB_Default | NECB_Default | NECB_Default | NECB_Default | NECB_Default | NECB_Default | NECB_Default | NECB_Default | NECB_Default | NECB_Default | NECB_Default | NECB_Default | NECB_Default | NECB_Default | NECB_Default | NECB_Default | NECB_Default | NECB_Default | NECB_Default | NECB_Default | NECB_Default | aws_batch | 834599497928 | btap_private_cli |  | TRUE | TRUE |  |  | 59.6218 | 8.3768 | 113.4378 | 193.9928 | 4013.58 | 2697.9741 | 22.8 | SmallHotel |  |  | 5 | SmallHotel | 4 |  | 4 | NECB2015 | 0.23215 | 11621.7287 | 59.8383 | 42.0308 | 35.7927 | 15.658 | 305.9939 | 152.6741 | WHITEHORSE | YUKON | 12.1876 | 0 | 0 | 12.1876 | 27.9112 | 0 | 0 | 27.9112 | 0 | 0.013507 | 0 | 0 | 0.78358 | 0.07814 | 0 | 0.40837 | 0.019673 | 0.065495 | 0 | 0.0014301 | 0.78358 | 0.19692 | 78.9509 | 0 | 22.8 | 0.757 | [5 empty] | 0.162 | 0.21 | 2.2 | 2.2 | 5 | Whitehorse Intl AP | CAN | 5 | 6491 | 60.709 | -135.069 | 7b | 6580 | YT | CAN_YT_Whitehorse.Intl.AP.719640_CWEC2016.epw | 0.78358 | 8.3768 | 59.6218 | 16.375 | 16.5177 | TRUE | TRUE | FALSE | FALSE | 8.7331 | 22.9634 | 0 | 2.1624 | 0.013493 | 790.37 | 0 | 160.2628 | 9.2987 | 0.058022 | 3398.69 | 3.9865e-05 | 0.78358 | 1275.75 | 1245.75 | 3.25 | 3.25 |  | https://s3.console.aws.amazon.com/s3/buckets/834599497928?region=ca-central-1&prefix=phylroy.lopez/reference/reference/output/a4fa75cd-4832-4f92-a28e-2a35107c8f6e/ | 1.0.002
849 |  | TRUE | 858 | 0 | 0 | 1403.3565 |  |  |  | 0.1 | 2021-09-22 20:16:21 +0000 | 438c2ebff | 0.2.14 | :adv_dx_units: NECB_Default :airloop_economizer_type: NECB_Default :algorithm_type: parametric :analysis_id: reference :analysis_name: reference :boiler_eff: NECB_Default :btap_batch_version: 1.0.002 :building_type: SmallHotel :chiller_type: NECB_Default :compute_environment: aws_batch :datapoint_id: caa1324d-211d-4735-ade7-3b75662e8d97 :daylighting_type: NECB_Default :dcv_type: NECB_Default :door_construction_cond: NECB_Default :ecm_system_name: NECB_Default :electrical_loads_scale: NECB_Default :enable_costing: true :epw_file: CAN_QC_Montreal-Trudeau.Intl.AP.716270_CWEC2016.epw :erv_package: NECB_Default :ext_floor_cond: NECB_Default :ext_roof_cond: NECB_Default :ext_wall_cond: NECB_Default :fdwr_set: NECB_Default :fixed_wind_solar_trans: NECB_Default :fixed_window_cond: NECB_Default :furnace_eff: NECB_Default :glass_door_cond: NECB_Default :glass_door_solar_trans: NECB_Default :ground_floor_cond: NECB_Default :ground_roof_cond: NECB_Default :ground_wall_cond: NECB_Default :image_name: btap_private_cli :infiltration_scale: NECB_Default :lights_scale: NECB_Default :lights_type: NECB_Default :nv_delta_temp_in_out: NECB_Default :nv_opening_fraction: NECB_Default :nv_temp_out_min: NECB_Default :nv_type: NECB_Default :oa_scale: NECB_Default :occupancy_loads_scale: NECB_Default :output_meters: [] :output_variables: [] :overhead_door_cond: NECB_Default :primary_heating_fuel: Electricity :pv_ground_azimuth_angle: NECB_Default :pv_ground_module_description: NECB_Default :pv_ground_tilt_angle: NECB_Default :pv_ground_total_area_pv_panels_m2: NECB_Default :pv_ground_type: NECB_Default :rotation_degrees: NECB_Default :run_annual_simulation: true :s3_bucket: '834599497928' :scale_x: NECB_Default :scale_y: NECB_Default :scale_z: NECB_Default :shw_eff: NECB_Default :skylight_cond: NECB_Default :skylight_solar_trans: NECB_Default :srr_set: NECB_Default :template: BTAP1980TO2010 | reference | reference | caa1324d-211d-4735-ade7-3b75662e8d97 | BTAP1980TO2010 | SmallHotel | Electricity | Electricity | CAN_QC_Montreal-Trudeau.Intl.AP.716270_CWEC2016.epw | parametric |  | NECB_Default | NECB_Default | NECB_Default | NECB_Default | NECB_Default | NECB_Default | NECB_Default | NECB_Default | NECB_Default | NECB_Default | NECB_Default | NECB_Default | NECB_Default | NECB_Default | NECB_Default | NECB_Default | NECB_Default | NECB_Default | NECB_Default | NECB_Default | NECB_Default | NECB_Default | NECB_Default | NECB_Default | NECB_Default | NECB_Default | NECB_Default | NECB_Default | NECB_Default | NECB_Default | NECB_Default | NECB_Default | NECB_Default | NECB_Default | NECB_Default | NECB_Default | NECB_Default | NECB_Default | NECB_Default | NECB_Default | NECB_Default | NECB_Default | NECB_Default | NECB_Default | NECB_Default | aws_batch | 834599497928 | btap_private_cli |  | TRUE | TRUE |  |  | 97.7214 | 19.6222 | 141.7915 | 239.3644 | 4013.58 | 2697.9741 | 10.9 | SmallHotel |  |  | 0 | SmallHotel | 4 |  | 4 | BTAP1980TO2010 | 0.23215 | 11621.7287 | 0.36234 | 63.7678 | 64.6262 | 30.2593 | 295.7068 | 136.6912 | MONTREAL | QUEBEC | 0.38251 | 0 | 0 | 0.38251 | 24.3616 | 0 | 0 | 24.3616 | 0 | 0.030322 | 0 | 0 | 0.98431 | 0.076274 | 0 | 0.51045 | 0.024402 | 0.098127 | 0 | 0.0014102 | 0.98431 | 0.24325 | 118.8957 | 0 | 10.9 | 0.678 | [5 empty] | 0.267 | 0.426 | 2.95 |  | 0 | Montreal-Trudeau Intl AP | CAN | 323 | 4090 | 45.471 | -73.741 | 6 | 4400 | QC | CAN_QC_Montreal-Trudeau.Intl.AP.716270_CWEC2016.epw | 0.98431 | 19.6222 | 97.7214 | 18.8425 | 23.1522 | TRUE | FALSE | FALSE | FALSE | 13.2323 | 16.8046 | 0 | 2.6712 | 0.016659 | 976.32 | 0 | 160.3432 | 13.2057 | 0.082359 | 4826.69 | 6.478e-05 | 0.98431 | 1400 | 1399.5 | 38.25 | 36.75 |  | https://s3.console.aws.amazon.com/s3/buckets/834599497928?region=ca-central-1&prefix=phylroy.lopez/reference/reference/output/caa1324d-211d-4735-ade7-3b75662e8d97/ | 1.0.002
850 |  | TRUE | 838 | 0 | 0 | 1400.437 |  |  |  | 0.1 | 2021-09-22 20:15:56 +0000 | 438c2ebff | 0.2.14 | :adv_dx_units: NECB_Default :airloop_economizer_type: NECB_Default :algorithm_type: parametric :analysis_id: reference :analysis_name: reference :boiler_eff: NECB_Default :btap_batch_version: 1.0.002 :building_type: SmallHotel :chiller_type: NECB_Default :compute_environment: aws_batch :datapoint_id: 887e4b93-fad4-4617-94fa-9e8441ac9a65 :daylighting_type: NECB_Default :dcv_type: NECB_Default :door_construction_cond: NECB_Default :ecm_system_name: NECB_Default :electrical_loads_scale: NECB_Default :enable_costing: true :epw_file: CAN_YT_Whitehorse.Intl.AP.719640_CWEC2016.epw :erv_package: NECB_Default :ext_floor_cond: NECB_Default :ext_roof_cond: NECB_Default :ext_wall_cond: NECB_Default :fdwr_set: NECB_Default :fixed_wind_solar_trans: NECB_Default :fixed_window_cond: NECB_Default :furnace_eff: NECB_Default :glass_door_cond: NECB_Default :glass_door_solar_trans: NECB_Default :ground_floor_cond: NECB_Default :ground_roof_cond: NECB_Default :ground_wall_cond: NECB_Default :image_name: btap_private_cli :infiltration_scale: NECB_Default :lights_scale: NECB_Default :lights_type: NECB_Default :nv_delta_temp_in_out: NECB_Default :nv_opening_fraction: NECB_Default :nv_temp_out_min: NECB_Default :nv_type: NECB_Default :oa_scale: NECB_Default :occupancy_loads_scale: NECB_Default :output_meters: [] :output_variables: [] :overhead_door_cond: NECB_Default :primary_heating_fuel: Electricity :pv_ground_azimuth_angle: NECB_Default :pv_ground_module_description: NECB_Default :pv_ground_tilt_angle: NECB_Default :pv_ground_total_area_pv_panels_m2: NECB_Default :pv_ground_type: NECB_Default :rotation_degrees: NECB_Default :run_annual_simulation: true :s3_bucket: '834599497928' :scale_x: NECB_Default :scale_y: NECB_Default :scale_z: NECB_Default :shw_eff: NECB_Default :skylight_cond: NECB_Default :skylight_solar_trans: NECB_Default :srr_set: NECB_Default :template: NECB2011 | reference | reference | 887e4b93-fad4-4617-94fa-9e8441ac9a65 | NECB2011 | SmallHotel | Electricity | Electricity | CAN_YT_Whitehorse.Intl.AP.719640_CWEC2016.epw | parametric |  | NECB_Default | NECB_Default | NECB_Default | NECB_Default | NECB_Default | NECB_Default | NECB_Default | NECB_Default | NECB_Default | NECB_Default | NECB_Default | NECB_Default | NECB_Default | NECB_Default | NECB_Default | NECB_Default | NECB_Default | NECB_Default | NECB_Default | NECB_Default | NECB_Default | NECB_Default | NECB_Default | NECB_Default | NECB_Default | NECB_Default | NECB_Default | NECB_Default | NECB_Default | NECB_Default | NECB_Default | NECB_Default | NECB_Default | NECB_Default | NECB_Default | NECB_Default | NECB_Default | NECB_Default | NECB_Default | NECB_Default | NECB_Default | NECB_Default | NECB_Default | NECB_Default | NECB_Default | aws_batch | 834599497928 | btap_private_cli |  | TRUE | TRUE |  |  | 61.767 | 8.608 | 128.396 | 235.6278 | 4013.58 | 2697.9741 | 22.8 | SmallHotel |  |  | 5 | SmallHotel | 4 |  | 4 | NECB2011 | 0.23215 | 11621.7287 | 59.8414 | 42.7349 | 62.9217 | 29.9457 | 350.9268 | 155.4831 | WHITEHORSE | YUKON | 15.1 | 0 | 0 | 15.1 | 34.5811 | 0 | 0 | 34.5811 | 0 | 0.018166 | 0 | 0 | 0.97083 | 0.08618 | 0 | 0.46223 | 0.024402 | 0.098127 | 0 | 0.0014252 | 0.97083 | 0.28026 | 85.8047 | 0 | 22.8 | 0.757 | [5 empty] | 0.162 | 0.21 | 2.2 | 2.2 | 5 | Whitehorse Intl AP | CAN | 5 | 6491 | 60.709 | -135.069 | 7b | 6580 | YT | CAN_YT_Whitehorse.Intl.AP.719640_CWEC2016.epw | 0.97083 | 8.608 | 61.767 | 16.375 | 16.5177 | TRUE | TRUE | FALSE | FALSE | 8.7335 | 22.9643 | 0 | 3.0776 | 0.019194 | 1124.85 | 0 | 160.3432 | 13.2057 | 0.082359 | 4826.69 | 4.4848e-05 | 0.97083 | 1069.25 | 1054.5 | 51.5 | 48.75 |  | https://s3.console.aws.amazon.com/s3/buckets/834599497928?region=ca-central-1&prefix=phylroy.lopez/reference/reference/output/887e4b93-fad4-4617-94fa-9e8441ac9a65/ | 1.0.002
851 |  | TRUE | 776 | 0 | 0 | 1403.098 |  |  |  | 0.1 | 2021-09-22 20:16:29 +0000 | 438c2ebff | 0.2.14 | :adv_dx_units: NECB_Default :airloop_economizer_type: NECB_Default :algorithm_type: parametric :analysis_id: reference :analysis_name: reference :boiler_eff: NECB_Default :btap_batch_version: 1.0.002 :building_type: SmallHotel :chiller_type: NECB_Default :compute_environment: aws_batch :datapoint_id: 6a47b79c-c4bf-4bdc-93a3-c20195d00b4c :daylighting_type: NECB_Default :dcv_type: NECB_Default :door_construction_cond: NECB_Default :ecm_system_name: NECB_Default :electrical_loads_scale: NECB_Default :enable_costing: true :epw_file: CAN_BC_Vancouver.Intl.AP.718920_CWEC2016.epw :erv_package: NECB_Default :ext_floor_cond: NECB_Default :ext_roof_cond: NECB_Default :ext_wall_cond: NECB_Default :fdwr_set: NECB_Default :fixed_wind_solar_trans: NECB_Default :fixed_window_cond: NECB_Default :furnace_eff: NECB_Default :glass_door_cond: NECB_Default :glass_door_solar_trans: NECB_Default :ground_floor_cond: NECB_Default :ground_roof_cond: NECB_Default :ground_wall_cond: NECB_Default :image_name: btap_private_cli :infiltration_scale: NECB_Default :lights_scale: NECB_Default :lights_type: NECB_Default :nv_delta_temp_in_out: NECB_Default :nv_opening_fraction: NECB_Default :nv_temp_out_min: NECB_Default :nv_type: NECB_Default :oa_scale: NECB_Default :occupancy_loads_scale: NECB_Default :output_meters: [] :output_variables: [] :overhead_door_cond: NECB_Default :primary_heating_fuel: NaturalGas :pv_ground_azimuth_angle: NECB_Default :pv_ground_module_description: NECB_Default :pv_ground_tilt_angle: NECB_Default :pv_ground_total_area_pv_panels_m2: NECB_Default :pv_ground_type: NECB_Default :rotation_degrees: NECB_Default :run_annual_simulation: true :s3_bucket: '834599497928' :scale_x: NECB_Default :scale_y: NECB_Default :scale_z: NECB_Default :shw_eff: NECB_Default :skylight_cond: NECB_Default :skylight_solar_trans: NECB_Default :srr_set: NECB_Default :template: BTAP1980TO2010 | reference | reference | 6a47b79c-c4bf-4bdc-93a3-c20195d00b4c | BTAP1980TO2010 | SmallHotel | NaturalGas | Natural Gas | CAN_BC_Vancouver.Intl.AP.718920_CWEC2016.epw | parametric |  | NECB_Default | NECB_Default | NECB_Default | NECB_Default | NECB_Default | NECB_Default | NECB_Default | NECB_Default | NECB_Default | NECB_Default | NECB_Default | NECB_Default | NECB_Default | NECB_Default | NECB_Default | NECB_Default | NECB_Default | NECB_Default | NECB_Default | NECB_Default | NECB_Default | NECB_Default | NECB_Default | NECB_Default | NECB_Default | NECB_Default | NECB_Default | NECB_Default | NECB_Default | NECB_Default | NECB_Default | NECB_Default | NECB_Default | NECB_Default | NECB_Default | NECB_Default | NECB_Default | NECB_Default | NECB_Default | NECB_Default | NECB_Default | NECB_Default | NECB_Default | NECB_Default | NECB_Default | aws_batch | 834599497928 | btap_private_cli |  | TRUE | TRUE |  |  | 49.1867 | 6.3795 | 85.2197 | 211.781 | 4013.58 | 2697.9741 | 10.9 | SmallHotel |  |  | 0 | SmallHotel | 4 |  | 4 | BTAP1980TO2010 | 0.23215 | 11621.7287 | 0.39546 | 80.6715 | 63.0135 | 7.4757 | 320.9173 | 169.3611 | VANCOUVER | BRITISH COLUMBIA | 0.55207 | 34.7936 | 0 | 35.3457 | 5.5129 | 7.8056 | 0 | 13.3186 | 0 | 0.0081299 | 0 | 0 | 0.1948 | 0.05657 | 0 | 0.39247 | 0.024402 | 0.098127 | 0.69015 | 0.0075593 | 0.88495 | 0.29768 | 13.8318 | 66.9087 | 10.9 | 0.678 | [5 empty] | 0.363 | 0.568 | 4.09 |  | 0 | Vancouver Intl AP | CAN | 42 | 2797 | 49.195 | -123.184 | 4 | 2800 | BC | CAN_BC_Vancouver.Intl.AP.718920_CWEC2016.epw | 0.88496 | 6.3795 | 49.1867 | 13.7684 | 24.8934 | TRUE | TRUE | FALSE | FALSE | 11.3296 | 8.9597 | 0 | 0 | 0 | 0 | 1194.76 | 160.3432 | 13.2057 | 0.082359 | 4826.69 | 1.2458e-05 | 0.88495 | 1059.5 | 1059.5 | 104.25 | 104.25 |  | https://s3.console.aws.amazon.com/s3/buckets/834599497928?region=ca-central-1&prefix=phylroy.lopez/reference/reference/output/6a47b79c-c4bf-4bdc-93a3-c20195d00b4c/ | 1.0.002
852 |  | TRUE | 783 | 0 | 0 | 1404.9092 |  |  |  | 0.1 | 2021-09-22 20:16:21 +0000 | 438c2ebff | 0.2.14 | :adv_dx_units: NECB_Default :airloop_economizer_type: NECB_Default :algorithm_type: parametric :analysis_id: reference :analysis_name: reference :boiler_eff: NECB_Default :btap_batch_version: 1.0.002 :building_type: SmallHotel :chiller_type: NECB_Default :compute_environment: aws_batch :datapoint_id: 0d07569d-8067-4db6-ac13-45695a052e72 :daylighting_type: NECB_Default :dcv_type: NECB_Default :door_construction_cond: NECB_Default :ecm_system_name: NECB_Default :electrical_loads_scale: NECB_Default :enable_costing: true :epw_file: CAN_BC_Vancouver.Intl.AP.718920_CWEC2016.epw :erv_package: NECB_Default :ext_floor_cond: NECB_Default :ext_roof_cond: NECB_Default :ext_wall_cond: NECB_Default :fdwr_set: NECB_Default :fixed_wind_solar_trans: NECB_Default :fixed_window_cond: NECB_Default :furnace_eff: NECB_Default :glass_door_cond: NECB_Default :glass_door_solar_trans: NECB_Default :ground_floor_cond: NECB_Default :ground_roof_cond: NECB_Default :ground_wall_cond: NECB_Default :image_name: btap_private_cli :infiltration_scale: NECB_Default :lights_scale: NECB_Default :lights_type: NECB_Default :nv_delta_temp_in_out: NECB_Default :nv_opening_fraction: NECB_Default :nv_temp_out_min: NECB_Default :nv_type: NECB_Default :oa_scale: NECB_Default :occupancy_loads_scale: NECB_Default :output_meters: [] :output_variables: [] :overhead_door_cond: NECB_Default :primary_heating_fuel: Electricity :pv_ground_azimuth_angle: NECB_Default :pv_ground_module_description: NECB_Default :pv_ground_tilt_angle: NECB_Default :pv_ground_total_area_pv_panels_m2: NECB_Default :pv_ground_type: NECB_Default :rotation_degrees: NECB_Default :run_annual_simulation: true :s3_bucket: '834599497928' :scale_x: NECB_Default :scale_y: NECB_Default :scale_z: NECB_Default :shw_eff: NECB_Default :skylight_cond: NECB_Default :skylight_solar_trans: NECB_Default :srr_set: NECB_Default :template: BTAPPRE1980 | reference | reference | 0d07569d-8067-4db6-ac13-45695a052e72 | BTAPPRE1980 | SmallHotel | Electricity | Electricity | CAN_BC_Vancouver.Intl.AP.718920_CWEC2016.epw | parametric |  | NECB_Default | NECB_Default | NECB_Default | NECB_Default | NECB_Default | NECB_Default | NECB_Default | NECB_Default | NECB_Default | NECB_Default | NECB_Default | NECB_Default | NECB_Default | NECB_Default | NECB_Default | NECB_Default | NECB_Default | NECB_Default | NECB_Default | NECB_Default | NECB_Default | NECB_Default | NECB_Default | NECB_Default | NECB_Default | NECB_Default | NECB_Default | NECB_Default | NECB_Default | NECB_Default | NECB_Default | NECB_Default | NECB_Default | NECB_Default | NECB_Default | NECB_Default | NECB_Default | NECB_Default | NECB_Default | NECB_Default | NECB_Default | NECB_Default | NECB_Default | NECB_Default | NECB_Default | aws_batch | 834599497928 | btap_private_cli |  | TRUE | TRUE |  |  | 48.3858 | 6.5085 | 91.1281 | 173.9871 | 4013.58 | 2697.9741 | 10.9 | SmallHotel |  |  | 0 | SmallHotel | 4 |  | 4 | BTAPPRE1980 | 0.23215 | 11621.7287 | 0.39546 | 51.5787 | 63.0135 | 30.3055 | 281.2832 | 135.9901 | VANCOUVER | BRITISH COLUMBIA | 2.1224 | 0 | 0 | 2.1224 | 21.1938 | 0 | 0 | 21.1938 | 0 | 0.0079455 | 0 | 0 | 0.7489 | 0.060093 | 0 | 0.32806 | 0.024402 | 0.098127 | 0 | 0.0011511 | 0.7489 | 0.2291 | 71.4087 | 0 | 10.9 | 0.678 | [5 empty] | 0.363 | 0.994 | 4.09 |  | 0 | Vancouver Intl AP | CAN | 42 | 2797 | 49.195 | -123.184 | 4 | 2800 | BC | CAN_BC_Vancouver.Intl.AP.718920_CWEC2016.epw | 0.7489 | 6.5085 | 48.3858 | 13.7683 | 24.8934 | TRUE | TRUE | FALSE | FALSE | 11.3296 | 8.9597 | 0 | 2.5158 | 0.01569 | 919.52 | 0 | 160.3432 | 13.2057 | 0.082359 | 4826.69 | 1.2458e-05 | 0.7489 | 788.25 | 788.25 | 3.75 | 3.75 |  | https://s3.console.aws.amazon.com/s3/buckets/834599497928?region=ca-central-1&prefix=phylroy.lopez/reference/reference/output/0d07569d-8067-4db6-ac13-45695a052e72/ | 1.0.002
853 |  | TRUE | 896 | 0 | 0 | 1401.5946 |  |  |  | 0.1 | 2021-09-22 20:16:59 +0000 | 438c2ebff | 0.2.14 | :adv_dx_units: NECB_Default :airloop_economizer_type: NECB_Default :algorithm_type: parametric :analysis_id: reference :analysis_name: reference :boiler_eff: NECB_Default :btap_batch_version: 1.0.002 :building_type: SmallHotel :chiller_type: NECB_Default :compute_environment: aws_batch :datapoint_id: 197c3ec5-a570-4d71-81db-90f0a3c4efde :daylighting_type: NECB_Default :dcv_type: NECB_Default :door_construction_cond: NECB_Default :ecm_system_name: NECB_Default :electrical_loads_scale: NECB_Default :enable_costing: true :epw_file: CAN_ON_Toronto.Pearson.Intl.AP.716240_CWEC2016.epw :erv_package: NECB_Default :ext_floor_cond: NECB_Default :ext_roof_cond: NECB_Default :ext_wall_cond: NECB_Default :fdwr_set: NECB_Default :fixed_wind_solar_trans: NECB_Default :fixed_window_cond: NECB_Default :furnace_eff: NECB_Default :glass_door_cond: NECB_Default :glass_door_solar_trans: NECB_Default :ground_floor_cond: NECB_Default :ground_roof_cond: NECB_Default :ground_wall_cond: NECB_Default :image_name: btap_private_cli :infiltration_scale: NECB_Default :lights_scale: NECB_Default :lights_type: NECB_Default :nv_delta_temp_in_out: NECB_Default :nv_opening_fraction: NECB_Default :nv_temp_out_min: NECB_Default :nv_type: NECB_Default :oa_scale: NECB_Default :occupancy_loads_scale: NECB_Default :output_meters: [] :output_variables: [] :overhead_door_cond: NECB_Default :primary_heating_fuel: Electricity :pv_ground_azimuth_angle: NECB_Default :pv_ground_module_description: NECB_Default :pv_ground_tilt_angle: NECB_Default :pv_ground_total_area_pv_panels_m2: NECB_Default :pv_ground_type: NECB_Default :rotation_degrees: NECB_Default :run_annual_simulation: true :s3_bucket: '834599497928' :scale_x: NECB_Default :scale_y: NECB_Default :scale_z: NECB_Default :shw_eff: NECB_Default :skylight_cond: NECB_Default :skylight_solar_trans: NECB_Default :srr_set: NECB_Default :template: NECB2011 | reference | reference | 197c3ec5-a570-4d71-81db-90f0a3c4efde | NECB2011 | SmallHotel | Electricity | Electricity | CAN_ON_Toronto.Pearson.Intl.AP.716240_CWEC2016.epw | parametric |  | NECB_Default | NECB_Default | NECB_Default | NECB_Default | NECB_Default | NECB_Default | NECB_Default | NECB_Default | NECB_Default | NECB_Default | NECB_Default | NECB_Default | NECB_Default | NECB_Default | NECB_Default | NECB_Default | NECB_Default | NECB_Default | NECB_Default | NECB_Default | NECB_Default | NECB_Default | NECB_Default | NECB_Default | NECB_Default | NECB_Default | NECB_Default | NECB_Default | NECB_Default | NECB_Default | NECB_Default | NECB_Default | NECB_Default | NECB_Default | NECB_Default | NECB_Default | NECB_Default | NECB_Default | NECB_Default | NECB_Default | NECB_Default | NECB_Default | NECB_Default | NECB_Default | NECB_Default | aws_batch | 834599497928 | btap_private_cli |  | TRUE | TRUE |  |  | 59.5116 | 17.6641 | 77.7195 | 187.8373 | 4013.58 | 2697.9741 | 40 | SmallHotel |  |  | 5 | SmallHotel | 4 |  | 4 | NECB2011 | 0.23215 | 11621.7287 | 78.1807 | 54.5306 | 70.9898 | 30.4021 | 415.7099 | 181.6066 | TORONTO | ONTARIO | 4.4377 | 0 | 0 | 4.4377 | 35.5549 | 0 | 0 | 35.5549 | 0 | 0.059353 | 0 | 0 | 0.79898 | 0.098902 | 0 | 0.27979 | 0.024402 | 0.098127 | 0 | 0.0022623 | 0.79898 | 0.23591 | 84.0786 | 0 | 40 | 0.757 | [5 empty] | 0.183 | 0.278 | 2.2 | 2.2 | 5 | Toronto Pearson Intl AP | CAN | 382 | 3615 | 43.677 | -79.631 | 5 | 3890 | ON | CAN_ON_Toronto.Pearson.Intl.AP.716240_CWEC2016.epw | 0.79899 | 17.6641 | 59.5116 | 19.9057 | 21.676 | TRUE | FALSE | FALSE | FALSE | 13.2659 | 10.7102 | 0 | 2.5905 | 0.016156 | 946.84 | 0 | 160.3432 | 13.2057 | 0.082359 | 4826.69 | 0.00024168 | 0.79898 | 2281.25 | 2269.5 | 28.75 | 27.5 |  | https://s3.console.aws.amazon.com/s3/buckets/834599497928?region=ca-central-1&prefix=phylroy.lopez/reference/reference/output/197c3ec5-a570-4d71-81db-90f0a3c4efde/ | 1.0.002
854 |  | TRUE | 865 | 0 | 0 | 1403.6987 |  |  |  | 0.1 | 2021-09-22 20:16:28 +0000 | 438c2ebff | 0.2.14 | :adv_dx_units: NECB_Default :airloop_economizer_type: NECB_Default :algorithm_type: parametric :analysis_id: reference :analysis_name: reference :boiler_eff: NECB_Default :btap_batch_version: 1.0.002 :building_type: SmallHotel :chiller_type: NECB_Default :compute_environment: aws_batch :datapoint_id: 15832d3f-5ff0-46a1-981d-f0515c1a5e2d :daylighting_type: NECB_Default :dcv_type: NECB_Default :door_construction_cond: NECB_Default :ecm_system_name: NECB_Default :electrical_loads_scale: NECB_Default :enable_costing: true :epw_file: CAN_ON_Toronto.Pearson.Intl.AP.716240_CWEC2016.epw :erv_package: NECB_Default :ext_floor_cond: NECB_Default :ext_roof_cond: NECB_Default :ext_wall_cond: NECB_Default :fdwr_set: NECB_Default :fixed_wind_solar_trans: NECB_Default :fixed_window_cond: NECB_Default :furnace_eff: NECB_Default :glass_door_cond: NECB_Default :glass_door_solar_trans: NECB_Default :ground_floor_cond: NECB_Default :ground_roof_cond: NECB_Default :ground_wall_cond: NECB_Default :image_name: btap_private_cli :infiltration_scale: NECB_Default :lights_scale: NECB_Default :lights_type: NECB_Default :nv_delta_temp_in_out: NECB_Default :nv_opening_fraction: NECB_Default :nv_temp_out_min: NECB_Default :nv_type: NECB_Default :oa_scale: NECB_Default :occupancy_loads_scale: NECB_Default :output_meters: [] :output_variables: [] :overhead_door_cond: NECB_Default :primary_heating_fuel: Electricity :pv_ground_azimuth_angle: NECB_Default :pv_ground_module_description: NECB_Default :pv_ground_tilt_angle: NECB_Default :pv_ground_total_area_pv_panels_m2: NECB_Default :pv_ground_type: NECB_Default :rotation_degrees: NECB_Default :run_annual_simulation: true :s3_bucket: '834599497928' :scale_x: NECB_Default :scale_y: NECB_Default :scale_z: NECB_Default :shw_eff: NECB_Default :skylight_cond: NECB_Default :skylight_solar_trans: NECB_Default :srr_set: NECB_Default :template: BTAP1980TO2010 | reference | reference | 15832d3f-5ff0-46a1-981d-f0515c1a5e2d | BTAP1980TO2010 | SmallHotel | Electricity | Electricity | CAN_ON_Toronto.Pearson.Intl.AP.716240_CWEC2016.epw | parametric |  | NECB_Default | NECB_Default | NECB_Default | NECB_Default | NECB_Default | NECB_Default | NECB_Default | NECB_Default | NECB_Default | NECB_Default | NECB_Default | NECB_Default | NECB_Default | NECB_Default | NECB_Default | NECB_Default | NECB_Default | NECB_Default | NECB_Default | NECB_Default | NECB_Default | NECB_Default | NECB_Default | NECB_Default | NECB_Default | NECB_Default | NECB_Default | NECB_Default | NECB_Default | NECB_Default | NECB_Default | NECB_Default | NECB_Default | NECB_Default | NECB_Default | NECB_Default | NECB_Default | NECB_Default | NECB_Default | NECB_Default | NECB_Default | NECB_Default | NECB_Default | NECB_Default | NECB_Default | aws_batch | 834599497928 | btap_private_cli |  | TRUE | TRUE |  |  | 98.8425 | 21.2176 | 129.3774 | 226.94 | 4013.58 | 2697.9741 | 10.9 | SmallHotel |  |  | 0 | SmallHotel | 4 |  | 4 | BTAP1980TO2010 | 0.23215 | 11621.7287 | 0.43143 | 73.3577 | 70.9898 | 30.4021 | 320.2447 | 145.0636 | TORONTO | ONTARIO | 5.2186 | 0 | 0 | 5.2186 | 41.8114 | 0 | 0 | 41.8114 | 0 | 0.034034 | 0 | 0 | 0.93958 | 0.079841 | 0 | 0.46576 | 0.024402 | 0.098127 | 0 | 0.0014451 | 0.93958 | 0.2359 | 120.9775 | 0 | 10.9 | 0.678 | [5 empty] | 0.296 | 0.682 | 3.35 |  | 0 | Toronto Pearson Intl AP | CAN | 382 | 3615 | 43.677 | -79.631 | 5 | 3890 | ON | CAN_ON_Toronto.Pearson.Intl.AP.716240_CWEC2016.epw | 0.93958 | 21.2176 | 98.8425 | 19.9057 | 21.676 | TRUE | FALSE | FALSE | FALSE | 13.2659 | 10.7102 | 0 | 2.5905 | 0.016156 | 946.82 | 0 | 160.3432 | 13.2057 | 0.082359 | 4826.69 | 6.9763e-05 | 0.93958 | 1417.75 | 1415.75 | 10.5 | 10.5 |  | https://s3.console.aws.amazon.com/s3/buckets/834599497928?region=ca-central-1&prefix=phylroy.lopez/reference/reference/output/15832d3f-5ff0-46a1-981d-f0515c1a5e2d/ | 1.0.002
855 |  | TRUE | 830 | 0 | 0 | 1405.6167 |  |  |  | 0.1 | 2021-09-22 20:16:43 +0000 | 438c2ebff | 0.2.14 | :adv_dx_units: NECB_Default :airloop_economizer_type: NECB_Default :algorithm_type: parametric :analysis_id: reference :analysis_name: reference :boiler_eff: NECB_Default :btap_batch_version: 1.0.002 :building_type: SmallHotel :chiller_type: NECB_Default :compute_environment: aws_batch :datapoint_id: cc59b890-1e32-48b5-985b-e0491ee770d0 :daylighting_type: NECB_Default :dcv_type: NECB_Default :door_construction_cond: NECB_Default :ecm_system_name: NECB_Default :electrical_loads_scale: NECB_Default :enable_costing: true :epw_file: CAN_AB_Edmonton.Intl.AP.711230_CWEC2016.epw :erv_package: NECB_Default :ext_floor_cond: NECB_Default :ext_roof_cond: NECB_Default :ext_wall_cond: NECB_Default :fdwr_set: NECB_Default :fixed_wind_solar_trans: NECB_Default :fixed_window_cond: NECB_Default :furnace_eff: NECB_Default :glass_door_cond: NECB_Default :glass_door_solar_trans: NECB_Default :ground_floor_cond: NECB_Default :ground_roof_cond: NECB_Default :ground_wall_cond: NECB_Default :image_name: btap_private_cli :infiltration_scale: NECB_Default :lights_scale: NECB_Default :lights_type: NECB_Default :nv_delta_temp_in_out: NECB_Default :nv_opening_fraction: NECB_Default :nv_temp_out_min: NECB_Default :nv_type: NECB_Default :oa_scale: NECB_Default :occupancy_loads_scale: NECB_Default :output_meters: [] :output_variables: [] :overhead_door_cond: NECB_Default :primary_heating_fuel: Electricity :pv_ground_azimuth_angle: NECB_Default :pv_ground_module_description: NECB_Default :pv_ground_tilt_angle: NECB_Default :pv_ground_total_area_pv_panels_m2: NECB_Default :pv_ground_type: NECB_Default :rotation_degrees: NECB_Default :run_annual_simulation: true :s3_bucket: '834599497928' :scale_x: NECB_Default :scale_y: NECB_Default :scale_z: NECB_Default :shw_eff: NECB_Default :skylight_cond: NECB_Default :skylight_solar_trans: NECB_Default :srr_set: NECB_Default :template: BTAPPRE1980 | reference | reference | cc59b890-1e32-48b5-985b-e0491ee770d0 | BTAPPRE1980 | SmallHotel | Electricity | Electricity | CAN_AB_Edmonton.Intl.AP.711230_CWEC2016.epw | parametric |  | NECB_Default | NECB_Default | NECB_Default | NECB_Default | NECB_Default | NECB_Default | NECB_Default | NECB_Default | NECB_Default | NECB_Default | NECB_Default | NECB_Default | NECB_Default | NECB_Default | NECB_Default | NECB_Default | NECB_Default | NECB_Default | NECB_Default | NECB_Default | NECB_Default | NECB_Default | NECB_Default | NECB_Default | NECB_Default | NECB_Default | NECB_Default | NECB_Default | NECB_Default | NECB_Default | NECB_Default | NECB_Default | NECB_Default | NECB_Default | NECB_Default | NECB_Default | NECB_Default | NECB_Default | NECB_Default | NECB_Default | NECB_Default | NECB_Default | NECB_Default | NECB_Default | NECB_Default | aws_batch | 834599497928 | btap_private_cli |  | TRUE | TRUE |  |  | 89.0257 | 7.7577 | 159.9777 | 259.123 | 4013.58 | 2697.9741 | 10.9 | SmallHotel |  |  | 0 | SmallHotel | 4 |  | 4 | BTAPPRE1980 | 0.23215 | 11621.7287 | 0.37425 | 59.1663 | 70.336 | 30.2845 | 300.5551 | 140.3941 | EDMONTON | ALBERTA | 231.6138 | 0 | 0 | 231.6138 | 21.9522 | 0 | 0 | 21.9522 | 0 | 0.0097095 | 0 | 0 | 1.0554 | 0.077993 | 0 | 0.57592 | 0.024402 | 0.098127 | 0 | 0.0011735 | 1.0554 | 0.26805 | 112.465 | 0 | 10.9 | 0.678 | [5 empty] | 0.227 | 0.772 | 2.95 |  | 0 | Edmonton Intl AP | CAN | 23 | 5588 | 53.31 | -113.579 | 7a | 5120 | AB | CAN_AB_Edmonton.Intl.AP.711230_CWEC2016.epw | 1.0554 | 7.7577 | 89.0257 | 13.8954 | 20.2805 | TRUE | TRUE | FALSE | FALSE | 11.9094 | 20.7675 | 0 | 2.9434 | 0.018357 | 1075.83 | 0 | 160.3432 | 13.2057 | 0.082359 | 4826.69 | 1.7441e-05 | 1.0554 | 1236.75 | 1235.5 | 59 | 59 |  | https://s3.console.aws.amazon.com/s3/buckets/834599497928?region=ca-central-1&prefix=phylroy.lopez/reference/reference/output/cc59b890-1e32-48b5-985b-e0491ee770d0/ | 1.0.002
856 |  | TRUE | 275 | 0 | 0 | 1407.6495 |  |  |  | 0.1 | 2021-09-22 20:18:25 +0000 | 438c2ebff | 0.2.14 | :adv_dx_units: NECB_Default :airloop_economizer_type: NECB_Default :algorithm_type: parametric :analysis_id: reference :analysis_name: reference :boiler_eff: NECB_Default :btap_batch_version: 1.0.002 :building_type: LargeOffice :chiller_type: NECB_Default :compute_environment: aws_batch :datapoint_id: 6e858ddd-dcfb-4eb8-8256-877b72000247 :daylighting_type: NECB_Default :dcv_type: NECB_Default :door_construction_cond: NECB_Default :ecm_system_name: NECB_Default :electrical_loads_scale: NECB_Default :enable_costing: true :epw_file: CAN_QC_Montreal-Trudeau.Intl.AP.716270_CWEC2016.epw :erv_package: NECB_Default :ext_floor_cond: NECB_Default :ext_roof_cond: NECB_Default :ext_wall_cond: NECB_Default :fdwr_set: NECB_Default :fixed_wind_solar_trans: NECB_Default :fixed_window_cond: NECB_Default :furnace_eff: NECB_Default :glass_door_cond: NECB_Default :glass_door_solar_trans: NECB_Default :ground_floor_cond: NECB_Default :ground_roof_cond: NECB_Default :ground_wall_cond: NECB_Default :image_name: btap_private_cli :infiltration_scale: NECB_Default :lights_scale: NECB_Default :lights_type: NECB_Default :nv_delta_temp_in_out: NECB_Default :nv_opening_fraction: NECB_Default :nv_temp_out_min: NECB_Default :nv_type: NECB_Default :oa_scale: NECB_Default :occupancy_loads_scale: NECB_Default :output_meters: [] :output_variables: [] :overhead_door_cond: NECB_Default :primary_heating_fuel: NaturalGas :pv_ground_azimuth_angle: NECB_Default :pv_ground_module_description: NECB_Default :pv_ground_tilt_angle: NECB_Default :pv_ground_total_area_pv_panels_m2: NECB_Default :pv_ground_type: NECB_Default :rotation_degrees: NECB_Default :run_annual_simulation: true :s3_bucket: '834599497928' :scale_x: NECB_Default :scale_y: NECB_Default :scale_z: NECB_Default :shw_eff: NECB_Default :skylight_cond: NECB_Default :skylight_solar_trans: NECB_Default :srr_set: NECB_Default :template: NECB2017 | reference | reference | 6e858ddd-dcfb-4eb8-8256-877b72000247 | NECB2017 | LargeOffice | NaturalGas | Natural Gas | CAN_QC_Montreal-Trudeau.Intl.AP.716270_CWEC2016.epw | parametric |  | NECB_Default | NECB_Default | NECB_Default | NECB_Default | NECB_Default | NECB_Default | NECB_Default | NECB_Default | NECB_Default | NECB_Default | NECB_Default | NECB_Default | NECB_Default | NECB_Default | NECB_Default | NECB_Default | NECB_Default | NECB_Default | NECB_Default | NECB_Default | NECB_Default | NECB_Default | NECB_Default | NECB_Default | NECB_Default | NECB_Default | NECB_Default | NECB_Default | NECB_Default | NECB_Default | NECB_Default | NECB_Default | NECB_Default | NECB_Default | NECB_Default | NECB_Default | NECB_Default | NECB_Default | NECB_Default | NECB_Default | NECB_Default | NECB_Default | NECB_Default | NECB_Default | NECB_Default | aws_batch | 834599497928 | btap_private_cli |  | TRUE | TRUE |  |  | 52.8511 | 10.189 | 13.847 | 61.5459 | 46320.38 | 15152.6411 | 37.3 | LargeOffice |  |  | 0 | LargeOffice | 12 |  | 13 | NECB2017 | 0.085057 | 178146.0371 | 29.4848 | 43.0136 | 64.9437 | 1.9368 | 264.9065 | 125.5276 | MONTREAL | QUEBEC | 0.1196 | 5.7439 | 0 | 5.8635 | 7.6175 | 1.5046 | 0 | 9.122 | 0 | 0.02603 | 0 | 0 | 0.30778 | 0.062503 | 0.019896 | 0.066984 | 0.09479 | 0.08574 | 0.11627 | 0.016759 | 0.42405 | 0.049289 | 36.6712 | 55.8765 | 37.3 | 0.757 |  | 0.284 |  |  |  | 0.156 | 0.247 | 1.9 |  | 0 | Montreal-Trudeau Intl AP | CAN | 323 | 4090 | 45.471 | -73.741 | 6 | 4400 | QC | CAN_QC_Montreal-Trudeau.Intl.AP.716270_CWEC2016.epw | 0.42405 | 10.189 | 52.8511 | 21.7465 | 21.3687 | TRUE | TRUE | TRUE | FALSE | 14.3556 | 14.1617 | 0 | 0 | 0 | 0 | 2283.09 | 2192.0411 | 25.4096 | 0.011592 | 9287.2 | 0.0020581 | 0.42405 | 180 | 157.67 | 241.83 | 240.67 |  | https://s3.console.aws.amazon.com/s3/buckets/834599497928?region=ca-central-1&prefix=phylroy.lopez/reference/reference/output/6e858ddd-dcfb-4eb8-8256-877b72000247/ | 1.0.002
857 |  | TRUE | 730 | 2 | 0 | 1395.3153 |  |  |  | 0.1 | 2021-09-22 20:17:26 +0000 | 438c2ebff | 0.2.14 | :adv_dx_units: NECB_Default :airloop_economizer_type: NECB_Default :algorithm_type: parametric :analysis_id: reference :analysis_name: reference :boiler_eff: NECB_Default :btap_batch_version: 1.0.002 :building_type: LargeHotel :chiller_type: NECB_Default :compute_environment: aws_batch :datapoint_id: 32fd2063-0d48-4507-958a-c4682bb9493c :daylighting_type: NECB_Default :dcv_type: NECB_Default :door_construction_cond: NECB_Default :ecm_system_name: NECB_Default :electrical_loads_scale: NECB_Default :enable_costing: true :epw_file: CAN_ON_Toronto.Pearson.Intl.AP.716240_CWEC2016.epw :erv_package: NECB_Default :ext_floor_cond: NECB_Default :ext_roof_cond: NECB_Default :ext_wall_cond: NECB_Default :fdwr_set: NECB_Default :fixed_wind_solar_trans: NECB_Default :fixed_window_cond: NECB_Default :furnace_eff: NECB_Default :glass_door_cond: NECB_Default :glass_door_solar_trans: NECB_Default :ground_floor_cond: NECB_Default :ground_roof_cond: NECB_Default :ground_wall_cond: NECB_Default :image_name: btap_private_cli :infiltration_scale: NECB_Default :lights_scale: NECB_Default :lights_type: NECB_Default :nv_delta_temp_in_out: NECB_Default :nv_opening_fraction: NECB_Default :nv_temp_out_min: NECB_Default :nv_type: NECB_Default :oa_scale: NECB_Default :occupancy_loads_scale: NECB_Default :output_meters: [] :output_variables: [] :overhead_door_cond: NECB_Default :primary_heating_fuel: NaturalGas :pv_ground_azimuth_angle: NECB_Default :pv_ground_module_description: NECB_Default :pv_ground_tilt_angle: NECB_Default :pv_ground_total_area_pv_panels_m2: NECB_Default :pv_ground_type: NECB_Default :rotation_degrees: NECB_Default :run_annual_simulation: true :s3_bucket: '834599497928' :scale_x: NECB_Default :scale_y: NECB_Default :scale_z: NECB_Default :shw_eff: NECB_Default :skylight_cond: NECB_Default :skylight_solar_trans: NECB_Default :srr_set: NECB_Default :template: NECB2017 | reference | reference | 32fd2063-0d48-4507-958a-c4682bb9493c | NECB2017 | LargeHotel | NaturalGas | Natural Gas | CAN_ON_Toronto.Pearson.Intl.AP.716240_CWEC2016.epw | parametric |  | NECB_Default | NECB_Default | NECB_Default | NECB_Default | NECB_Default | NECB_Default | NECB_Default | NECB_Default | NECB_Default | NECB_Default | NECB_Default | NECB_Default | NECB_Default | NECB_Default | NECB_Default | NECB_Default | NECB_Default | NECB_Default | NECB_Default | NECB_Default | NECB_Default | NECB_Default | NECB_Default | NECB_Default | NECB_Default | NECB_Default | NECB_Default | NECB_Default | NECB_Default | NECB_Default | NECB_Default | NECB_Default | NECB_Default | NECB_Default | NECB_Default | NECB_Default | NECB_Default | NECB_Default | NECB_Default | NECB_Default | NECB_Default | NECB_Default | NECB_Default | NECB_Default | NECB_Default | aws_batch | 834599497928 | btap_private_cli |  | TRUE | TRUE |  |  | 62.5518 | 15.3362 | 47.7838 | 150.7914 | 11345.38 | 6004.6889 | 40 | LargeHotel |  |  | 2 | LargeHotel | 6 |  | 7 | NECB2017 | 0.17066 | 35185.0517 | 64.2526 | 80.1235 | 71.3348 | 4.2949 | 339.7292 | 119.7234 | TORONTO | ONTARIO | 1.6099 | 19.5679 | 0 | 21.1779 | 12.8986 | 3.4528 | 0 | 16.3514 | 0 | 0.051848 | 0 | 0 | 0.28986 | 0.086227 | 0.012788 | 0.2348 | 0.02416 | 0.10518 | 0.39596 | 0.0088159 | 0.68582 | 0.16116 | 26.4081 | 72.2988 | 40 | 0.757 |  | 0.379 |  |  |  | 0.156 | 0.278 | 1.9 | 1.9 | 2 | Toronto Pearson Intl AP | CAN | 382 | 3615 | 43.677 | -79.631 | 5 | 3890 | ON | CAN_ON_Toronto.Pearson.Intl.AP.716240_CWEC2016.epw | 0.68581 | 15.3362 | 62.5518 | 27.0836 | 29.1269 | TRUE | TRUE | FALSE | FALSE | 15.5929 | 17.6764 | 0 | 0 | 0 | 0 | 1828.44 | 514.2133 | 19.4879 | 0.037899 | 7122.84 | 0.00083999 | 0.68582 | 854.67 | 836.67 | 218.33 | 183.83 |  | https://s3.console.aws.amazon.com/s3/buckets/834599497928?region=ca-central-1&prefix=phylroy.lopez/reference/reference/output/32fd2063-0d48-4507-958a-c4682bb9493c/ | 1.0.002
858 |  | TRUE | 817 | 0 | 0 | 1406.4059 |  |  |  | 0.1 | 2021-09-22 20:16:49 +0000 | 438c2ebff | 0.2.14 | :adv_dx_units: NECB_Default :airloop_economizer_type: NECB_Default :algorithm_type: parametric :analysis_id: reference :analysis_name: reference :boiler_eff: NECB_Default :btap_batch_version: 1.0.002 :building_type: SmallHotel :chiller_type: NECB_Default :compute_environment: aws_batch :datapoint_id: 1f668c42-a614-4eda-8d63-d4c6c25ddcaf :daylighting_type: NECB_Default :dcv_type: NECB_Default :door_construction_cond: NECB_Default :ecm_system_name: NECB_Default :electrical_loads_scale: NECB_Default :enable_costing: true :epw_file: CAN_AB_Calgary.Intl.AP.718770_CWEC2016.epw :erv_package: NECB_Default :ext_floor_cond: NECB_Default :ext_roof_cond: NECB_Default :ext_wall_cond: NECB_Default :fdwr_set: NECB_Default :fixed_wind_solar_trans: NECB_Default :fixed_window_cond: NECB_Default :furnace_eff: NECB_Default :glass_door_cond: NECB_Default :glass_door_solar_trans: NECB_Default :ground_floor_cond: NECB_Default :ground_roof_cond: NECB_Default :ground_wall_cond: NECB_Default :image_name: btap_private_cli :infiltration_scale: NECB_Default :lights_scale: NECB_Default :lights_type: NECB_Default :nv_delta_temp_in_out: NECB_Default :nv_opening_fraction: NECB_Default :nv_temp_out_min: NECB_Default :nv_type: NECB_Default :oa_scale: NECB_Default :occupancy_loads_scale: NECB_Default :output_meters: [] :output_variables: [] :overhead_door_cond: NECB_Default :primary_heating_fuel: Electricity :pv_ground_azimuth_angle: NECB_Default :pv_ground_module_description: NECB_Default :pv_ground_tilt_angle: NECB_Default :pv_ground_total_area_pv_panels_m2: NECB_Default :pv_ground_type: NECB_Default :rotation_degrees: NECB_Default :run_annual_simulation: true :s3_bucket: '834599497928' :scale_x: NECB_Default :scale_y: NECB_Default :scale_z: NECB_Default :shw_eff: NECB_Default :skylight_cond: NECB_Default :skylight_solar_trans: NECB_Default :srr_set: NECB_Default :template: BTAP1980TO2010 | reference | reference | 1f668c42-a614-4eda-8d63-d4c6c25ddcaf | BTAP1980TO2010 | SmallHotel | Electricity | Electricity | CAN_AB_Calgary.Intl.AP.718770_CWEC2016.epw | parametric |  | NECB_Default | NECB_Default | NECB_Default | NECB_Default | NECB_Default | NECB_Default | NECB_Default | NECB_Default | NECB_Default | NECB_Default | NECB_Default | NECB_Default | NECB_Default | NECB_Default | NECB_Default | NECB_Default | NECB_Default | NECB_Default | NECB_Default | NECB_Default | NECB_Default | NECB_Default | NECB_Default | NECB_Default | NECB_Default | NECB_Default | NECB_Default | NECB_Default | NECB_Default | NECB_Default | NECB_Default | NECB_Default | NECB_Default | NECB_Default | NECB_Default | NECB_Default | NECB_Default | NECB_Default | NECB_Default | NECB_Default | NECB_Default | NECB_Default | NECB_Default | NECB_Default | NECB_Default | aws_batch | 834599497928 | btap_private_cli |  | TRUE | TRUE |  |  | 79.0243 | 10.8227 | 123.7272 | 218.7781 | 4013.58 | 2697.9741 | 10.9 | SmallHotel |  |  | 0 | SmallHotel | 4 |  | 4 | BTAP1980TO2010 | 0.23215 | 11621.7287 | 0.37554 | 56.9474 | 67.7078 | 30.3292 | 294.9375 | 139.5775 | CALGARY | ALBERTA | 199.7404 | 0 | 0 | 199.7404 | 18.9312 | 0 | 0 | 18.9312 | 0 | 0.011817 | 0 | 0 | 0.91015 | 0.072833 | 0 | 0.44542 | 0.024402 | 0.098127 | 0 | 0.0011635 | 0.91015 | 0.25637 | 104.8249 | 0 | 10.9 | 0.678 | [5 empty] | 0.227 | 0.346 | 2.95 |  | 0 | Calgary Intl AP | CAN | 64 | 4781 | 51.114 | -114.02 | 7a | 5000 | AB | CAN_AB_Calgary.Intl.AP.718770_CWEC2016.epw | 0.91016 | 10.8227 | 79.0243 | 13.603 | 22.2858 | TRUE | TRUE | FALSE | FALSE | 12.8466 | 18.4322 | 0 | 2.8152 | 0.017557 | 1028.95 | 0 | 160.3432 | 13.2057 | 0.082359 | 4826.69 | 2.2424e-05 | 0.91015 | 1777.75 | 1776.25 | 28.5 | 28.5 |  | https://s3.console.aws.amazon.com/s3/buckets/834599497928?region=ca-central-1&prefix=phylroy.lopez/reference/reference/output/1f668c42-a614-4eda-8d63-d4c6c25ddcaf/ | 1.0.002
859 |  | TRUE | 833 | 0 | 0 | 1406.6388 |  |  |  | 0.1 | 2021-09-22 20:16:53 +0000 | 438c2ebff | 0.2.14 | :adv_dx_units: NECB_Default :airloop_economizer_type: NECB_Default :algorithm_type: parametric :analysis_id: reference :analysis_name: reference :boiler_eff: NECB_Default :btap_batch_version: 1.0.002 :building_type: SmallHotel :chiller_type: NECB_Default :compute_environment: aws_batch :datapoint_id: 544de24a-42f3-46ce-a69a-c67abbcadb75 :daylighting_type: NECB_Default :dcv_type: NECB_Default :door_construction_cond: NECB_Default :ecm_system_name: NECB_Default :electrical_loads_scale: NECB_Default :enable_costing: true :epw_file: CAN_YT_Whitehorse.Intl.AP.719640_CWEC2016.epw :erv_package: NECB_Default :ext_floor_cond: NECB_Default :ext_roof_cond: NECB_Default :ext_wall_cond: NECB_Default :fdwr_set: NECB_Default :fixed_wind_solar_trans: NECB_Default :fixed_window_cond: NECB_Default :furnace_eff: NECB_Default :glass_door_cond: NECB_Default :glass_door_solar_trans: NECB_Default :ground_floor_cond: NECB_Default :ground_roof_cond: NECB_Default :ground_wall_cond: NECB_Default :image_name: btap_private_cli :infiltration_scale: NECB_Default :lights_scale: NECB_Default :lights_type: NECB_Default :nv_delta_temp_in_out: NECB_Default :nv_opening_fraction: NECB_Default :nv_temp_out_min: NECB_Default :nv_type: NECB_Default :oa_scale: NECB_Default :occupancy_loads_scale: NECB_Default :output_meters: [] :output_variables: [] :overhead_door_cond: NECB_Default :primary_heating_fuel: Electricity :pv_ground_azimuth_angle: NECB_Default :pv_ground_module_description: NECB_Default :pv_ground_tilt_angle: NECB_Default :pv_ground_total_area_pv_panels_m2: NECB_Default :pv_ground_type: NECB_Default :rotation_degrees: NECB_Default :run_annual_simulation: true :s3_bucket: '834599497928' :scale_x: NECB_Default :scale_y: NECB_Default :scale_z: NECB_Default :shw_eff: NECB_Default :skylight_cond: NECB_Default :skylight_solar_trans: NECB_Default :srr_set: NECB_Default :template: BTAP1980TO2010 | reference | reference | 544de24a-42f3-46ce-a69a-c67abbcadb75 | BTAP1980TO2010 | SmallHotel | Electricity | Electricity | CAN_YT_Whitehorse.Intl.AP.719640_CWEC2016.epw | parametric |  | NECB_Default | NECB_Default | NECB_Default | NECB_Default | NECB_Default | NECB_Default | NECB_Default | NECB_Default | NECB_Default | NECB_Default | NECB_Default | NECB_Default | NECB_Default | NECB_Default | NECB_Default | NECB_Default | NECB_Default | NECB_Default | NECB_Default | NECB_Default | NECB_Default | NECB_Default | NECB_Default | NECB_Default | NECB_Default | NECB_Default | NECB_Default | NECB_Default | NECB_Default | NECB_Default | NECB_Default | NECB_Default | NECB_Default | NECB_Default | NECB_Default | NECB_Default | NECB_Default | NECB_Default | NECB_Default | NECB_Default | NECB_Default | NECB_Default | NECB_Default | NECB_Default | NECB_Default | aws_batch | 834599497928 | btap_private_cli |  | TRUE | TRUE |  |  | 75.0826 | 6.3476 | 179.2124 | 276.4635 | 4013.58 | 2697.9741 | 10.9 | SmallHotel |  |  | 0 | SmallHotel | 4 |  | 4 | BTAP1980TO2010 | 0.23215 | 11621.7287 | 0.28151 | 46.505 | 62.9217 | 29.9457 | 270.458 | 130.804 | WHITEHORSE | YUKON | 17.3861 | 0 | 0 | 17.3861 | 39.8164 | 0 | 0 | 39.8164 | 0 | 0.0053419 | 0 | 0 | 1.1178 | 0.063402 | 0 | 0.64517 | 0.024402 | 0.098127 | 0 | 0.0010963 | 1.1178 | 0.28026 | 94.9897 | 0 | 10.9 | 0.678 | [5 empty] | 0.227 | 0.346 | 2.95 |  | 0 | Whitehorse Intl AP | CAN | 5 | 6491 | 60.709 | -135.069 | 7b | 6580 | YT | CAN_YT_Whitehorse.Intl.AP.719640_CWEC2016.epw | 1.1178 | 6.3476 | 75.0826 | 16.375 | 16.5177 | TRUE | TRUE | FALSE | FALSE | 8.7335 | 22.9643 | 0 | 3.0776 | 0.019194 | 1124.85 | 0 | 160.3432 | 13.2057 | 0.082359 | 4826.69 | 7.4746e-06 | 1.1178 | 1415.25 | 1414.75 | 805.75 | 805.75 |  | https://s3.console.aws.amazon.com/s3/buckets/834599497928?region=ca-central-1&prefix=phylroy.lopez/reference/reference/output/544de24a-42f3-46ce-a69a-c67abbcadb75/ | 1.0.002
860 |  | TRUE | 445 | 0 | 0 | 618.3822 |  |  |  | 0.1 | 2021-09-22 20:17:42 +0000 | 438c2ebff | 0.2.14 | :adv_dx_units: NECB_Default :airloop_economizer_type: NECB_Default :algorithm_type: parametric :analysis_id: reference :analysis_name: reference :boiler_eff: NECB_Default :btap_batch_version: 1.0.002 :building_type: MidriseApartment :chiller_type: NECB_Default :compute_environment: aws_batch :datapoint_id: 92089b9a-ba6a-4d0e-84ae-16d77d76c1ef :daylighting_type: NECB_Default :dcv_type: NECB_Default :door_construction_cond: NECB_Default :ecm_system_name: NECB_Default :electrical_loads_scale: NECB_Default :enable_costing: true :epw_file: CAN_AB_Calgary.Intl.AP.718770_CWEC2016.epw :erv_package: NECB_Default :ext_floor_cond: NECB_Default :ext_roof_cond: NECB_Default :ext_wall_cond: NECB_Default :fdwr_set: NECB_Default :fixed_wind_solar_trans: NECB_Default :fixed_window_cond: NECB_Default :furnace_eff: NECB_Default :glass_door_cond: NECB_Default :glass_door_solar_trans: NECB_Default :ground_floor_cond: NECB_Default :ground_roof_cond: NECB_Default :ground_wall_cond: NECB_Default :image_name: btap_private_cli :infiltration_scale: NECB_Default :lights_scale: NECB_Default :lights_type: NECB_Default :nv_delta_temp_in_out: NECB_Default :nv_opening_fraction: NECB_Default :nv_temp_out_min: NECB_Default :nv_type: NECB_Default :oa_scale: NECB_Default :occupancy_loads_scale: NECB_Default :output_meters: [] :output_variables: [] :overhead_door_cond: NECB_Default :primary_heating_fuel: NaturalGas :pv_ground_azimuth_angle: NECB_Default :pv_ground_module_description: NECB_Default :pv_ground_tilt_angle: NECB_Default :pv_ground_total_area_pv_panels_m2: NECB_Default :pv_ground_type: NECB_Default :rotation_degrees: NECB_Default :run_annual_simulation: true :s3_bucket: '834599497928' :scale_x: NECB_Default :scale_y: NECB_Default :scale_z: NECB_Default :shw_eff: NECB_Default :skylight_cond: NECB_Default :skylight_solar_trans: NECB_Default :srr_set: NECB_Default :template: NECB2017 | reference | reference | 92089b9a-ba6a-4d0e-84ae-16d77d76c1ef | NECB2017 | MidriseApartment | NaturalGas | Natural Gas | CAN_AB_Calgary.Intl.AP.718770_CWEC2016.epw | parametric |  | NECB_Default | NECB_Default | NECB_Default | NECB_Default | NECB_Default | NECB_Default | NECB_Default | NECB_Default | NECB_Default | NECB_Default | NECB_Default | NECB_Default | NECB_Default | NECB_Default | NECB_Default | NECB_Default | NECB_Default | NECB_Default | NECB_Default | NECB_Default | NECB_Default | NECB_Default | NECB_Default | NECB_Default | NECB_Default | NECB_Default | NECB_Default | NECB_Default | NECB_Default | NECB_Default | NECB_Default | NECB_Default | NECB_Default | NECB_Default | NECB_Default | NECB_Default | NECB_Default | NECB_Default | NECB_Default | NECB_Default | NECB_Default | NECB_Default | NECB_Default | NECB_Default | NECB_Default | aws_batch | 834599497928 | btap_private_cli |  | TRUE | TRUE |  |  | 47.4753 | 13.5751 | 20.0876 | 130.6533 | 3134.61 | 2325.6934 | 33.3 | MidriseApartment |  |  | 2 | MidriseApartment | 4 |  | 4 | NECB2017 | 0.24343 | 9553.837 | 76.4465 | 81.2148 | 27.5171 | 6.8137 | 346.4361 | 154.444 | CALGARY | ALBERTA | 57.2075 | 16.781 | 0 | 73.9885 | 5.4221 | 1.1972 | 0 | 6.6193 | 0 | 0.060626 | 0 | 0 | 0.26067 | 0.069757 | 0.020092 | 0.081248 | 0.06121 | 0.041568 | 0.33255 | 0.0074204 | 0.59322 | 0.2513 | 22.854 | 56.7764 | 33.3 | 0.757 | [5 empty] | 0.138 | 0.21 | 1.9 | 1.9 | 2 | Calgary Intl AP | CAN | 64 | 4781 | 51.114 | -114.02 | 7a | 5000 | AB | CAN_AB_Calgary.Intl.AP.718770_CWEC2016.epw | 0.59322 | 13.5751 | 47.4753 | 12.7332 | 21.4005 | FALSE | FALSE | FALSE | FALSE | 12.4314 | 17.4714 | 0 | 0 | 0 | 0 | 787.73 | 130.2314 | 7.8118 | 0.059984 | 2855.21 | 0 | 0.59322 | 167 | 167 | 0 | 0 |  | https://s3.console.aws.amazon.com/s3/buckets/834599497928?region=ca-central-1&prefix=phylroy.lopez/reference/reference/output/92089b9a-ba6a-4d0e-84ae-16d77d76c1ef/ | 1.0.002
861 |  | TRUE | 832 | 0 | 0 | 1463.0355 |  |  |  | 0.1 | 2021-09-22 20:17:40 +0000 | 438c2ebff | 0.2.14 | :adv_dx_units: NECB_Default :airloop_economizer_type: NECB_Default :algorithm_type: parametric :analysis_id: reference :analysis_name: reference :boiler_eff: NECB_Default :btap_batch_version: 1.0.002 :building_type: SmallHotel :chiller_type: NECB_Default :compute_environment: aws_batch :datapoint_id: 7aec2692-1eb6-42f8-92cc-f9a32e85722f :daylighting_type: NECB_Default :dcv_type: NECB_Default :door_construction_cond: NECB_Default :ecm_system_name: NECB_Default :electrical_loads_scale: NECB_Default :enable_costing: true :epw_file: CAN_NS_Halifax.Dockyard.713280_CWEC2016.epw :erv_package: NECB_Default :ext_floor_cond: NECB_Default :ext_roof_cond: NECB_Default :ext_wall_cond: NECB_Default :fdwr_set: NECB_Default :fixed_wind_solar_trans: NECB_Default :fixed_window_cond: NECB_Default :furnace_eff: NECB_Default :glass_door_cond: NECB_Default :glass_door_solar_trans: NECB_Default :ground_floor_cond: NECB_Default :ground_roof_cond: NECB_Default :ground_wall_cond: NECB_Default :image_name: btap_private_cli :infiltration_scale: NECB_Default :lights_scale: NECB_Default :lights_type: NECB_Default :nv_delta_temp_in_out: NECB_Default :nv_opening_fraction: NECB_Default :nv_temp_out_min: NECB_Default :nv_type: NECB_Default :oa_scale: NECB_Default :occupancy_loads_scale: NECB_Default :output_meters: [] :output_variables: [] :overhead_door_cond: NECB_Default :primary_heating_fuel: NaturalGas :pv_ground_azimuth_angle: NECB_Default :pv_ground_module_description: NECB_Default :pv_ground_tilt_angle: NECB_Default :pv_ground_total_area_pv_panels_m2: NECB_Default :pv_ground_type: NECB_Default :rotation_degrees: NECB_Default :run_annual_simulation: true :s3_bucket: '834599497928' :scale_x: NECB_Default :scale_y: NECB_Default :scale_z: NECB_Default :shw_eff: NECB_Default :skylight_cond: NECB_Default :skylight_solar_trans: NECB_Default :srr_set: NECB_Default :template: NECB2011 | reference | reference | 7aec2692-1eb6-42f8-92cc-f9a32e85722f | NECB2011 | SmallHotel | NaturalGas | Natural Gas | CAN_NS_Halifax.Dockyard.713280_CWEC2016.epw | parametric |  | NECB_Default | NECB_Default | NECB_Default | NECB_Default | NECB_Default | NECB_Default | NECB_Default | NECB_Default | NECB_Default | NECB_Default | NECB_Default | NECB_Default | NECB_Default | NECB_Default | NECB_Default | NECB_Default | NECB_Default | NECB_Default | NECB_Default | NECB_Default | NECB_Default | NECB_Default | NECB_Default | NECB_Default | NECB_Default | NECB_Default | NECB_Default | NECB_Default | NECB_Default | NECB_Default | NECB_Default | NECB_Default | NECB_Default | NECB_Default | NECB_Default | NECB_Default | NECB_Default | NECB_Default | NECB_Default | NECB_Default | NECB_Default | NECB_Default | NECB_Default | NECB_Default | NECB_Default | aws_batch | 834599497928 | btap_private_cli |  | TRUE | TRUE |  |  | 57.1039 | 11.691 | 75.5435 | 215.9128 | 4013.58 | 2697.9741 | 40 | SmallHotel |  |  | 5 | SmallHotel | 4 |  | 4 | NECB2011 | 0.23215 | 11621.7287 | 67.8566 | 75.1255 | 68.6432 | 7.4417 | 418.4237 | 199.3567 | HALIFAX | NOVA SCOTIA | 53.669 | 31.6141 | 0 | 85.2831 | 10.5255 | 7.9797 | 0 | 18.5052 | 0 | 0.038365 | 0 | 0 | 0.26465 | 0.094634 | 0 | 0.32521 | 0.024402 | 0.098127 | 0.63533 | 0.0089621 | 0.89998 | 0.31012 | 21.8059 | 74.4105 | 40 | 0.757 | [5 empty] | 0.183 | 0.247 | 2.2 | 2.2 | 5 | Halifax Dockyard | CAN | 112 | 3647 | 44.655 | -63.577 | 6 | 4000 | NS | CAN_NS_Halifax.Dockyard.713280_CWEC2016.epw | 0.89998 | 11.691 | 57.1039 | 16.1379 | 22.84 | TRUE | FALSE | FALSE | FALSE | 8.6954 | 9.0445 | 0 | 0 | 0 | 0 | 1244.69 | 160.3432 | 13.2057 | 0.082359 | 4826.69 | 0.00016444 | 0.89998 | 1564.75 | 1555.75 | 52 | 52 |  | https://s3.console.aws.amazon.com/s3/buckets/834599497928?region=ca-central-1&prefix=phylroy.lopez/reference/reference/output/7aec2692-1eb6-42f8-92cc-f9a32e85722f/ | 1.0.002
862 |  | TRUE | 825 | 0 | 0 | 1459.0954 |  |  |  | 0.1 | 2021-09-22 20:18:06 +0000 | 438c2ebff | 0.2.14 | :adv_dx_units: NECB_Default :airloop_economizer_type: NECB_Default :algorithm_type: parametric :analysis_id: reference :analysis_name: reference :boiler_eff: NECB_Default :btap_batch_version: 1.0.002 :building_type: LargeHotel :chiller_type: NECB_Default :compute_environment: aws_batch :datapoint_id: cb34d487-fe8c-4c0e-9b2b-838b176e2fb5 :daylighting_type: NECB_Default :dcv_type: NECB_Default :door_construction_cond: NECB_Default :ecm_system_name: NECB_Default :electrical_loads_scale: NECB_Default :enable_costing: true :epw_file: CAN_BC_Vancouver.Intl.AP.718920_CWEC2016.epw :erv_package: NECB_Default :ext_floor_cond: NECB_Default :ext_roof_cond: NECB_Default :ext_wall_cond: NECB_Default :fdwr_set: NECB_Default :fixed_wind_solar_trans: NECB_Default :fixed_window_cond: NECB_Default :furnace_eff: NECB_Default :glass_door_cond: NECB_Default :glass_door_solar_trans: NECB_Default :ground_floor_cond: NECB_Default :ground_roof_cond: NECB_Default :ground_wall_cond: NECB_Default :image_name: btap_private_cli :infiltration_scale: NECB_Default :lights_scale: NECB_Default :lights_type: NECB_Default :nv_delta_temp_in_out: NECB_Default :nv_opening_fraction: NECB_Default :nv_temp_out_min: NECB_Default :nv_type: NECB_Default :oa_scale: NECB_Default :occupancy_loads_scale: NECB_Default :output_meters: [] :output_variables: [] :overhead_door_cond: NECB_Default :primary_heating_fuel: Electricity :pv_ground_azimuth_angle: NECB_Default :pv_ground_module_description: NECB_Default :pv_ground_tilt_angle: NECB_Default :pv_ground_total_area_pv_panels_m2: NECB_Default :pv_ground_type: NECB_Default :rotation_degrees: NECB_Default :run_annual_simulation: true :s3_bucket: '834599497928' :scale_x: NECB_Default :scale_y: NECB_Default :scale_z: NECB_Default :shw_eff: NECB_Default :skylight_cond: NECB_Default :skylight_solar_trans: NECB_Default :srr_set: NECB_Default :template: BTAPPRE1980 | reference | reference | cb34d487-fe8c-4c0e-9b2b-838b176e2fb5 | BTAPPRE1980 | LargeHotel | Electricity | Electricity | CAN_BC_Vancouver.Intl.AP.718920_CWEC2016.epw | parametric |  | NECB_Default | NECB_Default | NECB_Default | NECB_Default | NECB_Default | NECB_Default | NECB_Default | NECB_Default | NECB_Default | NECB_Default | NECB_Default | NECB_Default | NECB_Default | NECB_Default | NECB_Default | NECB_Default | NECB_Default | NECB_Default | NECB_Default | NECB_Default | NECB_Default | NECB_Default | NECB_Default | NECB_Default | NECB_Default | NECB_Default | NECB_Default | NECB_Default | NECB_Default | NECB_Default | NECB_Default | NECB_Default | NECB_Default | NECB_Default | NECB_Default | NECB_Default | NECB_Default | NECB_Default | NECB_Default | NECB_Default | NECB_Default | NECB_Default | NECB_Default | NECB_Default | NECB_Default | aws_batch | 834599497928 | btap_private_cli |  | TRUE | TRUE |  |  | 50.1655 | 9.8919 | 97.7392 | 171.2513 | 11345.38 | 6004.6889 | 27.6 | LargeHotel |  |  | 0 | LargeHotel | 6 |  | 7 | BTAPPRE1980 | 0.17066 | 35185.0517 | 0.92212 | 44.5964 | 63.2675 | 13.6785 | 207.2349 | 84.7703 | VANCOUVER | BRITISH COLUMBIA | 2.2095 | 0 | 0 | 2.2095 | 22.0637 | 0 | 0 | 22.0637 | 0 | 0.019263 | 0 | 0 | 0.77964 | 0.077545 | 0 | 0.35186 | 0.026731 | 0.1363 | 0 | 0.0037575 | 0.77964 | 0.16408 | 69.299 | 0 | 27.6 | 0.678 |  | 0.678 |  |  |  | 0.363 | 0.994 | 4.09 |  | 0 | Vancouver Intl AP | CAN | 42 | 2797 | 49.195 | -123.184 | 4 | 2800 | BC | CAN_BC_Vancouver.Intl.AP.718920_CWEC2016.epw | 0.77964 | 9.8919 | 50.1655 | 15.0146 | 32.3964 | TRUE | TRUE | FALSE | FALSE | 13.7631 | 12.9464 | 0 | 5.0931 | 0.0099012 | 1861.52 | 0 | 514.3909 | 27.1084 | 0.0527 | 9908.12 | 0.00010665 | 0.77964 | 3007.83 | 3007.3301 | 6.33 | 6.33 |  | https://s3.console.aws.amazon.com/s3/buckets/834599497928?region=ca-central-1&prefix=phylroy.lopez/reference/reference/output/cb34d487-fe8c-4c0e-9b2b-838b176e2fb5/ | 1.0.002
863 |  | TRUE | 889 | 0 | 0 | 1462.1332 |  |  |  | 0.1 | 2021-09-22 20:17:27 +0000 | 438c2ebff | 0.2.14 | :adv_dx_units: NECB_Default :airloop_economizer_type: NECB_Default :algorithm_type: parametric :analysis_id: reference :analysis_name: reference :boiler_eff: NECB_Default :btap_batch_version: 1.0.002 :building_type: LargeHotel :chiller_type: NECB_Default :compute_environment: aws_batch :datapoint_id: 03cb4225-bd28-459f-b89e-c55e90316962 :daylighting_type: NECB_Default :dcv_type: NECB_Default :door_construction_cond: NECB_Default :ecm_system_name: NECB_Default :electrical_loads_scale: NECB_Default :enable_costing: true :epw_file: CAN_NS_Halifax.Dockyard.713280_CWEC2016.epw :erv_package: NECB_Default :ext_floor_cond: NECB_Default :ext_roof_cond: NECB_Default :ext_wall_cond: NECB_Default :fdwr_set: NECB_Default :fixed_wind_solar_trans: NECB_Default :fixed_window_cond: NECB_Default :furnace_eff: NECB_Default :glass_door_cond: NECB_Default :glass_door_solar_trans: NECB_Default :ground_floor_cond: NECB_Default :ground_roof_cond: NECB_Default :ground_wall_cond: NECB_Default :image_name: btap_private_cli :infiltration_scale: NECB_Default :lights_scale: NECB_Default :lights_type: NECB_Default :nv_delta_temp_in_out: NECB_Default :nv_opening_fraction: NECB_Default :nv_temp_out_min: NECB_Default :nv_type: NECB_Default :oa_scale: NECB_Default :occupancy_loads_scale: NECB_Default :output_meters: [] :output_variables: [] :overhead_door_cond: NECB_Default :primary_heating_fuel: Electricity :pv_ground_azimuth_angle: NECB_Default :pv_ground_module_description: NECB_Default :pv_ground_tilt_angle: NECB_Default :pv_ground_total_area_pv_panels_m2: NECB_Default :pv_ground_type: NECB_Default :rotation_degrees: NECB_Default :run_annual_simulation: true :s3_bucket: '834599497928' :scale_x: NECB_Default :scale_y: NECB_Default :scale_z: NECB_Default :shw_eff: NECB_Default :skylight_cond: NECB_Default :skylight_solar_trans: NECB_Default :srr_set: NECB_Default :template: BTAPPRE1980 | reference | reference | 03cb4225-bd28-459f-b89e-c55e90316962 | BTAPPRE1980 | LargeHotel | Electricity | Electricity | CAN_NS_Halifax.Dockyard.713280_CWEC2016.epw | parametric |  | NECB_Default | NECB_Default | NECB_Default | NECB_Default | NECB_Default | NECB_Default | NECB_Default | NECB_Default | NECB_Default | NECB_Default | NECB_Default | NECB_Default | NECB_Default | NECB_Default | NECB_Default | NECB_Default | NECB_Default | NECB_Default | NECB_Default | NECB_Default | NECB_Default | NECB_Default | NECB_Default | NECB_Default | NECB_Default | NECB_Default | NECB_Default | NECB_Default | NECB_Default | NECB_Default | NECB_Default | NECB_Default | NECB_Default | NECB_Default | NECB_Default | NECB_Default | NECB_Default | NECB_Default | NECB_Default | NECB_Default | NECB_Default | NECB_Default | NECB_Default | NECB_Default | NECB_Default | aws_batch | 834599497928 | btap_private_cli |  | TRUE | TRUE |  |  | 72.0422 | 10.6237 | 122.6407 | 199.3942 | 11345.38 | 6004.6889 | 27.6 | LargeHotel |  |  | 0 | LargeHotel | 6 |  | 7 | BTAPPRE1980 | 0.17066 | 35185.0517 | 0.85229 | 46.0981 | 68.9221 | 13.6474 | 215.1019 | 85.582 | HALIFAX | NOVA SCOTIA | 178.6536 | 0 | 0 | 178.6536 | 35.0373 | 0 | 0 | 35.0373 | 0 | 0.021923 | 0 | 0 | 0.881 | 0.078509 | 0 | 0.44151 | 0.026731 | 0.1363 | 0 | 0.0039346 | 0.881 | 0.17194 | 91.7324 | 0 | 27.6 | 0.678 |  | 0.678 |  |  |  | 0.267 | 0.823 | 2.95 |  | 0 | Halifax Dockyard | CAN | 112 | 3647 | 44.655 | -63.577 | 6 | 4000 | NS | CAN_NS_Halifax.Dockyard.713280_CWEC2016.epw | 0.881 | 10.6237 | 72.0422 | 19.4283 | 30.2554 | TRUE | TRUE | FALSE | FALSE | 11.0945 | 14.9595 | 0 | 5.3373 | 0.010376 | 1950.77 | 0 | 514.3909 | 27.1084 | 0.0527 | 9908.12 | 0.00015337 | 0.881 | 3296.83 | 3293.8301 | 11.17 | 11.17 |  | https://s3.console.aws.amazon.com/s3/buckets/834599497928?region=ca-central-1&prefix=phylroy.lopez/reference/reference/output/03cb4225-bd28-459f-b89e-c55e90316962/ | 1.0.002
864 |  | TRUE | 865 | 0 | 0 | 1468.4983 |  |  |  | 0.1 | 2021-09-22 20:17:24 +0000 | 438c2ebff | 0.2.14 | :adv_dx_units: NECB_Default :airloop_economizer_type: NECB_Default :algorithm_type: parametric :analysis_id: reference :analysis_name: reference :boiler_eff: NECB_Default :btap_batch_version: 1.0.002 :building_type: SmallHotel :chiller_type: NECB_Default :compute_environment: aws_batch :datapoint_id: 698143a9-fd99-48b9-8a6f-36981d5666a6 :daylighting_type: NECB_Default :dcv_type: NECB_Default :door_construction_cond: NECB_Default :ecm_system_name: NECB_Default :electrical_loads_scale: NECB_Default :enable_costing: true :epw_file: CAN_ON_Toronto.Pearson.Intl.AP.716240_CWEC2016.epw :erv_package: NECB_Default :ext_floor_cond: NECB_Default :ext_roof_cond: NECB_Default :ext_wall_cond: NECB_Default :fdwr_set: NECB_Default :fixed_wind_solar_trans: NECB_Default :fixed_window_cond: NECB_Default :furnace_eff: NECB_Default :glass_door_cond: NECB_Default :glass_door_solar_trans: NECB_Default :ground_floor_cond: NECB_Default :ground_roof_cond: NECB_Default :ground_wall_cond: NECB_Default :image_name: btap_private_cli :infiltration_scale: NECB_Default :lights_scale: NECB_Default :lights_type: NECB_Default :nv_delta_temp_in_out: NECB_Default :nv_opening_fraction: NECB_Default :nv_temp_out_min: NECB_Default :nv_type: NECB_Default :oa_scale: NECB_Default :occupancy_loads_scale: NECB_Default :output_meters: [] :output_variables: [] :overhead_door_cond: NECB_Default :primary_heating_fuel: Electricity :pv_ground_azimuth_angle: NECB_Default :pv_ground_module_description: NECB_Default :pv_ground_tilt_angle: NECB_Default :pv_ground_total_area_pv_panels_m2: NECB_Default :pv_ground_type: NECB_Default :rotation_degrees: NECB_Default :run_annual_simulation: true :s3_bucket: '834599497928' :scale_x: NECB_Default :scale_y: NECB_Default :scale_z: NECB_Default :shw_eff: NECB_Default :skylight_cond: NECB_Default :skylight_solar_trans: NECB_Default :srr_set: NECB_Default :template: BTAPPRE1980 | reference | reference | 698143a9-fd99-48b9-8a6f-36981d5666a6 | BTAPPRE1980 | SmallHotel | Electricity | Electricity | CAN_ON_Toronto.Pearson.Intl.AP.716240_CWEC2016.epw | parametric |  | NECB_Default | NECB_Default | NECB_Default | NECB_Default | NECB_Default | NECB_Default | NECB_Default | NECB_Default | NECB_Default | NECB_Default | NECB_Default | NECB_Default | NECB_Default | NECB_Default | NECB_Default | NECB_Default | NECB_Default | NECB_Default | NECB_Default | NECB_Default | NECB_Default | NECB_Default | NECB_Default | NECB_Default | NECB_Default | NECB_Default | NECB_Default | NECB_Default | NECB_Default | NECB_Default | NECB_Default | NECB_Default | NECB_Default | NECB_Default | NECB_Default | NECB_Default | NECB_Default | NECB_Default | NECB_Default | NECB_Default | NECB_Default | NECB_Default | NECB_Default | NECB_Default | NECB_Default | aws_batch | 834599497928 | btap_private_cli |  | TRUE | TRUE |  |  | 101.1445 | 21.5564 | 133.0165 | 231.3036 | 4013.58 | 2697.9741 | 10.9 | SmallHotel |  |  | 0 | SmallHotel | 4 |  | 4 | BTAPPRE1980 | 0.23215 | 11621.7287 | 0.43143 | 75.0364 | 70.9898 | 30.4021 | 321.9981 | 145.1384 | TORONTO | ONTARIO | 5.3059 | 0 | 0 | 5.3059 | 42.5105 | 0 | 0 | 42.5105 | 0 | 0.034186 | 0 | 0 | 0.95529 | 0.082281 | 0 | 0.47886 | 0.024402 | 0.098127 | 0 | 0.0014625 | 0.95529 | 0.2359 | 123.826 | 0 | 10.9 | 0.678 | [5 empty] | 0.296 | 0.9 | 3.35 |  | 0 | Toronto Pearson Intl AP | CAN | 382 | 3615 | 43.677 | -79.631 | 5 | 3890 | ON | CAN_ON_Toronto.Pearson.Intl.AP.716240_CWEC2016.epw | 0.95529 | 21.5564 | 101.1445 | 19.9057 | 21.676 | TRUE | FALSE | FALSE | FALSE | 13.2659 | 10.7102 | 0 | 2.5905 | 0.016156 | 946.82 | 0 | 160.3432 | 13.2057 | 0.082359 | 4826.69 | 6.9763e-05 | 0.95529 | 1413 | 1409.5 | 6.25 | 6.25 |  | https://s3.console.aws.amazon.com/s3/buckets/834599497928?region=ca-central-1&prefix=phylroy.lopez/reference/reference/output/698143a9-fd99-48b9-8a6f-36981d5666a6/ | 1.0.002
865 |  | TRUE | 900 | 0 | 0 | 1460.107 |  |  |  | 0.1 | 2021-09-22 20:18:18 +0000 | 438c2ebff | 0.2.14 | :adv_dx_units: NECB_Default :airloop_economizer_type: NECB_Default :algorithm_type: parametric :analysis_id: reference :analysis_name: reference :boiler_eff: NECB_Default :btap_batch_version: 1.0.002 :building_type: LargeHotel :chiller_type: NECB_Default :compute_environment: aws_batch :datapoint_id: 0eed203d-9dc0-46f8-9a4b-e745e38dc6b1 :daylighting_type: NECB_Default :dcv_type: NECB_Default :door_construction_cond: NECB_Default :ecm_system_name: NECB_Default :electrical_loads_scale: NECB_Default :enable_costing: true :epw_file: CAN_BC_Vancouver.Intl.AP.718920_CWEC2016.epw :erv_package: NECB_Default :ext_floor_cond: NECB_Default :ext_roof_cond: NECB_Default :ext_wall_cond: NECB_Default :fdwr_set: NECB_Default :fixed_wind_solar_trans: NECB_Default :fixed_window_cond: NECB_Default :furnace_eff: NECB_Default :glass_door_cond: NECB_Default :glass_door_solar_trans: NECB_Default :ground_floor_cond: NECB_Default :ground_roof_cond: NECB_Default :ground_wall_cond: NECB_Default :image_name: btap_private_cli :infiltration_scale: NECB_Default :lights_scale: NECB_Default :lights_type: NECB_Default :nv_delta_temp_in_out: NECB_Default :nv_opening_fraction: NECB_Default :nv_temp_out_min: NECB_Default :nv_type: NECB_Default :oa_scale: NECB_Default :occupancy_loads_scale: NECB_Default :output_meters: [] :output_variables: [] :overhead_door_cond: NECB_Default :primary_heating_fuel: Electricity :pv_ground_azimuth_angle: NECB_Default :pv_ground_module_description: NECB_Default :pv_ground_tilt_angle: NECB_Default :pv_ground_total_area_pv_panels_m2: NECB_Default :pv_ground_type: NECB_Default :rotation_degrees: NECB_Default :run_annual_simulation: true :s3_bucket: '834599497928' :scale_x: NECB_Default :scale_y: NECB_Default :scale_z: NECB_Default :shw_eff: NECB_Default :skylight_cond: NECB_Default :skylight_solar_trans: NECB_Default :srr_set: NECB_Default :template: NECB2011 | reference | reference | 0eed203d-9dc0-46f8-9a4b-e745e38dc6b1 | NECB2011 | LargeHotel | Electricity | Electricity | CAN_BC_Vancouver.Intl.AP.718920_CWEC2016.epw | parametric |  | NECB_Default | NECB_Default | NECB_Default | NECB_Default | NECB_Default | NECB_Default | NECB_Default | NECB_Default | NECB_Default | NECB_Default | NECB_Default | NECB_Default | NECB_Default | NECB_Default | NECB_Default | NECB_Default | NECB_Default | NECB_Default | NECB_Default | NECB_Default | NECB_Default | NECB_Default | NECB_Default | NECB_Default | NECB_Default | NECB_Default | NECB_Default | NECB_Default | NECB_Default | NECB_Default | NECB_Default | NECB_Default | NECB_Default | NECB_Default | NECB_Default | NECB_Default | NECB_Default | NECB_Default | NECB_Default | NECB_Default | NECB_Default | NECB_Default | NECB_Default | NECB_Default | NECB_Default | aws_batch | 834599497928 | btap_private_cli |  | TRUE | TRUE |  |  | 32.7243 | 11.2329 | 64.8813 | 148.2907 | 11345.38 | 6004.6889 | 40 | LargeHotel |  |  | 5 | LargeHotel | 6 |  | 7 | NECB2011 | 0.17066 | 35185.0517 | 56.9411 | 45.8094 | 63.2675 | 13.6785 | 278.4132 | 98.7167 | VANCOUVER | BRITISH COLUMBIA | 1.976 | 0 | 0 | 1.976 | 19.7327 | 0 | 0 | 19.7327 | 0 | 0.03988 | 0 | 0 | 0.69727 | 0.090424 | 0 | 0.23357 | 0.026731 | 0.1363 | 0 | 0.0058905 | 0.69727 | 0.16408 | 54.1858 | 0 | 40 | 0.757 |  | 0.568 |  |  |  | 0.227 | 0.315 | 2.4 | 2.4 | 5 | Vancouver Intl AP | CAN | 42 | 2797 | 49.195 | -123.184 | 4 | 2800 | BC | CAN_BC_Vancouver.Intl.AP.718920_CWEC2016.epw | 0.69727 | 11.2329 | 32.7243 | 15.0146 | 32.3964 | TRUE | TRUE | FALSE | FALSE | 13.7631 | 12.9464 | 0 | 5.0931 | 0.0099013 | 1861.54 | 0 | 514.3909 | 27.1084 | 0.0527 | 9908.12 | 0.00039576 | 0.69727 | 638.83 | 633.5 | 3.33 | 3.33 |  | https://s3.console.aws.amazon.com/s3/buckets/834599497928?region=ca-central-1&prefix=phylroy.lopez/reference/reference/output/0eed203d-9dc0-46f8-9a4b-e745e38dc6b1/ | 1.0.002
866 |  | TRUE | 706 | 0 | 0 | 1465.5627 |  |  |  | 0.1 | 2021-09-22 20:17:27 +0000 | 438c2ebff | 0.2.14 | :adv_dx_units: NECB_Default :airloop_economizer_type: NECB_Default :algorithm_type: parametric :analysis_id: reference :analysis_name: reference :boiler_eff: NECB_Default :btap_batch_version: 1.0.002 :building_type: SmallHotel :chiller_type: NECB_Default :compute_environment: aws_batch :datapoint_id: eebd54e4-8fac-4c90-a463-ae15569d45c9 :daylighting_type: NECB_Default :dcv_type: NECB_Default :door_construction_cond: NECB_Default :ecm_system_name: NECB_Default :electrical_loads_scale: NECB_Default :enable_costing: true :epw_file: CAN_NS_Halifax.Dockyard.713280_CWEC2016.epw :erv_package: NECB_Default :ext_floor_cond: NECB_Default :ext_roof_cond: NECB_Default :ext_wall_cond: NECB_Default :fdwr_set: NECB_Default :fixed_wind_solar_trans: NECB_Default :fixed_window_cond: NECB_Default :furnace_eff: NECB_Default :glass_door_cond: NECB_Default :glass_door_solar_trans: NECB_Default :ground_floor_cond: NECB_Default :ground_roof_cond: NECB_Default :ground_wall_cond: NECB_Default :image_name: btap_private_cli :infiltration_scale: NECB_Default :lights_scale: NECB_Default :lights_type: NECB_Default :nv_delta_temp_in_out: NECB_Default :nv_opening_fraction: NECB_Default :nv_temp_out_min: NECB_Default :nv_type: NECB_Default :oa_scale: NECB_Default :occupancy_loads_scale: NECB_Default :output_meters: [] :output_variables: [] :overhead_door_cond: NECB_Default :primary_heating_fuel: Electricity :pv_ground_azimuth_angle: NECB_Default :pv_ground_module_description: NECB_Default :pv_ground_tilt_angle: NECB_Default :pv_ground_total_area_pv_panels_m2: NECB_Default :pv_ground_type: NECB_Default :rotation_degrees: NECB_Default :run_annual_simulation: true :s3_bucket: '834599497928' :scale_x: NECB_Default :scale_y: NECB_Default :scale_z: NECB_Default :shw_eff: NECB_Default :skylight_cond: NECB_Default :skylight_solar_trans: NECB_Default :srr_set: NECB_Default :template: NECB2015 | reference | reference | eebd54e4-8fac-4c90-a463-ae15569d45c9 | NECB2015 | SmallHotel | Electricity | Electricity | CAN_NS_Halifax.Dockyard.713280_CWEC2016.epw | parametric |  | NECB_Default | NECB_Default | NECB_Default | NECB_Default | NECB_Default | NECB_Default | NECB_Default | NECB_Default | NECB_Default | NECB_Default | NECB_Default | NECB_Default | NECB_Default | NECB_Default | NECB_Default | NECB_Default | NECB_Default | NECB_Default | NECB_Default | NECB_Default | NECB_Default | NECB_Default | NECB_Default | NECB_Default | NECB_Default | NECB_Default | NECB_Default | NECB_Default | NECB_Default | NECB_Default | NECB_Default | NECB_Default | NECB_Default | NECB_Default | NECB_Default | NECB_Default | NECB_Default | NECB_Default | NECB_Default | NECB_Default | NECB_Default | NECB_Default | NECB_Default | NECB_Default | NECB_Default | aws_batch | 834599497928 | btap_private_cli |  | TRUE | TRUE |  |  | 49.1717 | 10.7024 | 65.9546 | 145.8486 | 4013.58 | 2697.9741 | 40 | SmallHotel |  |  | 5 | SmallHotel | 4 |  | 4 | NECB2015 | 0.23215 | 11621.7287 | 67.8358 | 46.2593 | 39.2345 | 15.8449 | 337.7223 | 168.5479 | HALIFAX | NOVA SCOTIA | 123.7692 | 0 | 0 | 123.7692 | 24.2734 | 0 | 0 | 24.2734 | 0 | 0.030546 | 0 | 0 | 0.61035 | 0.086451 | 0 | 0.23744 | 0.019673 | 0.065495 | 0 | 0.0020655 | 0.61035 | 0.16856 | 69.2666 | 0 | 40 | 0.757 | [5 empty] | 0.183 | 0.247 | 2.2 | 2.2 | 5 | Halifax Dockyard | CAN | 112 | 3647 | 44.655 | -63.577 | 6 | 4000 | NS | CAN_NS_Halifax.Dockyard.713280_CWEC2016.epw | 0.61035 | 10.7024 | 49.1717 | 16.1379 | 22.8401 | TRUE | FALSE | FALSE | FALSE | 8.6949 | 9.0436 | 0 | 1.8509 | 0.011549 | 676.51 | 0 | 160.2628 | 9.2987 | 0.058022 | 3398.69 | 0.00012458 | 0.61035 | 1545 | 1532.5 | 2.25 | 2.25 |  | https://s3.console.aws.amazon.com/s3/buckets/834599497928?region=ca-central-1&prefix=phylroy.lopez/reference/reference/output/eebd54e4-8fac-4c90-a463-ae15569d45c9/ | 1.0.002
867 |  | TRUE | 766 | 43 | 0 | 1458.5992 |  |  |  | 0.1 | 2021-09-22 20:18:00 +0000 | 438c2ebff | 0.2.14 | :adv_dx_units: NECB_Default :airloop_economizer_type: NECB_Default :algorithm_type: parametric :analysis_id: reference :analysis_name: reference :boiler_eff: NECB_Default :btap_batch_version: 1.0.002 :building_type: LargeHotel :chiller_type: NECB_Default :compute_environment: aws_batch :datapoint_id: f59c39ea-37dc-42c1-92d0-686523efa333 :daylighting_type: NECB_Default :dcv_type: NECB_Default :door_construction_cond: NECB_Default :ecm_system_name: NECB_Default :electrical_loads_scale: NECB_Default :enable_costing: true :epw_file: CAN_AB_Edmonton.Intl.AP.711230_CWEC2016.epw :erv_package: NECB_Default :ext_floor_cond: NECB_Default :ext_roof_cond: NECB_Default :ext_wall_cond: NECB_Default :fdwr_set: NECB_Default :fixed_wind_solar_trans: NECB_Default :fixed_window_cond: NECB_Default :furnace_eff: NECB_Default :glass_door_cond: NECB_Default :glass_door_solar_trans: NECB_Default :ground_floor_cond: NECB_Default :ground_roof_cond: NECB_Default :ground_wall_cond: NECB_Default :image_name: btap_private_cli :infiltration_scale: NECB_Default :lights_scale: NECB_Default :lights_type: NECB_Default :nv_delta_temp_in_out: NECB_Default :nv_opening_fraction: NECB_Default :nv_temp_out_min: NECB_Default :nv_type: NECB_Default :oa_scale: NECB_Default :occupancy_loads_scale: NECB_Default :output_meters: [] :output_variables: [] :overhead_door_cond: NECB_Default :primary_heating_fuel: NaturalGas :pv_ground_azimuth_angle: NECB_Default :pv_ground_module_description: NECB_Default :pv_ground_tilt_angle: NECB_Default :pv_ground_total_area_pv_panels_m2: NECB_Default :pv_ground_type: NECB_Default :rotation_degrees: NECB_Default :run_annual_simulation: true :s3_bucket: '834599497928' :scale_x: NECB_Default :scale_y: NECB_Default :scale_z: NECB_Default :shw_eff: NECB_Default :skylight_cond: NECB_Default :skylight_solar_trans: NECB_Default :srr_set: NECB_Default :template: NECB2017 | reference | reference | f59c39ea-37dc-42c1-92d0-686523efa333 | NECB2017 | LargeHotel | NaturalGas | Natural Gas | CAN_AB_Edmonton.Intl.AP.711230_CWEC2016.epw | parametric |  | NECB_Default | NECB_Default | NECB_Default | NECB_Default | NECB_Default | NECB_Default | NECB_Default | NECB_Default | NECB_Default | NECB_Default | NECB_Default | NECB_Default | NECB_Default | NECB_Default | NECB_Default | NECB_Default | NECB_Default | NECB_Default | NECB_Default | NECB_Default | NECB_Default | NECB_Default | NECB_Default | NECB_Default | NECB_Default | NECB_Default | NECB_Default | NECB_Default | NECB_Default | NECB_Default | NECB_Default | NECB_Default | NECB_Default | NECB_Default | NECB_Default | NECB_Default | NECB_Default | NECB_Default | NECB_Default | NECB_Default | NECB_Default | NECB_Default | NECB_Default | NECB_Default | NECB_Default | aws_batch | 834599497928 | btap_private_cli |  | TRUE | TRUE |  |  | 69.6225 | 10.2759 | 68.6792 | 180.5752 | 11345.38 | 6004.6889 | 32.5 | LargeHotel |  |  | 2 | LargeHotel | 6 |  | 7 | NECB2017 | 0.17066 | 35185.0517 | 62.3855 | 78.0418 | 70.6808 | 4.2294 | 331.1525 | 115.815 | EDMONTON | ALBERTA | 59.163 | 26.3474 | 0 | 85.5104 | 5.6074 | 1.8797 | 0 | 7.4871 | 0 | 0.029843 | 0 | 0 | 0.26959 | 0.09218 | 0.012063 | 0.34028 | 0.02416 | 0.10518 | 0.52213 | 0.0059214 | 0.79171 | 0.18185 | 21.4725 | 79.0027 | 32.5 | 0.757 |  | 0.284 |  |  |  | 0.138 | 0.21 | 1.9 | 1.9 | 2 | Edmonton Intl AP | CAN | 23 | 5588 | 53.31 | -113.579 | 7a | 5120 | AB | CAN_AB_Edmonton.Intl.AP.711230_CWEC2016.epw | 0.79171 | 10.2759 | 69.6225 | 15.1156 | 27.2132 | TRUE | TRUE | FALSE | FALSE | 14.311 | 31.3899 | 0 | 0 | 0 | 0 | 2063.14 | 514.2133 | 19.4879 | 0.037899 | 7122.84 | 0.00024151 | 0.79171 | 264.33 | 260.83 | 122.67 | 122.67 |  | https://s3.console.aws.amazon.com/s3/buckets/834599497928?region=ca-central-1&prefix=phylroy.lopez/reference/reference/output/f59c39ea-37dc-42c1-92d0-686523efa333/ | 1.0.002
868 |  | TRUE | 895 | 0 | 0 | 1465.8119 |  |  |  | 0.1 | 2021-09-22 20:17:45 +0000 | 438c2ebff | 0.2.14 | :adv_dx_units: NECB_Default :airloop_economizer_type: NECB_Default :algorithm_type: parametric :analysis_id: reference :analysis_name: reference :boiler_eff: NECB_Default :btap_batch_version: 1.0.002 :building_type: LargeHotel :chiller_type: NECB_Default :compute_environment: aws_batch :datapoint_id: b1883cd2-2e02-4ab8-9080-bb7c299451e8 :daylighting_type: NECB_Default :dcv_type: NECB_Default :door_construction_cond: NECB_Default :ecm_system_name: NECB_Default :electrical_loads_scale: NECB_Default :enable_costing: true :epw_file: CAN_QC_Montreal-Trudeau.Intl.AP.716270_CWEC2016.epw :erv_package: NECB_Default :ext_floor_cond: NECB_Default :ext_roof_cond: NECB_Default :ext_wall_cond: NECB_Default :fdwr_set: NECB_Default :fixed_wind_solar_trans: NECB_Default :fixed_window_cond: NECB_Default :furnace_eff: NECB_Default :glass_door_cond: NECB_Default :glass_door_solar_trans: NECB_Default :ground_floor_cond: NECB_Default :ground_roof_cond: NECB_Default :ground_wall_cond: NECB_Default :image_name: btap_private_cli :infiltration_scale: NECB_Default :lights_scale: NECB_Default :lights_type: NECB_Default :nv_delta_temp_in_out: NECB_Default :nv_opening_fraction: NECB_Default :nv_temp_out_min: NECB_Default :nv_type: NECB_Default :oa_scale: NECB_Default :occupancy_loads_scale: NECB_Default :output_meters: [] :output_variables: [] :overhead_door_cond: NECB_Default :primary_heating_fuel: Electricity :pv_ground_azimuth_angle: NECB_Default :pv_ground_module_description: NECB_Default :pv_ground_tilt_angle: NECB_Default :pv_ground_total_area_pv_panels_m2: NECB_Default :pv_ground_type: NECB_Default :rotation_degrees: NECB_Default :run_annual_simulation: true :s3_bucket: '834599497928' :scale_x: NECB_Default :scale_y: NECB_Default :scale_z: NECB_Default :shw_eff: NECB_Default :skylight_cond: NECB_Default :skylight_solar_trans: NECB_Default :srr_set: NECB_Default :template: BTAPPRE1980 | reference | reference | b1883cd2-2e02-4ab8-9080-bb7c299451e8 | BTAPPRE1980 | LargeHotel | Electricity | Electricity | CAN_QC_Montreal-Trudeau.Intl.AP.716270_CWEC2016.epw | parametric |  | NECB_Default | NECB_Default | NECB_Default | NECB_Default | NECB_Default | NECB_Default | NECB_Default | NECB_Default | NECB_Default | NECB_Default | NECB_Default | NECB_Default | NECB_Default | NECB_Default | NECB_Default | NECB_Default | NECB_Default | NECB_Default | NECB_Default | NECB_Default | NECB_Default | NECB_Default | NECB_Default | NECB_Default | NECB_Default | NECB_Default | NECB_Default | NECB_Default | NECB_Default | NECB_Default | NECB_Default | NECB_Default | NECB_Default | NECB_Default | NECB_Default | NECB_Default | NECB_Default | NECB_Default | NECB_Default | NECB_Default | NECB_Default | NECB_Default | NECB_Default | NECB_Default | NECB_Default | aws_batch | 834599497928 | btap_private_cli |  | TRUE | TRUE |  |  | 95.2599 | 19.8049 | 145.9485 | 231.0963 | 11345.38 | 6004.6889 | 27.6 | LargeHotel |  |  | 0 | LargeHotel | 6 |  | 7 | BTAPPRE1980 | 0.17066 | 35185.0517 | 0.84489 | 49.8554 | 64.8882 | 13.656 | 220.029 | 90.7845 | MONTREAL | QUEBEC | 0.38683 | 0 | 0 | 0.38683 | 24.637 | 0 | 0 | 24.637 | 0 | 0.039943 | 0 | 0 | 0.99544 | 0.086899 | 0 | 0.52541 | 0.026731 | 0.1363 | 0 | 0.0053396 | 0.99544 | 0.17435 | 113.5746 | 0 | 27.6 | 0.678 |  | 0.678 |  |  |  | 0.267 | 0.823 | 2.95 |  | 0 | Montreal-Trudeau Intl AP | CAN | 323 | 4090 | 45.471 | -73.741 | 6 | 4400 | QC | CAN_QC_Montreal-Trudeau.Intl.AP.716270_CWEC2016.epw | 0.99543 | 19.8049 | 95.2599 | 25.6979 | 30.3905 | TRUE | FALSE | FALSE | FALSE | 15.5813 | 25.0485 | 0 | 5.412 | 0.010521 | 1978.08 | 0 | 514.3909 | 27.1084 | 0.0527 | 9908.12 | 0.00046274 | 0.99544 | 3170.17 | 3169 | 26.17 | 26.17 |  | https://s3.console.aws.amazon.com/s3/buckets/834599497928?region=ca-central-1&prefix=phylroy.lopez/reference/reference/output/b1883cd2-2e02-4ab8-9080-bb7c299451e8/ | 1.0.002
869 |  | TRUE | 897 | 0 | 0 | 1464.4031 |  |  |  | 0.1 | 2021-09-22 20:18:19 +0000 | 438c2ebff | 0.2.14 | :adv_dx_units: NECB_Default :airloop_economizer_type: NECB_Default :algorithm_type: parametric :analysis_id: reference :analysis_name: reference :boiler_eff: NECB_Default :btap_batch_version: 1.0.002 :building_type: LargeHotel :chiller_type: NECB_Default :compute_environment: aws_batch :datapoint_id: a17a3ef4-6895-498d-a5c2-df6c36fd9400 :daylighting_type: NECB_Default :dcv_type: NECB_Default :door_construction_cond: NECB_Default :ecm_system_name: NECB_Default :electrical_loads_scale: NECB_Default :enable_costing: true :epw_file: CAN_AB_Calgary.Intl.AP.718770_CWEC2016.epw :erv_package: NECB_Default :ext_floor_cond: NECB_Default :ext_roof_cond: NECB_Default :ext_wall_cond: NECB_Default :fdwr_set: NECB_Default :fixed_wind_solar_trans: NECB_Default :fixed_window_cond: NECB_Default :furnace_eff: NECB_Default :glass_door_cond: NECB_Default :glass_door_solar_trans: NECB_Default :ground_floor_cond: NECB_Default :ground_roof_cond: NECB_Default :ground_wall_cond: NECB_Default :image_name: btap_private_cli :infiltration_scale: NECB_Default :lights_scale: NECB_Default :lights_type: NECB_Default :nv_delta_temp_in_out: NECB_Default :nv_opening_fraction: NECB_Default :nv_temp_out_min: NECB_Default :nv_type: NECB_Default :oa_scale: NECB_Default :occupancy_loads_scale: NECB_Default :output_meters: [] :output_variables: [] :overhead_door_cond: NECB_Default :primary_heating_fuel: Electricity :pv_ground_azimuth_angle: NECB_Default :pv_ground_module_description: NECB_Default :pv_ground_tilt_angle: NECB_Default :pv_ground_total_area_pv_panels_m2: NECB_Default :pv_ground_type: NECB_Default :rotation_degrees: NECB_Default :run_annual_simulation: true :s3_bucket: '834599497928' :scale_x: NECB_Default :scale_y: NECB_Default :scale_z: NECB_Default :shw_eff: NECB_Default :skylight_cond: NECB_Default :skylight_solar_trans: NECB_Default :srr_set: NECB_Default :template: BTAPPRE1980 | reference | reference | a17a3ef4-6895-498d-a5c2-df6c36fd9400 | BTAPPRE1980 | LargeHotel | Electricity | Electricity | CAN_AB_Calgary.Intl.AP.718770_CWEC2016.epw | parametric |  | NECB_Default | NECB_Default | NECB_Default | NECB_Default | NECB_Default | NECB_Default | NECB_Default | NECB_Default | NECB_Default | NECB_Default | NECB_Default | NECB_Default | NECB_Default | NECB_Default | NECB_Default | NECB_Default | NECB_Default | NECB_Default | NECB_Default | NECB_Default | NECB_Default | NECB_Default | NECB_Default | NECB_Default | NECB_Default | NECB_Default | NECB_Default | NECB_Default | NECB_Default | NECB_Default | NECB_Default | NECB_Default | NECB_Default | NECB_Default | NECB_Default | NECB_Default | NECB_Default | NECB_Default | NECB_Default | NECB_Default | NECB_Default | NECB_Default | NECB_Default | NECB_Default | NECB_Default | aws_batch | 834599497928 | btap_private_cli |  | TRUE | TRUE |  |  | 79.1823 | 14.1142 | 140.1055 | 225.5375 | 11345.38 | 6004.6889 | 27.6 | LargeHotel |  |  | 0 | LargeHotel | 6 |  | 7 | BTAPPRE1980 | 0.17066 | 35185.0517 | 0.87565 | 48.9618 | 67.9849 | 13.6951 | 222.6431 | 91.1257 | CALGARY | ALBERTA | 213.9937 | 0 | 0 | 213.9937 | 20.2821 | 0 | 0 | 20.2821 | 0 | 0.02654 | 0 | 0 | 0.9751 | 0.093494 | 0 | 0.50438 | 0.026731 | 0.1363 | 0 | 0.0036499 | 0.9751 | 0.18387 | 99.3657 | 0 | 27.6 | 0.678 |  | 0.678 |  |  |  | 0.227 | 0.772 | 2.95 |  | 0 | Calgary Intl AP | CAN | 64 | 4781 | 51.114 | -114.02 | 7a | 5000 | AB | CAN_AB_Calgary.Intl.AP.718770_CWEC2016.epw | 0.9751 | 14.1142 | 79.1823 | 14.6989 | 29.3698 | TRUE | TRUE | FALSE | FALSE | 15.2365 | 28.0284 | 0 | 5.7075 | 0.011096 | 2086.08 | 0 | 514.3909 | 27.1084 | 0.0527 | 9908.12 | 0.00014279 | 0.9751 | 3459.67 | 3459.6699 | 8.33 | 8.33 |  | https://s3.console.aws.amazon.com/s3/buckets/834599497928?region=ca-central-1&prefix=phylroy.lopez/reference/reference/output/a17a3ef4-6895-498d-a5c2-df6c36fd9400/ | 1.0.002
870 |  | TRUE | 862 | 0 | 0 | 1463.8739 |  |  |  | 0.1 | 2021-09-22 20:18:08 +0000 | 438c2ebff | 0.2.14 | :adv_dx_units: NECB_Default :airloop_economizer_type: NECB_Default :algorithm_type: parametric :analysis_id: reference :analysis_name: reference :boiler_eff: NECB_Default :btap_batch_version: 1.0.002 :building_type: LargeHotel :chiller_type: NECB_Default :compute_environment: aws_batch :datapoint_id: d48a668b-7ffb-4ffb-a23e-9af3d7c5902f :daylighting_type: NECB_Default :dcv_type: NECB_Default :door_construction_cond: NECB_Default :ecm_system_name: NECB_Default :electrical_loads_scale: NECB_Default :enable_costing: true :epw_file: CAN_BC_Vancouver.Intl.AP.718920_CWEC2016.epw :erv_package: NECB_Default :ext_floor_cond: NECB_Default :ext_roof_cond: NECB_Default :ext_wall_cond: NECB_Default :fdwr_set: NECB_Default :fixed_wind_solar_trans: NECB_Default :fixed_window_cond: NECB_Default :furnace_eff: NECB_Default :glass_door_cond: NECB_Default :glass_door_solar_trans: NECB_Default :ground_floor_cond: NECB_Default :ground_roof_cond: NECB_Default :ground_wall_cond: NECB_Default :image_name: btap_private_cli :infiltration_scale: NECB_Default :lights_scale: NECB_Default :lights_type: NECB_Default :nv_delta_temp_in_out: NECB_Default :nv_opening_fraction: NECB_Default :nv_temp_out_min: NECB_Default :nv_type: NECB_Default :oa_scale: NECB_Default :occupancy_loads_scale: NECB_Default :output_meters: [] :output_variables: [] :overhead_door_cond: NECB_Default :primary_heating_fuel: Electricity :pv_ground_azimuth_angle: NECB_Default :pv_ground_module_description: NECB_Default :pv_ground_tilt_angle: NECB_Default :pv_ground_total_area_pv_panels_m2: NECB_Default :pv_ground_type: NECB_Default :rotation_degrees: NECB_Default :run_annual_simulation: true :s3_bucket: '834599497928' :scale_x: NECB_Default :scale_y: NECB_Default :scale_z: NECB_Default :shw_eff: NECB_Default :skylight_cond: NECB_Default :skylight_solar_trans: NECB_Default :srr_set: NECB_Default :template: BTAP1980TO2010 | reference | reference | d48a668b-7ffb-4ffb-a23e-9af3d7c5902f | BTAP1980TO2010 | LargeHotel | Electricity | Electricity | CAN_BC_Vancouver.Intl.AP.718920_CWEC2016.epw | parametric |  | NECB_Default | NECB_Default | NECB_Default | NECB_Default | NECB_Default | NECB_Default | NECB_Default | NECB_Default | NECB_Default | NECB_Default | NECB_Default | NECB_Default | NECB_Default | NECB_Default | NECB_Default | NECB_Default | NECB_Default | NECB_Default | NECB_Default | NECB_Default | NECB_Default | NECB_Default | NECB_Default | NECB_Default | NECB_Default | NECB_Default | NECB_Default | NECB_Default | NECB_Default | NECB_Default | NECB_Default | NECB_Default | NECB_Default | NECB_Default | NECB_Default | NECB_Default | NECB_Default | NECB_Default | NECB_Default | NECB_Default | NECB_Default | NECB_Default | NECB_Default | NECB_Default | NECB_Default | aws_batch | 834599497928 | btap_private_cli |  | TRUE | TRUE |  |  | 47.6555 | 9.9155 | 94.596 | 167.9859 | 11345.38 | 6004.6889 | 27.6 | LargeHotel |  |  | 0 | LargeHotel | 6 |  | 7 | BTAP1980TO2010 | 0.17066 | 35185.0517 | 0.92212 | 43.8358 | 63.2675 | 13.6785 | 206.4917 | 84.7877 | VANCOUVER | BRITISH COLUMBIA | 2.1762 | 0 | 0 | 2.1762 | 21.7312 | 0 | 0 | 21.7312 | 0 | 0.020339 | 0 | 0 | 0.76789 | 0.075997 | 0 | 0.34055 | 0.026731 | 0.1363 | 0 | 0.0037901 | 0.76789 | 0.16408 | 66.7619 | 0 | 27.6 | 0.678 |  | 0.606 |  |  |  | 0.363 | 0.568 | 4.09 |  | 0 | Vancouver Intl AP | CAN | 42 | 2797 | 49.195 | -123.184 | 4 | 2800 | BC | CAN_BC_Vancouver.Intl.AP.718920_CWEC2016.epw | 0.76789 | 9.9155 | 47.6555 | 15.0146 | 32.3964 | TRUE | TRUE | FALSE | FALSE | 13.7631 | 12.9464 | 0 | 5.0931 | 0.0099012 | 1861.52 | 0 | 514.3909 | 27.1084 | 0.0527 | 9908.12 | 0.00011018 | 0.76789 | 3927.83 | 3927.3301 | 7.67 | 7.5 |  | https://s3.console.aws.amazon.com/s3/buckets/834599497928?region=ca-central-1&prefix=phylroy.lopez/reference/reference/output/d48a668b-7ffb-4ffb-a23e-9af3d7c5902f/ | 1.0.002
871 |  | TRUE | 886 | 0 | 0 | 1464.0868 |  |  |  | 0.1 | 2021-09-22 20:18:23 +0000 | 438c2ebff | 0.2.14 | :adv_dx_units: NECB_Default :airloop_economizer_type: NECB_Default :algorithm_type: parametric :analysis_id: reference :analysis_name: reference :boiler_eff: NECB_Default :btap_batch_version: 1.0.002 :building_type: LargeHotel :chiller_type: NECB_Default :compute_environment: aws_batch :datapoint_id: f58f0a9c-626f-473d-aefd-f51c90e37e4a :daylighting_type: NECB_Default :dcv_type: NECB_Default :door_construction_cond: NECB_Default :ecm_system_name: NECB_Default :electrical_loads_scale: NECB_Default :enable_costing: true :epw_file: CAN_ON_Toronto.Pearson.Intl.AP.716240_CWEC2016.epw :erv_package: NECB_Default :ext_floor_cond: NECB_Default :ext_roof_cond: NECB_Default :ext_wall_cond: NECB_Default :fdwr_set: NECB_Default :fixed_wind_solar_trans: NECB_Default :fixed_window_cond: NECB_Default :furnace_eff: NECB_Default :glass_door_cond: NECB_Default :glass_door_solar_trans: NECB_Default :ground_floor_cond: NECB_Default :ground_roof_cond: NECB_Default :ground_wall_cond: NECB_Default :image_name: btap_private_cli :infiltration_scale: NECB_Default :lights_scale: NECB_Default :lights_type: NECB_Default :nv_delta_temp_in_out: NECB_Default :nv_opening_fraction: NECB_Default :nv_temp_out_min: NECB_Default :nv_type: NECB_Default :oa_scale: NECB_Default :occupancy_loads_scale: NECB_Default :output_meters: [] :output_variables: [] :overhead_door_cond: NECB_Default :primary_heating_fuel: Electricity :pv_ground_azimuth_angle: NECB_Default :pv_ground_module_description: NECB_Default :pv_ground_tilt_angle: NECB_Default :pv_ground_total_area_pv_panels_m2: NECB_Default :pv_ground_type: NECB_Default :rotation_degrees: NECB_Default :run_annual_simulation: true :s3_bucket: '834599497928' :scale_x: NECB_Default :scale_y: NECB_Default :scale_z: NECB_Default :shw_eff: NECB_Default :skylight_cond: NECB_Default :skylight_solar_trans: NECB_Default :srr_set: NECB_Default :template: BTAP1980TO2010 | reference | reference | f58f0a9c-626f-473d-aefd-f51c90e37e4a | BTAP1980TO2010 | LargeHotel | Electricity | Electricity | CAN_ON_Toronto.Pearson.Intl.AP.716240_CWEC2016.epw | parametric |  | NECB_Default | NECB_Default | NECB_Default | NECB_Default | NECB_Default | NECB_Default | NECB_Default | NECB_Default | NECB_Default | NECB_Default | NECB_Default | NECB_Default | NECB_Default | NECB_Default | NECB_Default | NECB_Default | NECB_Default | NECB_Default | NECB_Default | NECB_Default | NECB_Default | NECB_Default | NECB_Default | NECB_Default | NECB_Default | NECB_Default | NECB_Default | NECB_Default | NECB_Default | NECB_Default | NECB_Default | NECB_Default | NECB_Default | NECB_Default | NECB_Default | NECB_Default | NECB_Default | NECB_Default | NECB_Default | NECB_Default | NECB_Default | NECB_Default | NECB_Default | NECB_Default | NECB_Default | aws_batch | 834599497928 | btap_private_cli |  | TRUE | TRUE |  |  | 88.4636 | 20.6973 | 126.7107 | 210.9439 | 11345.38 | 6004.6889 | 27.6 | LargeHotel |  |  | 0 | LargeHotel | 6 |  | 7 | BTAP1980TO2010 | 0.17066 | 35185.0517 | 1.006 | 53.1833 | 71.2828 | 13.7357 | 236.0591 | 96.8512 | TORONTO | ONTARIO | 5.1261 | 0 | 0 | 5.1261 | 41.0696 | 0 | 0 | 41.0696 | 0 | 0.043053 | 0 | 0 | 0.92291 | 0.085596 | 0 | 0.45616 | 0.026731 | 0.1363 | 0 | 0.0055767 | 0.92291 | 0.16901 | 107.2171 | 0 | 27.6 | 0.678 |  | 0.547 |  |  |  | 0.296 | 0.682 | 3.35 |  | 0 | Toronto Pearson Intl AP | CAN | 382 | 3615 | 43.677 | -79.631 | 5 | 3890 | ON | CAN_ON_Toronto.Pearson.Intl.AP.716240_CWEC2016.epw | 0.92291 | 20.6973 | 88.4636 | 27.0836 | 29.1269 | TRUE | FALSE | FALSE | FALSE | 15.5933 | 17.6769 | 0 | 5.2463 | 0.010199 | 1917.53 | 0 | 514.3909 | 27.1084 | 0.0527 | 9908.12 | 0.00048919 | 0.92291 | 3754.17 | 3752.8301 | 26.67 | 26.67 |  | https://s3.console.aws.amazon.com/s3/buckets/834599497928?region=ca-central-1&prefix=phylroy.lopez/reference/reference/output/f58f0a9c-626f-473d-aefd-f51c90e37e4a/ | 1.0.002
872 |  | TRUE | 878 | 0 | 0 | 1470.5916 |  |  |  | 0.1 | 2021-09-22 20:17:18 +0000 | 438c2ebff | 0.2.14 | :adv_dx_units: NECB_Default :airloop_economizer_type: NECB_Default :algorithm_type: parametric :analysis_id: reference :analysis_name: reference :boiler_eff: NECB_Default :btap_batch_version: 1.0.002 :building_type: SmallHotel :chiller_type: NECB_Default :compute_environment: aws_batch :datapoint_id: 9c0b48e4-951e-4435-9747-a848e491c7c1 :daylighting_type: NECB_Default :dcv_type: NECB_Default :door_construction_cond: NECB_Default :ecm_system_name: NECB_Default :electrical_loads_scale: NECB_Default :enable_costing: true :epw_file: CAN_AB_Edmonton.Intl.AP.711230_CWEC2016.epw :erv_package: NECB_Default :ext_floor_cond: NECB_Default :ext_roof_cond: NECB_Default :ext_wall_cond: NECB_Default :fdwr_set: NECB_Default :fixed_wind_solar_trans: NECB_Default :fixed_window_cond: NECB_Default :furnace_eff: NECB_Default :glass_door_cond: NECB_Default :glass_door_solar_trans: NECB_Default :ground_floor_cond: NECB_Default :ground_roof_cond: NECB_Default :ground_wall_cond: NECB_Default :image_name: btap_private_cli :infiltration_scale: NECB_Default :lights_scale: NECB_Default :lights_type: NECB_Default :nv_delta_temp_in_out: NECB_Default :nv_opening_fraction: NECB_Default :nv_temp_out_min: NECB_Default :nv_type: NECB_Default :oa_scale: NECB_Default :occupancy_loads_scale: NECB_Default :output_meters: [] :output_variables: [] :overhead_door_cond: NECB_Default :primary_heating_fuel: Electricity :pv_ground_azimuth_angle: NECB_Default :pv_ground_module_description: NECB_Default :pv_ground_tilt_angle: NECB_Default :pv_ground_total_area_pv_panels_m2: NECB_Default :pv_ground_type: NECB_Default :rotation_degrees: NECB_Default :run_annual_simulation: true :s3_bucket: '834599497928' :scale_x: NECB_Default :scale_y: NECB_Default :scale_z: NECB_Default :shw_eff: NECB_Default :skylight_cond: NECB_Default :skylight_solar_trans: NECB_Default :srr_set: NECB_Default :template: NECB2011 | reference | reference | 9c0b48e4-951e-4435-9747-a848e491c7c1 | NECB2011 | SmallHotel | Electricity | Electricity | CAN_AB_Edmonton.Intl.AP.711230_CWEC2016.epw | parametric |  | NECB_Default | NECB_Default | NECB_Default | NECB_Default | NECB_Default | NECB_Default | NECB_Default | NECB_Default | NECB_Default | NECB_Default | NECB_Default | NECB_Default | NECB_Default | NECB_Default | NECB_Default | NECB_Default | NECB_Default | NECB_Default | NECB_Default | NECB_Default | NECB_Default | NECB_Default | NECB_Default | NECB_Default | NECB_Default | NECB_Default | NECB_Default | NECB_Default | NECB_Default | NECB_Default | NECB_Default | NECB_Default | NECB_Default | NECB_Default | NECB_Default | NECB_Default | NECB_Default | NECB_Default | NECB_Default | NECB_Default | NECB_Default | NECB_Default | NECB_Default | NECB_Default | NECB_Default | aws_batch | 834599497928 | btap_private_cli |  | TRUE | TRUE |  |  | 55.5809 | 11.9145 | 107.9239 | 218.9871 | 4013.58 | 2697.9741 | 32.5 | SmallHotel |  |  | 5 | SmallHotel | 4 |  | 4 | NECB2011 | 0.23215 | 11621.7287 | 73.3745 | 48.8041 | 70.336 | 30.2845 | 397.4555 | 174.6564 | EDMONTON | ALBERTA | 199.9198 | 0 | 0 | 199.9198 | 18.9482 | 0 | 0 | 18.9482 | 0 | 0.032079 | 0 | 0 | 0.91097 | 0.098015 | 0 | 0.38853 | 0.024402 | 0.098127 | 0 | 0.0016843 | 0.91097 | 0.26805 | 83.133 | 0 | 32.5 | 0.757 | [5 empty] | 0.162 | 0.21 | 2.2 | 2.2 | 5 | Edmonton Intl AP | CAN | 23 | 5588 | 53.31 | -113.579 | 7a | 5120 | AB | CAN_AB_Edmonton.Intl.AP.711230_CWEC2016.epw | 0.91097 | 11.9145 | 55.5809 | 13.8954 | 20.2805 | TRUE | FALSE | FALSE | FALSE | 11.9094 | 20.7675 | 0 | 2.9435 | 0.018357 | 1075.84 | 0 | 160.3432 | 13.2057 | 0.082359 | 4826.69 | 8.9695e-05 | 0.91097 | 1490.75 | 1476 | 0 | 0 |  | https://s3.console.aws.amazon.com/s3/buckets/834599497928?region=ca-central-1&prefix=phylroy.lopez/reference/reference/output/9c0b48e4-951e-4435-9747-a848e491c7c1/ | 1.0.002
873 |  | TRUE | 774 | 0 | 0 | 1468.4896 |  |  |  | 0.1 | 2021-09-22 20:18:21 +0000 | 438c2ebff | 0.2.14 | :adv_dx_units: NECB_Default :airloop_economizer_type: NECB_Default :algorithm_type: parametric :analysis_id: reference :analysis_name: reference :boiler_eff: NECB_Default :btap_batch_version: 1.0.002 :building_type: SmallHotel :chiller_type: NECB_Default :compute_environment: aws_batch :datapoint_id: 837fb4e1-2037-4767-930c-c3d2e5c1014d :daylighting_type: NECB_Default :dcv_type: NECB_Default :door_construction_cond: NECB_Default :ecm_system_name: NECB_Default :electrical_loads_scale: NECB_Default :enable_costing: true :epw_file: CAN_ON_Toronto.Pearson.Intl.AP.716240_CWEC2016.epw :erv_package: NECB_Default :ext_floor_cond: NECB_Default :ext_roof_cond: NECB_Default :ext_wall_cond: NECB_Default :fdwr_set: NECB_Default :fixed_wind_solar_trans: NECB_Default :fixed_window_cond: NECB_Default :furnace_eff: NECB_Default :glass_door_cond: NECB_Default :glass_door_solar_trans: NECB_Default :ground_floor_cond: NECB_Default :ground_roof_cond: NECB_Default :ground_wall_cond: NECB_Default :image_name: btap_private_cli :infiltration_scale: NECB_Default :lights_scale: NECB_Default :lights_type: NECB_Default :nv_delta_temp_in_out: NECB_Default :nv_opening_fraction: NECB_Default :nv_temp_out_min: NECB_Default :nv_type: NECB_Default :oa_scale: NECB_Default :occupancy_loads_scale: NECB_Default :output_meters: [] :output_variables: [] :overhead_door_cond: NECB_Default :primary_heating_fuel: Electricity :pv_ground_azimuth_angle: NECB_Default :pv_ground_module_description: NECB_Default :pv_ground_tilt_angle: NECB_Default :pv_ground_total_area_pv_panels_m2: NECB_Default :pv_ground_type: NECB_Default :rotation_degrees: NECB_Default :run_annual_simulation: true :s3_bucket: '834599497928' :scale_x: NECB_Default :scale_y: NECB_Default :scale_z: NECB_Default :shw_eff: NECB_Default :skylight_cond: NECB_Default :skylight_solar_trans: NECB_Default :srr_set: NECB_Default :template: NECB2015 | reference | reference | 837fb4e1-2037-4767-930c-c3d2e5c1014d | NECB2015 | SmallHotel | Electricity | Electricity | CAN_ON_Toronto.Pearson.Intl.AP.716240_CWEC2016.epw | parametric |  | NECB_Default | NECB_Default | NECB_Default | NECB_Default | NECB_Default | NECB_Default | NECB_Default | NECB_Default | NECB_Default | NECB_Default | NECB_Default | NECB_Default | NECB_Default | NECB_Default | NECB_Default | NECB_Default | NECB_Default | NECB_Default | NECB_Default | NECB_Default | NECB_Default | NECB_Default | NECB_Default | NECB_Default | NECB_Default | NECB_Default | NECB_Default | NECB_Default | NECB_Default | NECB_Default | NECB_Default | NECB_Default | NECB_Default | NECB_Default | NECB_Default | NECB_Default | NECB_Default | NECB_Default | NECB_Default | NECB_Default | NECB_Default | NECB_Default | NECB_Default | NECB_Default | NECB_Default | aws_batch | 834599497928 | btap_private_cli |  | TRUE | TRUE |  |  | 59.8012 | 16.3921 | 68.9811 | 154.3157 | 4013.58 | 2697.9741 | 40 | SmallHotel |  |  | 5 | SmallHotel | 4 |  | 4 | NECB2015 | 0.23215 | 11621.7287 | 78.1639 | 52.6565 | 40.6426 | 15.957 | 365.2345 | 177.8145 | TORONTO | ONTARIO | 3.5595 | 0 | 0 | 3.5595 | 28.5181 | 0 | 0 | 28.5181 | 0 | 0.048727 | 0 | 0 | 0.64086 | 0.090752 | 0 | 0.24833 | 0.019673 | 0.065495 | 0 | 0.0020107 | 0.64086 | 0.16571 | 77.4591 | 0 | 40 | 0.757 | [5 empty] | 0.183 | 0.278 | 2.2 | 2.2 | 5 | Toronto Pearson Intl AP | CAN | 382 | 3615 | 43.677 | -79.631 | 5 | 3890 | ON | CAN_ON_Toronto.Pearson.Intl.AP.716240_CWEC2016.epw | 0.64086 | 16.3921 | 59.8012 | 19.9057 | 21.676 | TRUE | FALSE | FALSE | FALSE | 13.2652 | 10.7093 | 0 | 1.8197 | 0.011355 | 665.11 | 0 | 160.2628 | 9.2987 | 0.058022 | 3398.69 | 0.00015198 | 0.64086 | 2179 | 2157 | 0 | 0 |  | https://s3.console.aws.amazon.com/s3/buckets/834599497928?region=ca-central-1&prefix=phylroy.lopez/reference/reference/output/837fb4e1-2037-4767-930c-c3d2e5c1014d/ | 1.0.002
874 |  | TRUE | 786 | 0 | 0 | 1472.0052 |  |  |  | 0.1 | 2021-09-22 20:17:26 +0000 | 438c2ebff | 0.2.14 | :adv_dx_units: NECB_Default :airloop_economizer_type: NECB_Default :algorithm_type: parametric :analysis_id: reference :analysis_name: reference :boiler_eff: NECB_Default :btap_batch_version: 1.0.002 :building_type: SmallHotel :chiller_type: NECB_Default :compute_environment: aws_batch :datapoint_id: 48617713-4339-4c9c-910d-6478d96d4c59 :daylighting_type: NECB_Default :dcv_type: NECB_Default :door_construction_cond: NECB_Default :ecm_system_name: NECB_Default :electrical_loads_scale: NECB_Default :enable_costing: true :epw_file: CAN_BC_Vancouver.Intl.AP.718920_CWEC2016.epw :erv_package: NECB_Default :ext_floor_cond: NECB_Default :ext_roof_cond: NECB_Default :ext_wall_cond: NECB_Default :fdwr_set: NECB_Default :fixed_wind_solar_trans: NECB_Default :fixed_window_cond: NECB_Default :furnace_eff: NECB_Default :glass_door_cond: NECB_Default :glass_door_solar_trans: NECB_Default :ground_floor_cond: NECB_Default :ground_roof_cond: NECB_Default :ground_wall_cond: NECB_Default :image_name: btap_private_cli :infiltration_scale: NECB_Default :lights_scale: NECB_Default :lights_type: NECB_Default :nv_delta_temp_in_out: NECB_Default :nv_opening_fraction: NECB_Default :nv_temp_out_min: NECB_Default :nv_type: NECB_Default :oa_scale: NECB_Default :occupancy_loads_scale: NECB_Default :output_meters: [] :output_variables: [] :overhead_door_cond: NECB_Default :primary_heating_fuel: Electricity :pv_ground_azimuth_angle: NECB_Default :pv_ground_module_description: NECB_Default :pv_ground_tilt_angle: NECB_Default :pv_ground_total_area_pv_panels_m2: NECB_Default :pv_ground_type: NECB_Default :rotation_degrees: NECB_Default :run_annual_simulation: true :s3_bucket: '834599497928' :scale_x: NECB_Default :scale_y: NECB_Default :scale_z: NECB_Default :shw_eff: NECB_Default :skylight_cond: NECB_Default :skylight_solar_trans: NECB_Default :srr_set: NECB_Default :template: BTAP1980TO2010 | reference | reference | 48617713-4339-4c9c-910d-6478d96d4c59 | BTAP1980TO2010 | SmallHotel | Electricity | Electricity | CAN_BC_Vancouver.Intl.AP.718920_CWEC2016.epw | parametric |  | NECB_Default | NECB_Default | NECB_Default | NECB_Default | NECB_Default | NECB_Default | NECB_Default | NECB_Default | NECB_Default | NECB_Default | NECB_Default | NECB_Default | NECB_Default | NECB_Default | NECB_Default | NECB_Default | NECB_Default | NECB_Default | NECB_Default | NECB_Default | NECB_Default | NECB_Default | NECB_Default | NECB_Default | NECB_Default | NECB_Default | NECB_Default | NECB_Default | NECB_Default | NECB_Default | NECB_Default | NECB_Default | NECB_Default | NECB_Default | NECB_Default | NECB_Default | NECB_Default | NECB_Default | NECB_Default | NECB_Default | NECB_Default | NECB_Default | NECB_Default | NECB_Default | NECB_Default | aws_batch | 834599497928 | btap_private_cli |  | TRUE | TRUE |  |  | 45.3044 | 6.3902 | 85.6177 | 167.5375 | 4013.58 | 2697.9741 | 10.9 | SmallHotel |  |  | 0 | SmallHotel | 4 |  | 4 | BTAP1980TO2010 | 0.23215 | 11621.7287 | 0.39546 | 50.1681 | 63.0135 | 30.3055 | 279.8336 | 135.9511 | VANCOUVER | BRITISH COLUMBIA | 2.0566 | 0 | 0 | 2.0566 | 20.5368 | 0 | 0 | 20.5368 | 0 | 0.0081424 | 0 | 0 | 0.72568 | 0.056516 | 0 | 0.30822 | 0.024402 | 0.098127 | 0 | 0.0011536 | 0.72568 | 0.2291 | 69.65 | 0 | 10.9 | 0.678 | [5 empty] | 0.363 | 0.568 | 4.09 |  | 0 | Vancouver Intl AP | CAN | 42 | 2797 | 49.195 | -123.184 | 4 | 2800 | BC | CAN_BC_Vancouver.Intl.AP.718920_CWEC2016.epw | 0.72568 | 6.3902 | 45.3044 | 13.7683 | 24.8934 | TRUE | TRUE | FALSE | FALSE | 11.3296 | 8.9597 | 0 | 2.5158 | 0.01569 | 919.52 | 0 | 160.3432 | 13.2057 | 0.082359 | 4826.69 | 1.2458e-05 | 0.72568 | 1055.25 | 1055.25 | 6.5 | 6.5 |  | https://s3.console.aws.amazon.com/s3/buckets/834599497928?region=ca-central-1&prefix=phylroy.lopez/reference/reference/output/48617713-4339-4c9c-910d-6478d96d4c59/ | 1.0.002
875 |  | TRUE | 1032 | 2 | 0 | 683.7733 |  |  |  | 0.1 | 2021-09-22 20:18:25 +0000 | 438c2ebff | 0.2.14 | :adv_dx_units: NECB_Default :airloop_economizer_type: NECB_Default :algorithm_type: parametric :analysis_id: reference :analysis_name: reference :boiler_eff: NECB_Default :btap_batch_version: 1.0.002 :building_type: HighriseApartment :chiller_type: NECB_Default :compute_environment: aws_batch :datapoint_id: d522108e-dcba-4a47-94a1-3d349c191c0f :daylighting_type: NECB_Default :dcv_type: NECB_Default :door_construction_cond: NECB_Default :ecm_system_name: NECB_Default :electrical_loads_scale: NECB_Default :enable_costing: true :epw_file: CAN_BC_Vancouver.Intl.AP.718920_CWEC2016.epw :erv_package: NECB_Default :ext_floor_cond: NECB_Default :ext_roof_cond: NECB_Default :ext_wall_cond: NECB_Default :fdwr_set: NECB_Default :fixed_wind_solar_trans: NECB_Default :fixed_window_cond: NECB_Default :furnace_eff: NECB_Default :glass_door_cond: NECB_Default :glass_door_solar_trans: NECB_Default :ground_floor_cond: NECB_Default :ground_roof_cond: NECB_Default :ground_wall_cond: NECB_Default :image_name: btap_private_cli :infiltration_scale: NECB_Default :lights_scale: NECB_Default :lights_type: NECB_Default :nv_delta_temp_in_out: NECB_Default :nv_opening_fraction: NECB_Default :nv_temp_out_min: NECB_Default :nv_type: NECB_Default :oa_scale: NECB_Default :occupancy_loads_scale: NECB_Default :output_meters: [] :output_variables: [] :overhead_door_cond: NECB_Default :primary_heating_fuel: NaturalGas :pv_ground_azimuth_angle: NECB_Default :pv_ground_module_description: NECB_Default :pv_ground_tilt_angle: NECB_Default :pv_ground_total_area_pv_panels_m2: NECB_Default :pv_ground_type: NECB_Default :rotation_degrees: NECB_Default :run_annual_simulation: true :s3_bucket: '834599497928' :scale_x: NECB_Default :scale_y: NECB_Default :scale_z: NECB_Default :shw_eff: NECB_Default :skylight_cond: NECB_Default :skylight_solar_trans: NECB_Default :srr_set: NECB_Default :template: BTAP1980TO2010 | reference | reference | d522108e-dcba-4a47-94a1-3d349c191c0f | BTAP1980TO2010 | HighriseApartment | NaturalGas | Natural Gas | CAN_BC_Vancouver.Intl.AP.718920_CWEC2016.epw | parametric |  | NECB_Default | NECB_Default | NECB_Default | NECB_Default | NECB_Default | NECB_Default | NECB_Default | NECB_Default | NECB_Default | NECB_Default | NECB_Default | NECB_Default | NECB_Default | NECB_Default | NECB_Default | NECB_Default | NECB_Default | NECB_Default | NECB_Default | NECB_Default | NECB_Default | NECB_Default | NECB_Default | NECB_Default | NECB_Default | NECB_Default | NECB_Default | NECB_Default | NECB_Default | NECB_Default | NECB_Default | NECB_Default | NECB_Default | NECB_Default | NECB_Default | NECB_Default | NECB_Default | NECB_Default | NECB_Default | NECB_Default | NECB_Default | NECB_Default | NECB_Default | NECB_Default | NECB_Default | aws_batch | 834599497928 | btap_private_cli |  | TRUE | TRUE |  |  | 47.0191 | 7.2948 | 59.363 | 128.6561 | 7836.48 | 4638.6699 | 29.8 | HighriseApartment |  |  | 0 | HighriseApartment | 10 |  | 10 | BTAP1980TO2010 | 0.19422 | 23884.0213 | 1.265 | 76.503 | 24.7963 | 3.3613 | 138.2375 | 32.3119 | VANCOUVER | BRITISH COLUMBIA | 0.48108 | 20.0031 | 0 | 20.4842 | 4.8041 | 4.4875 | 0 | 9.2916 | 0 | 0.012411 | 0 | 0 | 0.16976 | 0.052684 | 0 | 0.30062 | 0.063082 | 0.040272 | 0.39677 | 0.0012927 | 0.56653 | 0.09615 | 18.0875 | 54.2407 | 29.8 | 0.678 | [5 empty] | 0.363 | 0.568 | 4.09 |  | 0 | Vancouver Intl AP | CAN | 42 | 2797 | 49.195 | -123.184 | 4 | 2800 | BC | CAN_BC_Vancouver.Intl.AP.718920_CWEC2016.epw | 0.56653 | 7.2948 | 47.0191 | 15.0941 | 24.7638 | TRUE | TRUE | FALSE | FALSE | 10.9327 | 7.3037 | 0 | 0 | 0 | 0 | 753.48 | 128.5028 | 8.3471 | 0.064956 | 3050.86 | 1.4037e-05 | 0.56653 | 185.75 | 185.75 | 69.25 | 69.25 |  | https://s3.console.aws.amazon.com/s3/buckets/834599497928?region=ca-central-1&prefix=phylroy.lopez/reference/reference/output/d522108e-dcba-4a47-94a1-3d349c191c0f/ | 1.0.002
876 |  | TRUE | 798 | 0 | 0 | 1522.2749 |  |  |  | 0.1 | 2021-09-22 20:17:36 +0000 | 438c2ebff | 0.2.14 | :adv_dx_units: NECB_Default :airloop_economizer_type: NECB_Default :algorithm_type: parametric :analysis_id: reference :analysis_name: reference :boiler_eff: NECB_Default :btap_batch_version: 1.0.002 :building_type: SmallHotel :chiller_type: NECB_Default :compute_environment: aws_batch :datapoint_id: d76235bb-6998-43d4-ad42-9674d0f85686 :daylighting_type: NECB_Default :dcv_type: NECB_Default :door_construction_cond: NECB_Default :ecm_system_name: NECB_Default :electrical_loads_scale: NECB_Default :enable_costing: true :epw_file: CAN_BC_Vancouver.Intl.AP.718920_CWEC2016.epw :erv_package: NECB_Default :ext_floor_cond: NECB_Default :ext_roof_cond: NECB_Default :ext_wall_cond: NECB_Default :fdwr_set: NECB_Default :fixed_wind_solar_trans: NECB_Default :fixed_window_cond: NECB_Default :furnace_eff: NECB_Default :glass_door_cond: NECB_Default :glass_door_solar_trans: NECB_Default :ground_floor_cond: NECB_Default :ground_roof_cond: NECB_Default :ground_wall_cond: NECB_Default :image_name: btap_private_cli :infiltration_scale: NECB_Default :lights_scale: NECB_Default :lights_type: NECB_Default :nv_delta_temp_in_out: NECB_Default :nv_opening_fraction: NECB_Default :nv_temp_out_min: NECB_Default :nv_type: NECB_Default :oa_scale: NECB_Default :occupancy_loads_scale: NECB_Default :output_meters: [] :output_variables: [] :overhead_door_cond: NECB_Default :primary_heating_fuel: Electricity :pv_ground_azimuth_angle: NECB_Default :pv_ground_module_description: NECB_Default :pv_ground_tilt_angle: NECB_Default :pv_ground_total_area_pv_panels_m2: NECB_Default :pv_ground_type: NECB_Default :rotation_degrees: NECB_Default :run_annual_simulation: true :s3_bucket: '834599497928' :scale_x: NECB_Default :scale_y: NECB_Default :scale_z: NECB_Default :shw_eff: NECB_Default :skylight_cond: NECB_Default :skylight_solar_trans: NECB_Default :srr_set: NECB_Default :template: NECB2011 | reference | reference | d76235bb-6998-43d4-ad42-9674d0f85686 | NECB2011 | SmallHotel | Electricity | Electricity | CAN_BC_Vancouver.Intl.AP.718920_CWEC2016.epw | parametric |  | NECB_Default | NECB_Default | NECB_Default | NECB_Default | NECB_Default | NECB_Default | NECB_Default | NECB_Default | NECB_Default | NECB_Default | NECB_Default | NECB_Default | NECB_Default | NECB_Default | NECB_Default | NECB_Default | NECB_Default | NECB_Default | NECB_Default | NECB_Default | NECB_Default | NECB_Default | NECB_Default | NECB_Default | NECB_Default | NECB_Default | NECB_Default | NECB_Default | NECB_Default | NECB_Default | NECB_Default | NECB_Default | NECB_Default | NECB_Default | NECB_Default | NECB_Default | NECB_Default | NECB_Default | NECB_Default | NECB_Default | NECB_Default | NECB_Default | NECB_Default | NECB_Default | NECB_Default | aws_batch | 834599497928 | btap_private_cli |  | TRUE | TRUE |  |  | 30.368 | 10.489 | 58.2156 | 158.687 | 4013.58 | 2697.9741 | 40 | SmallHotel |  |  | 5 | SmallHotel | 4 |  | 4 | NECB2011 | 0.23215 | 11621.7287 | 68.5519 | 44.8169 | 63.0135 | 30.3055 | 377.3846 | 170.6967 | VANCOUVER | BRITISH COLUMBIA | 1.9665 | 0 | 0 | 1.9665 | 19.6379 | 0 | 0 | 19.6379 | 0 | 0.03668 | 0 | 0 | 0.69392 | 0.093968 | 0 | 0.20958 | 0.024402 | 0.098127 | 0 | 0.0019409 | 0.69392 | 0.22911 | 56.8918 | 0 | 40 | 0.757 | [5 empty] | 0.227 | 0.315 | 2.4 | 2.4 | 5 | Vancouver Intl AP | CAN | 42 | 2797 | 49.195 | -123.184 | 4 | 2800 | BC | CAN_BC_Vancouver.Intl.AP.718920_CWEC2016.epw | 0.69392 | 10.489 | 30.368 | 13.7683 | 24.8934 | TRUE | TRUE | FALSE | FALSE | 11.3296 | 8.9597 | 0 | 2.5158 | 0.01569 | 919.54 | 0 | 160.3432 | 13.2057 | 0.082359 | 4826.69 | 0.0001171 | 0.69392 | 1550.5 | 1537.75 | 13.75 | 13.75 |  | https://s3.console.aws.amazon.com/s3/buckets/834599497928?region=ca-central-1&prefix=phylroy.lopez/reference/reference/output/d76235bb-6998-43d4-ad42-9674d0f85686/ | 1.0.002
877 |  | TRUE | 892 | 0 | 0 | 1523.7217 |  |  |  | 0.1 | 2021-09-22 20:18:59 +0000 | 438c2ebff | 0.2.14 | :adv_dx_units: NECB_Default :airloop_economizer_type: NECB_Default :algorithm_type: parametric :analysis_id: reference :analysis_name: reference :boiler_eff: NECB_Default :btap_batch_version: 1.0.002 :building_type: SmallHotel :chiller_type: NECB_Default :compute_environment: aws_batch :datapoint_id: 3a2b4cbb-c53c-4b0e-9e46-2e4da6356b3f :daylighting_type: NECB_Default :dcv_type: NECB_Default :door_construction_cond: NECB_Default :ecm_system_name: NECB_Default :electrical_loads_scale: NECB_Default :enable_costing: true :epw_file: CAN_QC_Montreal-Trudeau.Intl.AP.716270_CWEC2016.epw :erv_package: NECB_Default :ext_floor_cond: NECB_Default :ext_roof_cond: NECB_Default :ext_wall_cond: NECB_Default :fdwr_set: NECB_Default :fixed_wind_solar_trans: NECB_Default :fixed_window_cond: NECB_Default :furnace_eff: NECB_Default :glass_door_cond: NECB_Default :glass_door_solar_trans: NECB_Default :ground_floor_cond: NECB_Default :ground_roof_cond: NECB_Default :ground_wall_cond: NECB_Default :image_name: btap_private_cli :infiltration_scale: NECB_Default :lights_scale: NECB_Default :lights_type: NECB_Default :nv_delta_temp_in_out: NECB_Default :nv_opening_fraction: NECB_Default :nv_temp_out_min: NECB_Default :nv_type: NECB_Default :oa_scale: NECB_Default :occupancy_loads_scale: NECB_Default :output_meters: [] :output_variables: [] :overhead_door_cond: NECB_Default :primary_heating_fuel: NaturalGas :pv_ground_azimuth_angle: NECB_Default :pv_ground_module_description: NECB_Default :pv_ground_tilt_angle: NECB_Default :pv_ground_total_area_pv_panels_m2: NECB_Default :pv_ground_type: NECB_Default :rotation_degrees: NECB_Default :run_annual_simulation: true :s3_bucket: '834599497928' :scale_x: NECB_Default :scale_y: NECB_Default :scale_z: NECB_Default :shw_eff: NECB_Default :skylight_cond: NECB_Default :skylight_solar_trans: NECB_Default :srr_set: NECB_Default :template: NECB2011 | reference | reference | 3a2b4cbb-c53c-4b0e-9e46-2e4da6356b3f | NECB2011 | SmallHotel | NaturalGas | Natural Gas | CAN_QC_Montreal-Trudeau.Intl.AP.716270_CWEC2016.epw | parametric |  | NECB_Default | NECB_Default | NECB_Default | NECB_Default | NECB_Default | NECB_Default | NECB_Default | NECB_Default | NECB_Default | NECB_Default | NECB_Default | NECB_Default | NECB_Default | NECB_Default | NECB_Default | NECB_Default | NECB_Default | NECB_Default | NECB_Default | NECB_Default | NECB_Default | NECB_Default | NECB_Default | NECB_Default | NECB_Default | NECB_Default | NECB_Default | NECB_Default | NECB_Default | NECB_Default | NECB_Default | NECB_Default | NECB_Default | NECB_Default | NECB_Default | NECB_Default | NECB_Default | NECB_Default | NECB_Default | NECB_Default | NECB_Default | NECB_Default | NECB_Default | NECB_Default | NECB_Default | aws_batch | 834599497928 | btap_private_cli |  | TRUE | TRUE |  |  | 70.7212 | 16.3563 | 91.5261 | 240.9798 | 4013.58 | 2697.9741 | 37.3 | SmallHotel |  |  | 5 | SmallHotel | 4 |  | 4 | NECB2011 | 0.23215 | 11621.7287 | 71.4354 | 80.9031 | 64.6262 | 7.418 | 421.2575 | 196.8747 | MONTREAL | QUEBEC | 0.10989 | 34.9511 | 0 | 35.061 | 6.9991 | 9.1552 | 0 | 16.1543 | 0 | 0.053837 | 0 | 0 | 0.28279 | 0.095812 | 0 | 0.39342 | 0.024402 | 0.098127 | 0.70751 | 0.010372 | 0.9903 | 0.31408 | 25.3744 | 90.4231 | 37.3 | 0.757 | [5 empty] | 0.183 | 0.247 | 2.2 | 2.2 | 5 | Montreal-Trudeau Intl AP | CAN | 323 | 4090 | 45.471 | -73.741 | 6 | 4400 | QC | CAN_QC_Montreal-Trudeau.Intl.AP.716270_CWEC2016.epw | 0.9903 | 16.3563 | 70.7212 | 18.8425 | 23.1522 | TRUE | FALSE | FALSE | FALSE | 13.2323 | 16.8046 | 0 | 0 | 0 | 0 | 1260.59 | 160.3432 | 13.2057 | 0.082359 | 4826.69 | 0.00023919 | 0.9903 | 2101 | 2086.25 | 18 | 18 |  | https://s3.console.aws.amazon.com/s3/buckets/834599497928?region=ca-central-1&prefix=phylroy.lopez/reference/reference/output/3a2b4cbb-c53c-4b0e-9e46-2e4da6356b3f/ | 1.0.002
878 |  | TRUE | 814 | 0 | 0 | 1526.284 |  |  |  | 0.1 | 2021-09-22 20:19:10 +0000 | 438c2ebff | 0.2.14 | :adv_dx_units: NECB_Default :airloop_economizer_type: NECB_Default :algorithm_type: parametric :analysis_id: reference :analysis_name: reference :boiler_eff: NECB_Default :btap_batch_version: 1.0.002 :building_type: SmallHotel :chiller_type: NECB_Default :compute_environment: aws_batch :datapoint_id: 657b64c8-5eb1-4400-9552-c1457b77dcca :daylighting_type: NECB_Default :dcv_type: NECB_Default :door_construction_cond: NECB_Default :ecm_system_name: NECB_Default :electrical_loads_scale: NECB_Default :enable_costing: true :epw_file: CAN_YT_Whitehorse.Intl.AP.719640_CWEC2016.epw :erv_package: NECB_Default :ext_floor_cond: NECB_Default :ext_roof_cond: NECB_Default :ext_wall_cond: NECB_Default :fdwr_set: NECB_Default :fixed_wind_solar_trans: NECB_Default :fixed_window_cond: NECB_Default :furnace_eff: NECB_Default :glass_door_cond: NECB_Default :glass_door_solar_trans: NECB_Default :ground_floor_cond: NECB_Default :ground_roof_cond: NECB_Default :ground_wall_cond: NECB_Default :image_name: btap_private_cli :infiltration_scale: NECB_Default :lights_scale: NECB_Default :lights_type: NECB_Default :nv_delta_temp_in_out: NECB_Default :nv_opening_fraction: NECB_Default :nv_temp_out_min: NECB_Default :nv_type: NECB_Default :oa_scale: NECB_Default :occupancy_loads_scale: NECB_Default :output_meters: [] :output_variables: [] :overhead_door_cond: NECB_Default :primary_heating_fuel: NaturalGas :pv_ground_azimuth_angle: NECB_Default :pv_ground_module_description: NECB_Default :pv_ground_tilt_angle: NECB_Default :pv_ground_total_area_pv_panels_m2: NECB_Default :pv_ground_type: NECB_Default :rotation_degrees: NECB_Default :run_annual_simulation: true :s3_bucket: '834599497928' :scale_x: NECB_Default :scale_y: NECB_Default :scale_z: NECB_Default :shw_eff: NECB_Default :skylight_cond: NECB_Default :skylight_solar_trans: NECB_Default :srr_set: NECB_Default :template: BTAPPRE1980 | reference | reference | 657b64c8-5eb1-4400-9552-c1457b77dcca | BTAPPRE1980 | SmallHotel | NaturalGas | Natural Gas | CAN_YT_Whitehorse.Intl.AP.719640_CWEC2016.epw | parametric |  | NECB_Default | NECB_Default | NECB_Default | NECB_Default | NECB_Default | NECB_Default | NECB_Default | NECB_Default | NECB_Default | NECB_Default | NECB_Default | NECB_Default | NECB_Default | NECB_Default | NECB_Default | NECB_Default | NECB_Default | NECB_Default | NECB_Default | NECB_Default | NECB_Default | NECB_Default | NECB_Default | NECB_Default | NECB_Default | NECB_Default | NECB_Default | NECB_Default | NECB_Default | NECB_Default | NECB_Default | NECB_Default | NECB_Default | NECB_Default | NECB_Default | NECB_Default | NECB_Default | NECB_Default | NECB_Default | NECB_Default | NECB_Default | NECB_Default | NECB_Default | NECB_Default | NECB_Default | aws_batch | 834599497928 | btap_private_cli |  | TRUE | TRUE |  |  | 107.1971 | 6.583 | 192.52 | 369.9572 | 4013.58 | 2697.9741 | 10.9 | SmallHotel |  |  | 0 | SmallHotel | 4 |  | 4 | BTAPPRE1980 | 0.23215 | 11621.7287 | 0.28151 | 82.5822 | 62.9217 | 7.2294 | 312.737 | 159.7222 | WHITEHORSE | YUKON | 3.2655 | 61.9237 | 0 | 65.1892 | 7.4783 | 11.287 | 0 | 18.7654 | 0 | 0.004714 | 0 | 0 | 0.20995 | 0.071961 | 0 | 0.88499 | 0.024402 | 0.098127 | 1.2444 | 0.010736 | 1.4544 | 0.35944 | 15.5882 | 126.6881 | 10.9 | 0.678 | [5 empty] | 0.227 | 0.772 | 2.95 |  | 0 | Whitehorse Intl AP | CAN | 5 | 6491 | 60.709 | -135.069 | 7b | 6580 | YT | CAN_YT_Whitehorse.Intl.AP.719640_CWEC2016.epw | 1.4544 | 6.583 | 107.1971 | 16.375 | 16.5177 | TRUE | TRUE | FALSE | FALSE | 8.7335 | 22.9643 | 0 | 0 | 0 | 0 | 1442.65 | 160.3432 | 13.2057 | 0.082359 | 4826.69 | 7.4746e-06 | 1.4544 | 1151.25 | 1151 | 971.75 | 971.5 |  | https://s3.console.aws.amazon.com/s3/buckets/834599497928?region=ca-central-1&prefix=phylroy.lopez/reference/reference/output/657b64c8-5eb1-4400-9552-c1457b77dcca/ | 1.0.002
879 |  | TRUE | 866 | 0 | 0 | 1526.4367 |  |  |  | 0.1 | 2021-09-22 20:18:41 +0000 | 438c2ebff | 0.2.14 | :adv_dx_units: NECB_Default :airloop_economizer_type: NECB_Default :algorithm_type: parametric :analysis_id: reference :analysis_name: reference :boiler_eff: NECB_Default :btap_batch_version: 1.0.002 :building_type: SmallHotel :chiller_type: NECB_Default :compute_environment: aws_batch :datapoint_id: 190c2b29-da46-472a-a1b1-e2a26fb8a7fe :daylighting_type: NECB_Default :dcv_type: NECB_Default :door_construction_cond: NECB_Default :ecm_system_name: NECB_Default :electrical_loads_scale: NECB_Default :enable_costing: true :epw_file: CAN_AB_Edmonton.Intl.AP.711230_CWEC2016.epw :erv_package: NECB_Default :ext_floor_cond: NECB_Default :ext_roof_cond: NECB_Default :ext_wall_cond: NECB_Default :fdwr_set: NECB_Default :fixed_wind_solar_trans: NECB_Default :fixed_window_cond: NECB_Default :furnace_eff: NECB_Default :glass_door_cond: NECB_Default :glass_door_solar_trans: NECB_Default :ground_floor_cond: NECB_Default :ground_roof_cond: NECB_Default :ground_wall_cond: NECB_Default :image_name: btap_private_cli :infiltration_scale: NECB_Default :lights_scale: NECB_Default :lights_type: NECB_Default :nv_delta_temp_in_out: NECB_Default :nv_opening_fraction: NECB_Default :nv_temp_out_min: NECB_Default :nv_type: NECB_Default :oa_scale: NECB_Default :occupancy_loads_scale: NECB_Default :output_meters: [] :output_variables: [] :overhead_door_cond: NECB_Default :primary_heating_fuel: Electricity :pv_ground_azimuth_angle: NECB_Default :pv_ground_module_description: NECB_Default :pv_ground_tilt_angle: NECB_Default :pv_ground_total_area_pv_panels_m2: NECB_Default :pv_ground_type: NECB_Default :rotation_degrees: NECB_Default :run_annual_simulation: true :s3_bucket: '834599497928' :scale_x: NECB_Default :scale_y: NECB_Default :scale_z: NECB_Default :shw_eff: NECB_Default :skylight_cond: NECB_Default :skylight_solar_trans: NECB_Default :srr_set: NECB_Default :template: BTAP1980TO2010 | reference | reference | 190c2b29-da46-472a-a1b1-e2a26fb8a7fe | BTAP1980TO2010 | SmallHotel | Electricity | Electricity | CAN_AB_Edmonton.Intl.AP.711230_CWEC2016.epw | parametric |  | NECB_Default | NECB_Default | NECB_Default | NECB_Default | NECB_Default | NECB_Default | NECB_Default | NECB_Default | NECB_Default | NECB_Default | NECB_Default | NECB_Default | NECB_Default | NECB_Default | NECB_Default | NECB_Default | NECB_Default | NECB_Default | NECB_Default | NECB_Default | NECB_Default | NECB_Default | NECB_Default | NECB_Default | NECB_Default | NECB_Default | NECB_Default | NECB_Default | NECB_Default | NECB_Default | NECB_Default | NECB_Default | NECB_Default | NECB_Default | NECB_Default | NECB_Default | NECB_Default | NECB_Default | NECB_Default | NECB_Default | NECB_Default | NECB_Default | NECB_Default | NECB_Default | NECB_Default | aws_batch | 834599497928 | btap_private_cli |  | TRUE | TRUE |  |  | 82.6463 | 7.7578 | 148.7755 | 246.0902 | 4013.58 | 2697.9741 | 10.9 | SmallHotel |  |  | 0 | SmallHotel | 4 |  | 4 | BTAP1980TO2010 | 0.23215 | 11621.7287 | 0.37425 | 56.9746 | 70.336 | 30.2845 | 298.6465 | 140.6772 | EDMONTON | ALBERTA | 221.3172 | 0 | 0 | 221.3172 | 20.9763 | 0 | 0 | 20.9763 | 0 | 0.010472 | 0 | 0 | 1.0085 | 0.070635 | 0 | 0.53559 | 0.024402 | 0.098127 | 0 | 0.0011785 | 1.0085 | 0.26805 | 105.6625 | 0 | 10.9 | 0.678 | [5 empty] | 0.227 | 0.346 | 2.95 |  | 0 | Edmonton Intl AP | CAN | 23 | 5588 | 53.31 | -113.579 | 7a | 5120 | AB | CAN_AB_Edmonton.Intl.AP.711230_CWEC2016.epw | 1.0085 | 7.7578 | 82.6463 | 13.8954 | 20.2805 | TRUE | TRUE | FALSE | FALSE | 11.9094 | 20.7675 | 0 | 2.9434 | 0.018357 | 1075.83 | 0 | 160.3432 | 13.2057 | 0.082359 | 4826.69 | 1.7441e-05 | 1.0085 | 1639.75 | 1638.5 | 77 | 77 |  | https://s3.console.aws.amazon.com/s3/buckets/834599497928?region=ca-central-1&prefix=phylroy.lopez/reference/reference/output/190c2b29-da46-472a-a1b1-e2a26fb8a7fe/ | 1.0.002
880 |  | TRUE | 795 | 0 | 0 | 1522.0666 |  |  |  | 0.1 | 2021-09-22 20:18:59 +0000 | 438c2ebff | 0.2.14 | :adv_dx_units: NECB_Default :airloop_economizer_type: NECB_Default :algorithm_type: parametric :analysis_id: reference :analysis_name: reference :boiler_eff: NECB_Default :btap_batch_version: 1.0.002 :building_type: SmallHotel :chiller_type: NECB_Default :compute_environment: aws_batch :datapoint_id: 2342b66d-4052-4dc4-80a9-560eb815b192 :daylighting_type: NECB_Default :dcv_type: NECB_Default :door_construction_cond: NECB_Default :ecm_system_name: NECB_Default :electrical_loads_scale: NECB_Default :enable_costing: true :epw_file: CAN_ON_Toronto.Pearson.Intl.AP.716240_CWEC2016.epw :erv_package: NECB_Default :ext_floor_cond: NECB_Default :ext_roof_cond: NECB_Default :ext_wall_cond: NECB_Default :fdwr_set: NECB_Default :fixed_wind_solar_trans: NECB_Default :fixed_window_cond: NECB_Default :furnace_eff: NECB_Default :glass_door_cond: NECB_Default :glass_door_solar_trans: NECB_Default :ground_floor_cond: NECB_Default :ground_roof_cond: NECB_Default :ground_wall_cond: NECB_Default :image_name: btap_private_cli :infiltration_scale: NECB_Default :lights_scale: NECB_Default :lights_type: NECB_Default :nv_delta_temp_in_out: NECB_Default :nv_opening_fraction: NECB_Default :nv_temp_out_min: NECB_Default :nv_type: NECB_Default :oa_scale: NECB_Default :occupancy_loads_scale: NECB_Default :output_meters: [] :output_variables: [] :overhead_door_cond: NECB_Default :primary_heating_fuel: Electricity :pv_ground_azimuth_angle: NECB_Default :pv_ground_module_description: NECB_Default :pv_ground_tilt_angle: NECB_Default :pv_ground_total_area_pv_panels_m2: NECB_Default :pv_ground_type: NECB_Default :rotation_degrees: NECB_Default :run_annual_simulation: true :s3_bucket: '834599497928' :scale_x: NECB_Default :scale_y: NECB_Default :scale_z: NECB_Default :shw_eff: NECB_Default :skylight_cond: NECB_Default :skylight_solar_trans: NECB_Default :srr_set: NECB_Default :template: NECB2017 | reference | reference | 2342b66d-4052-4dc4-80a9-560eb815b192 | NECB2017 | SmallHotel | Electricity | Electricity | CAN_ON_Toronto.Pearson.Intl.AP.716240_CWEC2016.epw | parametric |  | NECB_Default | NECB_Default | NECB_Default | NECB_Default | NECB_Default | NECB_Default | NECB_Default | NECB_Default | NECB_Default | NECB_Default | NECB_Default | NECB_Default | NECB_Default | NECB_Default | NECB_Default | NECB_Default | NECB_Default | NECB_Default | NECB_Default | NECB_Default | NECB_Default | NECB_Default | NECB_Default | NECB_Default | NECB_Default | NECB_Default | NECB_Default | NECB_Default | NECB_Default | NECB_Default | NECB_Default | NECB_Default | NECB_Default | NECB_Default | NECB_Default | NECB_Default | NECB_Default | NECB_Default | NECB_Default | NECB_Default | NECB_Default | NECB_Default | NECB_Default | NECB_Default | NECB_Default | aws_batch | 834599497928 | btap_private_cli |  | TRUE | TRUE |  |  | 46.5482 | 14.1365 | 32.3527 | 115.5784 | 4013.58 | 2697.9741 | 40 | SmallHotel |  |  | 2 | SmallHotel | 4 |  | 4 | NECB2017 | 0.23215 | 11621.7287 | 80.26 | 50.8564 | 71.3349 | 15.957 | 438.1879 | 219.7797 | TORONTO | ONTARIO | 2.9825 | 0 | 0 | 2.9825 | 23.8957 | 0 | 0 | 23.8957 | 0 | 0.048356 | 0 | 0 | 0.53698 | 0.083222 | 0.023914 | 0.11647 | 0.019673 | 0.077175 | 0 | 0.0023196 | 0.53698 | 0.16571 | 65.479 | 0 | 40 | 0.757 | [5 empty] | 0.156 | 0.278 | 1.9 | 1.9 | 2 | Toronto Pearson Intl AP | CAN | 382 | 3615 | 43.677 | -79.631 | 5 | 3890 | ON | CAN_ON_Toronto.Pearson.Intl.AP.716240_CWEC2016.epw | 0.53698 | 14.1365 | 46.5482 | 19.9057 | 21.676 | TRUE | FALSE | FALSE | FALSE | 13.2652 | 10.7093 | 0 | 1.8197 | 0.011355 | 665.11 | 0 | 160.2628 | 9.2987 | 0.058022 | 3398.69 | 0.00013953 | 0.53698 | 2272.5 | 2254.25 | 14 | 14 |  | https://s3.console.aws.amazon.com/s3/buckets/834599497928?region=ca-central-1&prefix=phylroy.lopez/reference/reference/output/2342b66d-4052-4dc4-80a9-560eb815b192/ | 1.0.002
881 |  | TRUE | 874 | 0 | 0 | 1525.3375 |  |  |  | 0.1 | 2021-09-22 20:19:10 +0000 | 438c2ebff | 0.2.14 | :adv_dx_units: NECB_Default :airloop_economizer_type: NECB_Default :algorithm_type: parametric :analysis_id: reference :analysis_name: reference :boiler_eff: NECB_Default :btap_batch_version: 1.0.002 :building_type: SmallHotel :chiller_type: NECB_Default :compute_environment: aws_batch :datapoint_id: d4ccecc7-3bad-4456-97ab-ae75e856f25a :daylighting_type: NECB_Default :dcv_type: NECB_Default :door_construction_cond: NECB_Default :ecm_system_name: NECB_Default :electrical_loads_scale: NECB_Default :enable_costing: true :epw_file: CAN_AB_Edmonton.Intl.AP.711230_CWEC2016.epw :erv_package: NECB_Default :ext_floor_cond: NECB_Default :ext_roof_cond: NECB_Default :ext_wall_cond: NECB_Default :fdwr_set: NECB_Default :fixed_wind_solar_trans: NECB_Default :fixed_window_cond: NECB_Default :furnace_eff: NECB_Default :glass_door_cond: NECB_Default :glass_door_solar_trans: NECB_Default :ground_floor_cond: NECB_Default :ground_roof_cond: NECB_Default :ground_wall_cond: NECB_Default :image_name: btap_private_cli :infiltration_scale: NECB_Default :lights_scale: NECB_Default :lights_type: NECB_Default :nv_delta_temp_in_out: NECB_Default :nv_opening_fraction: NECB_Default :nv_temp_out_min: NECB_Default :nv_type: NECB_Default :oa_scale: NECB_Default :occupancy_loads_scale: NECB_Default :output_meters: [] :output_variables: [] :overhead_door_cond: NECB_Default :primary_heating_fuel: NaturalGas :pv_ground_azimuth_angle: NECB_Default :pv_ground_module_description: NECB_Default :pv_ground_tilt_angle: NECB_Default :pv_ground_total_area_pv_panels_m2: NECB_Default :pv_ground_type: NECB_Default :rotation_degrees: NECB_Default :run_annual_simulation: true :s3_bucket: '834599497928' :scale_x: NECB_Default :scale_y: NECB_Default :scale_z: NECB_Default :shw_eff: NECB_Default :skylight_cond: NECB_Default :skylight_solar_trans: NECB_Default :srr_set: NECB_Default :template: NECB2011 | reference | reference | d4ccecc7-3bad-4456-97ab-ae75e856f25a | NECB2011 | SmallHotel | NaturalGas | Natural Gas | CAN_AB_Edmonton.Intl.AP.711230_CWEC2016.epw | parametric |  | NECB_Default | NECB_Default | NECB_Default | NECB_Default | NECB_Default | NECB_Default | NECB_Default | NECB_Default | NECB_Default | NECB_Default | NECB_Default | NECB_Default | NECB_Default | NECB_Default | NECB_Default | NECB_Default | NECB_Default | NECB_Default | NECB_Default | NECB_Default | NECB_Default | NECB_Default | NECB_Default | NECB_Default | NECB_Default | NECB_Default | NECB_Default | NECB_Default | NECB_Default | NECB_Default | NECB_Default | NECB_Default | NECB_Default | NECB_Default | NECB_Default | NECB_Default | NECB_Default | NECB_Default | NECB_Default | NECB_Default | NECB_Default | NECB_Default | NECB_Default | NECB_Default | NECB_Default | aws_batch | 834599497928 | btap_private_cli |  | TRUE | TRUE |  |  | 65.1095 | 11.916 | 107.9183 | 263.8113 | 4013.58 | 2697.9741 | 32.5 | SmallHotel |  |  | 5 | SmallHotel | 4 |  | 4 | NECB2011 | 0.23215 | 11621.7287 | 73.3745 | 80.2555 | 70.336 | 7.5375 | 437.3222 | 205.8186 | EDMONTON | ALBERTA | 57.6959 | 40.8458 | 0 | 98.5417 | 5.4684 | 2.914 | 0 | 8.3824 | 0 | 0.032076 | 0 | 0 | 0.2629 | 0.098025 | 0 | 0.46509 | 0.024402 | 0.098127 | 0.80944 | 0.01018 | 1.0723 | 0.34435 | 20.1717 | 87.5205 | 32.5 | 0.757 | [5 empty] | 0.162 | 0.21 | 2.2 | 2.2 | 5 | Edmonton Intl AP | CAN | 23 | 5588 | 53.31 | -113.579 | 7a | 5120 | AB | CAN_AB_Edmonton.Intl.AP.711230_CWEC2016.epw | 1.0723 | 11.916 | 65.1095 | 13.8954 | 20.2805 | TRUE | FALSE | FALSE | FALSE | 11.9094 | 20.7675 | 0 | 0 | 0 | 0 | 1382.06 | 160.3432 | 13.2057 | 0.082359 | 4826.69 | 8.9695e-05 | 1.0723 | 1490.75 | 1476 | 2.5 | 2.5 |  | https://s3.console.aws.amazon.com/s3/buckets/834599497928?region=ca-central-1&prefix=phylroy.lopez/reference/reference/output/d4ccecc7-3bad-4456-97ab-ae75e856f25a/ | 1.0.002
882 |  | TRUE | 916 | 0 | 0 | 1518.3712 |  |  |  | 0.1 | 2021-09-22 20:19:09 +0000 | 438c2ebff | 0.2.14 | :adv_dx_units: NECB_Default :airloop_economizer_type: NECB_Default :algorithm_type: parametric :analysis_id: reference :analysis_name: reference :boiler_eff: NECB_Default :btap_batch_version: 1.0.002 :building_type: LargeHotel :chiller_type: NECB_Default :compute_environment: aws_batch :datapoint_id: bcda1abe-43bc-4435-a1eb-ee08f51147f5 :daylighting_type: NECB_Default :dcv_type: NECB_Default :door_construction_cond: NECB_Default :ecm_system_name: NECB_Default :electrical_loads_scale: NECB_Default :enable_costing: true :epw_file: CAN_ON_Toronto.Pearson.Intl.AP.716240_CWEC2016.epw :erv_package: NECB_Default :ext_floor_cond: NECB_Default :ext_roof_cond: NECB_Default :ext_wall_cond: NECB_Default :fdwr_set: NECB_Default :fixed_wind_solar_trans: NECB_Default :fixed_window_cond: NECB_Default :furnace_eff: NECB_Default :glass_door_cond: NECB_Default :glass_door_solar_trans: NECB_Default :ground_floor_cond: NECB_Default :ground_roof_cond: NECB_Default :ground_wall_cond: NECB_Default :image_name: btap_private_cli :infiltration_scale: NECB_Default :lights_scale: NECB_Default :lights_type: NECB_Default :nv_delta_temp_in_out: NECB_Default :nv_opening_fraction: NECB_Default :nv_temp_out_min: NECB_Default :nv_type: NECB_Default :oa_scale: NECB_Default :occupancy_loads_scale: NECB_Default :output_meters: [] :output_variables: [] :overhead_door_cond: NECB_Default :primary_heating_fuel: Electricity :pv_ground_azimuth_angle: NECB_Default :pv_ground_module_description: NECB_Default :pv_ground_tilt_angle: NECB_Default :pv_ground_total_area_pv_panels_m2: NECB_Default :pv_ground_type: NECB_Default :rotation_degrees: NECB_Default :run_annual_simulation: true :s3_bucket: '834599497928' :scale_x: NECB_Default :scale_y: NECB_Default :scale_z: NECB_Default :shw_eff: NECB_Default :skylight_cond: NECB_Default :skylight_solar_trans: NECB_Default :srr_set: NECB_Default :template: NECB2011 | reference | reference | bcda1abe-43bc-4435-a1eb-ee08f51147f5 | NECB2011 | LargeHotel | Electricity | Electricity | CAN_ON_Toronto.Pearson.Intl.AP.716240_CWEC2016.epw | parametric |  | NECB_Default | NECB_Default | NECB_Default | NECB_Default | NECB_Default | NECB_Default | NECB_Default | NECB_Default | NECB_Default | NECB_Default | NECB_Default | NECB_Default | NECB_Default | NECB_Default | NECB_Default | NECB_Default | NECB_Default | NECB_Default | NECB_Default | NECB_Default | NECB_Default | NECB_Default | NECB_Default | NECB_Default | NECB_Default | NECB_Default | NECB_Default | NECB_Default | NECB_Default | NECB_Default | NECB_Default | NECB_Default | NECB_Default | NECB_Default | NECB_Default | NECB_Default | NECB_Default | NECB_Default | NECB_Default | NECB_Default | NECB_Default | NECB_Default | NECB_Default | NECB_Default | NECB_Default | aws_batch | 834599497928 | btap_private_cli |  | TRUE | TRUE |  |  | 62.0576 | 18.2674 | 87.0286 | 179.7256 | 11345.38 | 6004.6889 | 40 | LargeHotel |  |  | 5 | LargeHotel | 6 |  | 7 | NECB2011 | 0.17066 | 35185.0517 | 62.5423 | 52.6038 | 71.2828 | 13.7357 | 312.6493 | 112.4847 | TORONTO | ONTARIO | 4.5049 | 0 | 0 | 4.5049 | 36.0931 | 0 | 0 | 36.0931 | 0 | 0.063364 | 0 | 0 | 0.81108 | 0.09384 | 0 | 0.3133 | 0.026731 | 0.1363 | 0 | 0.0074885 | 0.81108 | 0.16902 | 81.487 | 0 | 40 | 0.757 |  | 0.379 |  |  |  | 0.183 | 0.278 | 2.2 | 2.2 | 5 | Toronto Pearson Intl AP | CAN | 382 | 3615 | 43.677 | -79.631 | 5 | 3890 | ON | CAN_ON_Toronto.Pearson.Intl.AP.716240_CWEC2016.epw | 0.81108 | 18.2674 | 62.0576 | 27.0836 | 29.1269 | TRUE | FALSE | FALSE | FALSE | 15.5933 | 17.6769 | 0 | 5.2464 | 0.010199 | 1917.56 | 0 | 514.3909 | 27.1084 | 0.0527 | 9908.12 | 0.0010436 | 0.81108 | 1145.5 | 1136.17 | 81 | 81 |  | https://s3.console.aws.amazon.com/s3/buckets/834599497928?region=ca-central-1&prefix=phylroy.lopez/reference/reference/output/bcda1abe-43bc-4435-a1eb-ee08f51147f5/ | 1.0.002
883 |  | TRUE | 794 | 0 | 0 | 1524.6518 |  |  |  | 0.1 | 2021-09-22 20:18:50 +0000 | 438c2ebff | 0.2.14 | :adv_dx_units: NECB_Default :airloop_economizer_type: NECB_Default :algorithm_type: parametric :analysis_id: reference :analysis_name: reference :boiler_eff: NECB_Default :btap_batch_version: 1.0.002 :building_type: SmallHotel :chiller_type: NECB_Default :compute_environment: aws_batch :datapoint_id: 6ddea65e-dff5-4b12-827e-19c5284c827b :daylighting_type: NECB_Default :dcv_type: NECB_Default :door_construction_cond: NECB_Default :ecm_system_name: NECB_Default :electrical_loads_scale: NECB_Default :enable_costing: true :epw_file: CAN_BC_Vancouver.Intl.AP.718920_CWEC2016.epw :erv_package: NECB_Default :ext_floor_cond: NECB_Default :ext_roof_cond: NECB_Default :ext_wall_cond: NECB_Default :fdwr_set: NECB_Default :fixed_wind_solar_trans: NECB_Default :fixed_window_cond: NECB_Default :furnace_eff: NECB_Default :glass_door_cond: NECB_Default :glass_door_solar_trans: NECB_Default :ground_floor_cond: NECB_Default :ground_roof_cond: NECB_Default :ground_wall_cond: NECB_Default :image_name: btap_private_cli :infiltration_scale: NECB_Default :lights_scale: NECB_Default :lights_type: NECB_Default :nv_delta_temp_in_out: NECB_Default :nv_opening_fraction: NECB_Default :nv_temp_out_min: NECB_Default :nv_type: NECB_Default :oa_scale: NECB_Default :occupancy_loads_scale: NECB_Default :output_meters: [] :output_variables: [] :overhead_door_cond: NECB_Default :primary_heating_fuel: NaturalGas :pv_ground_azimuth_angle: NECB_Default :pv_ground_module_description: NECB_Default :pv_ground_tilt_angle: NECB_Default :pv_ground_total_area_pv_panels_m2: NECB_Default :pv_ground_type: NECB_Default :rotation_degrees: NECB_Default :run_annual_simulation: true :s3_bucket: '834599497928' :scale_x: NECB_Default :scale_y: NECB_Default :scale_z: NECB_Default :shw_eff: NECB_Default :skylight_cond: NECB_Default :skylight_solar_trans: NECB_Default :srr_set: NECB_Default :template: NECB2011 | reference | reference | 6ddea65e-dff5-4b12-827e-19c5284c827b | NECB2011 | SmallHotel | NaturalGas | Natural Gas | CAN_BC_Vancouver.Intl.AP.718920_CWEC2016.epw | parametric |  | NECB_Default | NECB_Default | NECB_Default | NECB_Default | NECB_Default | NECB_Default | NECB_Default | NECB_Default | NECB_Default | NECB_Default | NECB_Default | NECB_Default | NECB_Default | NECB_Default | NECB_Default | NECB_Default | NECB_Default | NECB_Default | NECB_Default | NECB_Default | NECB_Default | NECB_Default | NECB_Default | NECB_Default | NECB_Default | NECB_Default | NECB_Default | NECB_Default | NECB_Default | NECB_Default | NECB_Default | NECB_Default | NECB_Default | NECB_Default | NECB_Default | NECB_Default | NECB_Default | NECB_Default | NECB_Default | NECB_Default | NECB_Default | NECB_Default | NECB_Default | NECB_Default | NECB_Default | aws_batch | 834599497928 | btap_private_cli |  | TRUE | TRUE |  |  | 35.0113 | 10.5051 | 58.0937 | 190.715 | 4013.58 | 2697.9741 | 40 | SmallHotel |  |  | 5 | SmallHotel | 4 |  | 4 | NECB2011 | 0.23215 | 11621.7287 | 68.5519 | 73.8751 | 63.0135 | 7.4757 | 413.6852 | 200.7688 | VANCOUVER | BRITISH COLUMBIA | 0.7408 | 27.6179 | 0 | 28.3587 | 7.3976 | 6.1958 | 0 | 13.5934 | 0 | 0.036678 | 0 | 0 | 0.2614 | 0.094016 | 0 | 0.25105 | 0.024402 | 0.098127 | 0.54782 | 0.0080601 | 0.80922 | 0.29677 | 19.2927 | 53.9569 | 40 | 0.757 | [5 empty] | 0.227 | 0.315 | 2.4 | 2.4 | 5 | Vancouver Intl AP | CAN | 42 | 2797 | 49.195 | -123.184 | 4 | 2800 | BC | CAN_BC_Vancouver.Intl.AP.718920_CWEC2016.epw | 0.80922 | 10.5051 | 35.0113 | 13.7683 | 24.8934 | TRUE | TRUE | FALSE | FALSE | 11.3296 | 8.9597 | 0 | 0 | 0 | 0 | 1191.12 | 160.3432 | 13.2057 | 0.082359 | 4826.69 | 0.0001171 | 0.80922 | 1548.25 | 1535.75 | 154.5 | 154.5 |  | https://s3.console.aws.amazon.com/s3/buckets/834599497928?region=ca-central-1&prefix=phylroy.lopez/reference/reference/output/6ddea65e-dff5-4b12-827e-19c5284c827b/ | 1.0.002
884 |  | TRUE | 746 | 0 | 0 | 1518.7224 |  |  |  | 0.1 | 2021-09-22 20:19:38 +0000 | 438c2ebff | 0.2.14 | :adv_dx_units: NECB_Default :airloop_economizer_type: NECB_Default :algorithm_type: parametric :analysis_id: reference :analysis_name: reference :boiler_eff: NECB_Default :btap_batch_version: 1.0.002 :building_type: LargeHotel :chiller_type: NECB_Default :compute_environment: aws_batch :datapoint_id: c0f4cfba-c8e8-462c-9320-00351e0030d0 :daylighting_type: NECB_Default :dcv_type: NECB_Default :door_construction_cond: NECB_Default :ecm_system_name: NECB_Default :electrical_loads_scale: NECB_Default :enable_costing: true :epw_file: CAN_AB_Edmonton.Intl.AP.711230_CWEC2016.epw :erv_package: NECB_Default :ext_floor_cond: NECB_Default :ext_roof_cond: NECB_Default :ext_wall_cond: NECB_Default :fdwr_set: NECB_Default :fixed_wind_solar_trans: NECB_Default :fixed_window_cond: NECB_Default :furnace_eff: NECB_Default :glass_door_cond: NECB_Default :glass_door_solar_trans: NECB_Default :ground_floor_cond: NECB_Default :ground_roof_cond: NECB_Default :ground_wall_cond: NECB_Default :image_name: btap_private_cli :infiltration_scale: NECB_Default :lights_scale: NECB_Default :lights_type: NECB_Default :nv_delta_temp_in_out: NECB_Default :nv_opening_fraction: NECB_Default :nv_temp_out_min: NECB_Default :nv_type: NECB_Default :oa_scale: NECB_Default :occupancy_loads_scale: NECB_Default :output_meters: [] :output_variables: [] :overhead_door_cond: NECB_Default :primary_heating_fuel: Electricity :pv_ground_azimuth_angle: NECB_Default :pv_ground_module_description: NECB_Default :pv_ground_tilt_angle: NECB_Default :pv_ground_total_area_pv_panels_m2: NECB_Default :pv_ground_type: NECB_Default :rotation_degrees: NECB_Default :run_annual_simulation: true :s3_bucket: '834599497928' :scale_x: NECB_Default :scale_y: NECB_Default :scale_z: NECB_Default :shw_eff: NECB_Default :skylight_cond: NECB_Default :skylight_solar_trans: NECB_Default :srr_set: NECB_Default :template: NECB2015 | reference | reference | c0f4cfba-c8e8-462c-9320-00351e0030d0 | NECB2015 | LargeHotel | Electricity | Electricity | CAN_AB_Edmonton.Intl.AP.711230_CWEC2016.epw | parametric |  | NECB_Default | NECB_Default | NECB_Default | NECB_Default | NECB_Default | NECB_Default | NECB_Default | NECB_Default | NECB_Default | NECB_Default | NECB_Default | NECB_Default | NECB_Default | NECB_Default | NECB_Default | NECB_Default | NECB_Default | NECB_Default | NECB_Default | NECB_Default | NECB_Default | NECB_Default | NECB_Default | NECB_Default | NECB_Default | NECB_Default | NECB_Default | NECB_Default | NECB_Default | NECB_Default | NECB_Default | NECB_Default | NECB_Default | NECB_Default | NECB_Default | NECB_Default | NECB_Default | NECB_Default | NECB_Default | NECB_Default | NECB_Default | NECB_Default | NECB_Default | NECB_Default | NECB_Default | aws_batch | 834599497928 | btap_private_cli |  | TRUE | TRUE |  |  | 57.6456 | 11.8992 | 117.6671 | 192.8984 | 11345.38 | 6004.6889 | 32.5 | LargeHotel |  |  | 5 | LargeHotel | 6 |  | 7 | NECB2015 | 0.17066 | 35185.0517 | 61.0622 | 50.3751 | 51.4461 | 9.1023 | 282.04 | 110.0543 | EDMONTON | ALBERTA | 180.1291 | 0 | 0 | 180.1291 | 17.0725 | 0 | 0 | 17.0725 | 0 | 0.029311 | 0 | 0 | 0.82079 | 0.09887 | 0 | 0.4236 | 0.02416 | 0.10196 | 0 | 0.0048892 | 0.82079 | 0.13776 | 75.8818 | 0 | 32.5 | 0.757 |  | 0.284 |  |  |  | 0.162 | 0.21 | 2.2 | 2.2 | 5 | Edmonton Intl AP | CAN | 23 | 5588 | 53.31 | -113.579 | 7a | 5120 | AB | CAN_AB_Edmonton.Intl.AP.711230_CWEC2016.epw | 0.82079 | 11.8992 | 57.6456 | 15.1156 | 27.2132 | TRUE | TRUE | FALSE | FALSE | 14.311 | 31.3899 | 0 | 4.2762 | 0.0083161 | 1562.96 | 0 | 514.2133 | 19.4879 | 0.037899 | 7122.84 | 0.00024151 | 0.82079 | 205.33 | 203.5 | 25.17 | 25.17 |  | https://s3.console.aws.amazon.com/s3/buckets/834599497928?region=ca-central-1&prefix=phylroy.lopez/reference/reference/output/c0f4cfba-c8e8-462c-9320-00351e0030d0/ | 1.0.002
885 |  | TRUE | 866 | 0 | 0 | 1529.3217 |  |  |  | 0.1 | 2021-09-22 20:18:11 +0000 | 438c2ebff | 0.2.14 | :adv_dx_units: NECB_Default :airloop_economizer_type: NECB_Default :algorithm_type: parametric :analysis_id: reference :analysis_name: reference :boiler_eff: NECB_Default :btap_batch_version: 1.0.002 :building_type: SmallHotel :chiller_type: NECB_Default :compute_environment: aws_batch :datapoint_id: 362743dd-113b-40cf-a9b2-e94e0324ce5c :daylighting_type: NECB_Default :dcv_type: NECB_Default :door_construction_cond: NECB_Default :ecm_system_name: NECB_Default :electrical_loads_scale: NECB_Default :enable_costing: true :epw_file: CAN_QC_Montreal-Trudeau.Intl.AP.716270_CWEC2016.epw :erv_package: NECB_Default :ext_floor_cond: NECB_Default :ext_roof_cond: NECB_Default :ext_wall_cond: NECB_Default :fdwr_set: NECB_Default :fixed_wind_solar_trans: NECB_Default :fixed_window_cond: NECB_Default :furnace_eff: NECB_Default :glass_door_cond: NECB_Default :glass_door_solar_trans: NECB_Default :ground_floor_cond: NECB_Default :ground_roof_cond: NECB_Default :ground_wall_cond: NECB_Default :image_name: btap_private_cli :infiltration_scale: NECB_Default :lights_scale: NECB_Default :lights_type: NECB_Default :nv_delta_temp_in_out: NECB_Default :nv_opening_fraction: NECB_Default :nv_temp_out_min: NECB_Default :nv_type: NECB_Default :oa_scale: NECB_Default :occupancy_loads_scale: NECB_Default :output_meters: [] :output_variables: [] :overhead_door_cond: NECB_Default :primary_heating_fuel: Electricity :pv_ground_azimuth_angle: NECB_Default :pv_ground_module_description: NECB_Default :pv_ground_tilt_angle: NECB_Default :pv_ground_total_area_pv_panels_m2: NECB_Default :pv_ground_type: NECB_Default :rotation_degrees: NECB_Default :run_annual_simulation: true :s3_bucket: '834599497928' :scale_x: NECB_Default :scale_y: NECB_Default :scale_z: NECB_Default :shw_eff: NECB_Default :skylight_cond: NECB_Default :skylight_solar_trans: NECB_Default :srr_set: NECB_Default :template: BTAPPRE1980 | reference | reference | 362743dd-113b-40cf-a9b2-e94e0324ce5c | BTAPPRE1980 | SmallHotel | Electricity | Electricity | CAN_QC_Montreal-Trudeau.Intl.AP.716270_CWEC2016.epw | parametric |  | NECB_Default | NECB_Default | NECB_Default | NECB_Default | NECB_Default | NECB_Default | NECB_Default | NECB_Default | NECB_Default | NECB_Default | NECB_Default | NECB_Default | NECB_Default | NECB_Default | NECB_Default | NECB_Default | NECB_Default | NECB_Default | NECB_Default | NECB_Default | NECB_Default | NECB_Default | NECB_Default | NECB_Default | NECB_Default | NECB_Default | NECB_Default | NECB_Default | NECB_Default | NECB_Default | NECB_Default | NECB_Default | NECB_Default | NECB_Default | NECB_Default | NECB_Default | NECB_Default | NECB_Default | NECB_Default | NECB_Default | NECB_Default | NECB_Default | NECB_Default | NECB_Default | NECB_Default | aws_batch | 834599497928 | btap_private_cli |  | TRUE | TRUE |  |  | 102.9784 | 19.9847 | 149.9949 | 248.9818 | 4013.58 | 2697.9741 | 10.9 | SmallHotel |  |  | 0 | SmallHotel | 4 |  | 4 | BTAPPRE1980 | 0.23215 | 11621.7287 | 0.36234 | 69.5769 | 64.6262 | 30.2593 | 301.7955 | 136.9708 | MONTREAL | QUEBEC | 0.39596 | 0 | 0 | 0.39596 | 25.2185 | 0 | 0 | 25.2185 | 0 | 0.030372 | 0 | 0 | 1.0189 | 0.081282 | 0 | 0.53998 | 0.024402 | 0.098127 | 0 | 0.0014426 | 1.0189 | 0.24326 | 124.2191 | 0 | 10.9 | 0.678 | [5 empty] | 0.267 | 0.823 | 2.95 |  | 0 | Montreal-Trudeau Intl AP | CAN | 323 | 4090 | 45.471 | -73.741 | 6 | 4400 | QC | CAN_QC_Montreal-Trudeau.Intl.AP.716270_CWEC2016.epw | 1.0189 | 19.9847 | 102.9784 | 18.8425 | 23.1522 | TRUE | FALSE | FALSE | FALSE | 13.2323 | 16.8046 | 0 | 2.6712 | 0.016659 | 976.33 | 0 | 160.3432 | 13.2057 | 0.082359 | 4826.69 | 6.478e-05 | 1.0189 | 1297.5 | 1296.5 | 15 | 15 |  | https://s3.console.aws.amazon.com/s3/buckets/834599497928?region=ca-central-1&prefix=phylroy.lopez/reference/reference/output/362743dd-113b-40cf-a9b2-e94e0324ce5c/ | 1.0.002
886 |  | TRUE | 830 | 0 | 0 | 1525.557 |  |  |  | 0.1 | 2021-09-22 20:17:44 +0000 | 438c2ebff | 0.2.14 | :adv_dx_units: NECB_Default :airloop_economizer_type: NECB_Default :algorithm_type: parametric :analysis_id: reference :analysis_name: reference :boiler_eff: NECB_Default :btap_batch_version: 1.0.002 :building_type: SmallHotel :chiller_type: NECB_Default :compute_environment: aws_batch :datapoint_id: 3e75d411-7e9c-40bf-8aa3-31f4acbcb789 :daylighting_type: NECB_Default :dcv_type: NECB_Default :door_construction_cond: NECB_Default :ecm_system_name: NECB_Default :electrical_loads_scale: NECB_Default :enable_costing: true :epw_file: CAN_AB_Calgary.Intl.AP.718770_CWEC2016.epw :erv_package: NECB_Default :ext_floor_cond: NECB_Default :ext_roof_cond: NECB_Default :ext_wall_cond: NECB_Default :fdwr_set: NECB_Default :fixed_wind_solar_trans: NECB_Default :fixed_window_cond: NECB_Default :furnace_eff: NECB_Default :glass_door_cond: NECB_Default :glass_door_solar_trans: NECB_Default :ground_floor_cond: NECB_Default :ground_roof_cond: NECB_Default :ground_wall_cond: NECB_Default :image_name: btap_private_cli :infiltration_scale: NECB_Default :lights_scale: NECB_Default :lights_type: NECB_Default :nv_delta_temp_in_out: NECB_Default :nv_opening_fraction: NECB_Default :nv_temp_out_min: NECB_Default :nv_type: NECB_Default :oa_scale: NECB_Default :occupancy_loads_scale: NECB_Default :output_meters: [] :output_variables: [] :overhead_door_cond: NECB_Default :primary_heating_fuel: Electricity :pv_ground_azimuth_angle: NECB_Default :pv_ground_module_description: NECB_Default :pv_ground_tilt_angle: NECB_Default :pv_ground_total_area_pv_panels_m2: NECB_Default :pv_ground_type: NECB_Default :rotation_degrees: NECB_Default :run_annual_simulation: true :s3_bucket: '834599497928' :scale_x: NECB_Default :scale_y: NECB_Default :scale_z: NECB_Default :shw_eff: NECB_Default :skylight_cond: NECB_Default :skylight_solar_trans: NECB_Default :srr_set: NECB_Default :template: NECB2011 | reference | reference | 3e75d411-7e9c-40bf-8aa3-31f4acbcb789 | NECB2011 | SmallHotel | Electricity | Electricity | CAN_AB_Calgary.Intl.AP.718770_CWEC2016.epw | parametric |  | NECB_Default | NECB_Default | NECB_Default | NECB_Default | NECB_Default | NECB_Default | NECB_Default | NECB_Default | NECB_Default | NECB_Default | NECB_Default | NECB_Default | NECB_Default | NECB_Default | NECB_Default | NECB_Default | NECB_Default | NECB_Default | NECB_Default | NECB_Default | NECB_Default | NECB_Default | NECB_Default | NECB_Default | NECB_Default | NECB_Default | NECB_Default | NECB_Default | NECB_Default | NECB_Default | NECB_Default | NECB_Default | NECB_Default | NECB_Default | NECB_Default | NECB_Default | NECB_Default | NECB_Default | NECB_Default | NECB_Default | NECB_Default | NECB_Default | NECB_Default | NECB_Default | NECB_Default | aws_batch | 834599497928 | btap_private_cli |  | TRUE | TRUE |  |  | 51.3823 | 13.2513 | 85.4516 | 194.5354 | 4013.58 | 2697.9741 | 33.3 | SmallHotel |  |  | 5 | SmallHotel | 4 |  | 4 | NECB2011 | 0.23215 | 11621.7287 | 74.5432 | 49.0173 | 67.7078 | 30.3292 | 397.2409 | 175.6434 | CALGARY | ALBERTA | 180.6023 | 0 | 0 | 180.6023 | 17.1173 | 0 | 0 | 17.1173 | 0 | 0.035245 | 0 | 0 | 0.82295 | 0.09943 | 0 | 0.30763 | 0.024402 | 0.098127 | 0 | 0.0016519 | 0.82295 | 0.25637 | 77.5438 | 0 | 33.3 | 0.757 | [5 empty] | 0.162 | 0.21 | 2.2 | 2.2 | 5 | Calgary Intl AP | CAN | 64 | 4781 | 51.114 | -114.02 | 7a | 5000 | AB | CAN_AB_Calgary.Intl.AP.718770_CWEC2016.epw | 0.82295 | 13.2513 | 51.3823 | 13.603 | 22.2858 | TRUE | FALSE | FALSE | FALSE | 12.8466 | 18.4322 | 0 | 2.8152 | 0.017558 | 1028.97 | 0 | 160.3432 | 13.2057 | 0.082359 | 4826.69 | 9.2187e-05 | 0.82295 | 1749 | 1734 | 0 | 0 |  | https://s3.console.aws.amazon.com/s3/buckets/834599497928?region=ca-central-1&prefix=phylroy.lopez/reference/reference/output/3e75d411-7e9c-40bf-8aa3-31f4acbcb789/ | 1.0.002
887 |  | TRUE | 683 | 0 | 0 | 1524.8106 |  |  |  | 0.1 | 2021-09-22 20:18:43 +0000 | 438c2ebff | 0.2.14 | :adv_dx_units: NECB_Default :airloop_economizer_type: NECB_Default :algorithm_type: parametric :analysis_id: reference :analysis_name: reference :boiler_eff: NECB_Default :btap_batch_version: 1.0.002 :building_type: SmallHotel :chiller_type: NECB_Default :compute_environment: aws_batch :datapoint_id: 7fc655b8-fb97-4411-a7aa-1e41691309b6 :daylighting_type: NECB_Default :dcv_type: NECB_Default :door_construction_cond: NECB_Default :ecm_system_name: NECB_Default :electrical_loads_scale: NECB_Default :enable_costing: true :epw_file: CAN_BC_Vancouver.Intl.AP.718920_CWEC2016.epw :erv_package: NECB_Default :ext_floor_cond: NECB_Default :ext_roof_cond: NECB_Default :ext_wall_cond: NECB_Default :fdwr_set: NECB_Default :fixed_wind_solar_trans: NECB_Default :fixed_window_cond: NECB_Default :furnace_eff: NECB_Default :glass_door_cond: NECB_Default :glass_door_solar_trans: NECB_Default :ground_floor_cond: NECB_Default :ground_roof_cond: NECB_Default :ground_wall_cond: NECB_Default :image_name: btap_private_cli :infiltration_scale: NECB_Default :lights_scale: NECB_Default :lights_type: NECB_Default :nv_delta_temp_in_out: NECB_Default :nv_opening_fraction: NECB_Default :nv_temp_out_min: NECB_Default :nv_type: NECB_Default :oa_scale: NECB_Default :occupancy_loads_scale: NECB_Default :output_meters: [] :output_variables: [] :overhead_door_cond: NECB_Default :primary_heating_fuel: Electricity :pv_ground_azimuth_angle: NECB_Default :pv_ground_module_description: NECB_Default :pv_ground_tilt_angle: NECB_Default :pv_ground_total_area_pv_panels_m2: NECB_Default :pv_ground_type: NECB_Default :rotation_degrees: NECB_Default :run_annual_simulation: true :s3_bucket: '834599497928' :scale_x: NECB_Default :scale_y: NECB_Default :scale_z: NECB_Default :shw_eff: NECB_Default :skylight_cond: NECB_Default :skylight_solar_trans: NECB_Default :srr_set: NECB_Default :template: NECB2015 | reference | reference | 7fc655b8-fb97-4411-a7aa-1e41691309b6 | NECB2015 | SmallHotel | Electricity | Electricity | CAN_BC_Vancouver.Intl.AP.718920_CWEC2016.epw | parametric |  | NECB_Default | NECB_Default | NECB_Default | NECB_Default | NECB_Default | NECB_Default | NECB_Default | NECB_Default | NECB_Default | NECB_Default | NECB_Default | NECB_Default | NECB_Default | NECB_Default | NECB_Default | NECB_Default | NECB_Default | NECB_Default | NECB_Default | NECB_Default | NECB_Default | NECB_Default | NECB_Default | NECB_Default | NECB_Default | NECB_Default | NECB_Default | NECB_Default | NECB_Default | NECB_Default | NECB_Default | NECB_Default | NECB_Default | NECB_Default | NECB_Default | NECB_Default | NECB_Default | NECB_Default | NECB_Default | NECB_Default | NECB_Default | NECB_Default | NECB_Default | NECB_Default | NECB_Default | aws_batch | 834599497928 | btap_private_cli |  | TRUE | TRUE |  |  | 32.0515 | 9.648 | 52.0981 | 129.6335 | 4013.58 | 2697.9741 | 40 | SmallHotel |  |  | 5 | SmallHotel | 4 |  | 4 | NECB2015 | 0.23215 | 11621.7287 | 68.5257 | 45.1942 | 35.9866 | 15.868 | 333.5749 | 168.0004 | VANCOUVER | BRITISH COLUMBIA | 1.5642 | 0 | 0 | 1.5642 | 15.6201 | 0 | 0 | 15.6201 | 0 | 0.029804 | 0 | 0 | 0.55195 | 0.086344 | 0 | 0.18755 | 0.019673 | 0.065495 | 0 | 0.0020505 | 0.55195 | 0.16093 | 49.7783 | 0 | 40 | 0.757 | [5 empty] | 0.227 | 0.315 | 2.4 | 2.4 | 5 | Vancouver Intl AP | CAN | 42 | 2797 | 49.195 | -123.184 | 4 | 2800 | BC | CAN_BC_Vancouver.Intl.AP.718920_CWEC2016.epw | 0.55195 | 9.648 | 32.0515 | 13.7683 | 24.8934 | TRUE | TRUE | FALSE | FALSE | 11.3292 | 8.9588 | 0 | 1.7672 | 0.011027 | 645.9 | 0 | 160.2628 | 9.2987 | 0.058022 | 3398.69 | 9.9662e-05 | 0.55195 | 1627.5 | 1605.5 | 33.25 | 33.25 |  | https://s3.console.aws.amazon.com/s3/buckets/834599497928?region=ca-central-1&prefix=phylroy.lopez/reference/reference/output/7fc655b8-fb97-4411-a7aa-1e41691309b6/ | 1.0.002
888 |  | TRUE | 727 | 0 | 0 | 1524.103 |  |  |  | 0.1 | 2021-09-22 20:19:01 +0000 | 438c2ebff | 0.2.14 | :adv_dx_units: NECB_Default :airloop_economizer_type: NECB_Default :algorithm_type: parametric :analysis_id: reference :analysis_name: reference :boiler_eff: NECB_Default :btap_batch_version: 1.0.002 :building_type: SmallHotel :chiller_type: NECB_Default :compute_environment: aws_batch :datapoint_id: e3ff15b6-3b3d-4b80-a98e-ea324660b16e :daylighting_type: NECB_Default :dcv_type: NECB_Default :door_construction_cond: NECB_Default :ecm_system_name: NECB_Default :electrical_loads_scale: NECB_Default :enable_costing: true :epw_file: CAN_NS_Halifax.Dockyard.713280_CWEC2016.epw :erv_package: NECB_Default :ext_floor_cond: NECB_Default :ext_roof_cond: NECB_Default :ext_wall_cond: NECB_Default :fdwr_set: NECB_Default :fixed_wind_solar_trans: NECB_Default :fixed_window_cond: NECB_Default :furnace_eff: NECB_Default :glass_door_cond: NECB_Default :glass_door_solar_trans: NECB_Default :ground_floor_cond: NECB_Default :ground_roof_cond: NECB_Default :ground_wall_cond: NECB_Default :image_name: btap_private_cli :infiltration_scale: NECB_Default :lights_scale: NECB_Default :lights_type: NECB_Default :nv_delta_temp_in_out: NECB_Default :nv_opening_fraction: NECB_Default :nv_temp_out_min: NECB_Default :nv_type: NECB_Default :oa_scale: NECB_Default :occupancy_loads_scale: NECB_Default :output_meters: [] :output_variables: [] :overhead_door_cond: NECB_Default :primary_heating_fuel: Electricity :pv_ground_azimuth_angle: NECB_Default :pv_ground_module_description: NECB_Default :pv_ground_tilt_angle: NECB_Default :pv_ground_total_area_pv_panels_m2: NECB_Default :pv_ground_type: NECB_Default :rotation_degrees: NECB_Default :run_annual_simulation: true :s3_bucket: '834599497928' :scale_x: NECB_Default :scale_y: NECB_Default :scale_z: NECB_Default :shw_eff: NECB_Default :skylight_cond: NECB_Default :skylight_solar_trans: NECB_Default :srr_set: NECB_Default :template: NECB2017 | reference | reference | e3ff15b6-3b3d-4b80-a98e-ea324660b16e | NECB2017 | SmallHotel | Electricity | Electricity | CAN_NS_Halifax.Dockyard.713280_CWEC2016.epw | parametric |  | NECB_Default | NECB_Default | NECB_Default | NECB_Default | NECB_Default | NECB_Default | NECB_Default | NECB_Default | NECB_Default | NECB_Default | NECB_Default | NECB_Default | NECB_Default | NECB_Default | NECB_Default | NECB_Default | NECB_Default | NECB_Default | NECB_Default | NECB_Default | NECB_Default | NECB_Default | NECB_Default | NECB_Default | NECB_Default | NECB_Default | NECB_Default | NECB_Default | NECB_Default | NECB_Default | NECB_Default | NECB_Default | NECB_Default | NECB_Default | NECB_Default | NECB_Default | NECB_Default | NECB_Default | NECB_Default | NECB_Default | NECB_Default | NECB_Default | NECB_Default | NECB_Default | NECB_Default | aws_batch | 834599497928 | btap_private_cli |  | TRUE | TRUE |  |  | 33.9617 | 9.8224 | 28.6209 | 107.3474 | 4013.58 | 2697.9741 | 40 | SmallHotel |  |  | 2 | SmallHotel | 4 |  | 4 | NECB2017 | 0.23215 | 11621.7287 | 69.9205 | 44.3071 | 68.98 | 15.8449 | 406.1245 | 207.072 | HALIFAX | NOVA SCOTIA | 102.8489 | 0 | 0 | 102.8489 | 20.1706 | 0 | 0 | 20.1706 | 0 | 0.032193 | 0 | 0 | 0.50718 | 0.080382 | 0.023764 | 0.10304 | 0.019673 | 0.077175 | 0 | 0.0022847 | 0.50718 | 0.16856 | 55.1535 | 0 | 40 | 0.757 | [5 empty] | 0.156 | 0.247 | 1.9 | 1.9 | 2 | Halifax Dockyard | CAN | 112 | 3647 | 44.655 | -63.577 | 6 | 4000 | NS | CAN_NS_Halifax.Dockyard.713280_CWEC2016.epw | 0.50718 | 9.8224 | 33.9617 | 16.1379 | 22.8401 | TRUE | FALSE | FALSE | FALSE | 8.6949 | 9.0436 | 0 | 1.8509 | 0.011549 | 676.51 | 0 | 160.2628 | 9.2987 | 0.058022 | 3398.69 | 0.00011959 | 0.50718 | 1531.75 | 1523.5 | 15 | 15 |  | https://s3.console.aws.amazon.com/s3/buckets/834599497928?region=ca-central-1&prefix=phylroy.lopez/reference/reference/output/e3ff15b6-3b3d-4b80-a98e-ea324660b16e/ | 1.0.002
889 |  | TRUE | 912 | 0 | 0 | 1520.2275 |  |  |  | 0.1 | 2021-09-22 20:18:46 +0000 | 438c2ebff | 0.2.14 | :adv_dx_units: NECB_Default :airloop_economizer_type: NECB_Default :algorithm_type: parametric :analysis_id: reference :analysis_name: reference :boiler_eff: NECB_Default :btap_batch_version: 1.0.002 :building_type: LargeHotel :chiller_type: NECB_Default :compute_environment: aws_batch :datapoint_id: a63b5fd1-5d07-4250-9ca3-dbb19d8a5011 :daylighting_type: NECB_Default :dcv_type: NECB_Default :door_construction_cond: NECB_Default :ecm_system_name: NECB_Default :electrical_loads_scale: NECB_Default :enable_costing: true :epw_file: CAN_AB_Edmonton.Intl.AP.711230_CWEC2016.epw :erv_package: NECB_Default :ext_floor_cond: NECB_Default :ext_roof_cond: NECB_Default :ext_wall_cond: NECB_Default :fdwr_set: NECB_Default :fixed_wind_solar_trans: NECB_Default :fixed_window_cond: NECB_Default :furnace_eff: NECB_Default :glass_door_cond: NECB_Default :glass_door_solar_trans: NECB_Default :ground_floor_cond: NECB_Default :ground_roof_cond: NECB_Default :ground_wall_cond: NECB_Default :image_name: btap_private_cli :infiltration_scale: NECB_Default :lights_scale: NECB_Default :lights_type: NECB_Default :nv_delta_temp_in_out: NECB_Default :nv_opening_fraction: NECB_Default :nv_temp_out_min: NECB_Default :nv_type: NECB_Default :oa_scale: NECB_Default :occupancy_loads_scale: NECB_Default :output_meters: [] :output_variables: [] :overhead_door_cond: NECB_Default :primary_heating_fuel: Electricity :pv_ground_azimuth_angle: NECB_Default :pv_ground_module_description: NECB_Default :pv_ground_tilt_angle: NECB_Default :pv_ground_total_area_pv_panels_m2: NECB_Default :pv_ground_type: NECB_Default :rotation_degrees: NECB_Default :run_annual_simulation: true :s3_bucket: '834599497928' :scale_x: NECB_Default :scale_y: NECB_Default :scale_z: NECB_Default :shw_eff: NECB_Default :skylight_cond: NECB_Default :skylight_solar_trans: NECB_Default :srr_set: NECB_Default :template: NECB2011 | reference | reference | a63b5fd1-5d07-4250-9ca3-dbb19d8a5011 | NECB2011 | LargeHotel | Electricity | Electricity | CAN_AB_Edmonton.Intl.AP.711230_CWEC2016.epw | parametric |  | NECB_Default | NECB_Default | NECB_Default | NECB_Default | NECB_Default | NECB_Default | NECB_Default | NECB_Default | NECB_Default | NECB_Default | NECB_Default | NECB_Default | NECB_Default | NECB_Default | NECB_Default | NECB_Default | NECB_Default | NECB_Default | NECB_Default | NECB_Default | NECB_Default | NECB_Default | NECB_Default | NECB_Default | NECB_Default | NECB_Default | NECB_Default | NECB_Default | NECB_Default | NECB_Default | NECB_Default | NECB_Default | NECB_Default | NECB_Default | NECB_Default | NECB_Default | NECB_Default | NECB_Default | NECB_Default | NECB_Default | NECB_Default | NECB_Default | NECB_Default | NECB_Default | NECB_Default | aws_batch | 834599497928 | btap_private_cli |  | TRUE | TRUE |  |  | 63.1533 | 12.6134 | 122.9928 | 214.8368 | 11345.38 | 6004.6889 | 32.5 | LargeHotel |  |  | 5 | LargeHotel | 6 |  | 7 | NECB2011 | 0.17066 | 35185.0517 | 60.9122 | 50.6466 | 70.6223 | 13.6763 | 303.1185 | 107.2611 | EDMONTON | ALBERTA | 205.5685 | 0 | 0 | 205.5685 | 19.4836 | 0 | 0 | 19.4836 | 0 | 0.035625 | 0 | 0 | 0.93671 | 0.097887 | 0 | 0.44277 | 0.026731 | 0.1363 | 0 | 0.0047755 | 0.93671 | 0.19235 | 83.5712 | 0 | 32.5 | 0.757 |  | 0.284 |  |  |  | 0.162 | 0.21 | 2.2 | 2.2 | 5 | Edmonton Intl AP | CAN | 23 | 5588 | 53.31 | -113.579 | 7a | 5120 | AB | CAN_AB_Edmonton.Intl.AP.711230_CWEC2016.epw | 0.93671 | 12.6134 | 63.1533 | 15.1156 | 27.2132 | TRUE | TRUE | FALSE | FALSE | 14.3112 | 31.3904 | 0 | 5.9707 | 0.011607 | 2182.29 | 0 | 514.3909 | 27.1084 | 0.0527 | 9908.12 | 0.00027412 | 0.93671 | 283.17 | 280.33 | 28.17 | 28.17 |  | https://s3.console.aws.amazon.com/s3/buckets/834599497928?region=ca-central-1&prefix=phylroy.lopez/reference/reference/output/a63b5fd1-5d07-4250-9ca3-dbb19d8a5011/ | 1.0.002
890 |  | TRUE | 772 | 0 | 0 | 1524.8441 |  |  |  | 0.1 | 2021-09-22 20:18:31 +0000 | 438c2ebff | 0.2.14 | :adv_dx_units: NECB_Default :airloop_economizer_type: NECB_Default :algorithm_type: parametric :analysis_id: reference :analysis_name: reference :boiler_eff: NECB_Default :btap_batch_version: 1.0.002 :building_type: SmallHotel :chiller_type: NECB_Default :compute_environment: aws_batch :datapoint_id: a1f654c7-4676-4b40-8e1e-d1562f55e027 :daylighting_type: NECB_Default :dcv_type: NECB_Default :door_construction_cond: NECB_Default :ecm_system_name: NECB_Default :electrical_loads_scale: NECB_Default :enable_costing: true :epw_file: CAN_AB_Edmonton.Intl.AP.711230_CWEC2016.epw :erv_package: NECB_Default :ext_floor_cond: NECB_Default :ext_roof_cond: NECB_Default :ext_wall_cond: NECB_Default :fdwr_set: NECB_Default :fixed_wind_solar_trans: NECB_Default :fixed_window_cond: NECB_Default :furnace_eff: NECB_Default :glass_door_cond: NECB_Default :glass_door_solar_trans: NECB_Default :ground_floor_cond: NECB_Default :ground_roof_cond: NECB_Default :ground_wall_cond: NECB_Default :image_name: btap_private_cli :infiltration_scale: NECB_Default :lights_scale: NECB_Default :lights_type: NECB_Default :nv_delta_temp_in_out: NECB_Default :nv_opening_fraction: NECB_Default :nv_temp_out_min: NECB_Default :nv_type: NECB_Default :oa_scale: NECB_Default :occupancy_loads_scale: NECB_Default :output_meters: [] :output_variables: [] :overhead_door_cond: NECB_Default :primary_heating_fuel: Electricity :pv_ground_azimuth_angle: NECB_Default :pv_ground_module_description: NECB_Default :pv_ground_tilt_angle: NECB_Default :pv_ground_total_area_pv_panels_m2: NECB_Default :pv_ground_type: NECB_Default :rotation_degrees: NECB_Default :run_annual_simulation: true :s3_bucket: '834599497928' :scale_x: NECB_Default :scale_y: NECB_Default :scale_z: NECB_Default :shw_eff: NECB_Default :skylight_cond: NECB_Default :skylight_solar_trans: NECB_Default :srr_set: NECB_Default :template: NECB2017 | reference | reference | a1f654c7-4676-4b40-8e1e-d1562f55e027 | NECB2017 | SmallHotel | Electricity | Electricity | CAN_AB_Edmonton.Intl.AP.711230_CWEC2016.epw | parametric |  | NECB_Default | NECB_Default | NECB_Default | NECB_Default | NECB_Default | NECB_Default | NECB_Default | NECB_Default | NECB_Default | NECB_Default | NECB_Default | NECB_Default | NECB_Default | NECB_Default | NECB_Default | NECB_Default | NECB_Default | NECB_Default | NECB_Default | NECB_Default | NECB_Default | NECB_Default | NECB_Default | NECB_Default | NECB_Default | NECB_Default | NECB_Default | NECB_Default | NECB_Default | NECB_Default | NECB_Default | NECB_Default | NECB_Default | NECB_Default | NECB_Default | NECB_Default | NECB_Default | NECB_Default | NECB_Default | NECB_Default | NECB_Default | NECB_Default | NECB_Default | NECB_Default | NECB_Default | aws_batch | 834599497928 | btap_private_cli |  | TRUE | TRUE |  |  | 52.5125 | 9.0676 | 45.4872 | 128.7725 | 4013.58 | 2697.9741 | 32.5 | SmallHotel |  |  | 2 | SmallHotel | 4 |  | 4 | NECB2017 | 0.23215 | 11621.7287 | 75.0684 | 46.5668 | 70.6808 | 15.8825 | 418.2773 | 210.0787 | EDMONTON | ALBERTA | 128.2365 | 0 | 0 | 128.2365 | 12.1541 | 0 | 0 | 12.1541 | 0 | 0.026993 | 0 | 0 | 0.58434 | 0.082505 | 0.023834 | 0.16375 | 0.019673 | 0.077175 | 0 | 0.0019982 | 0.58434 | 0.18833 | 74.1377 | 0 | 32.5 | 0.757 | [5 empty] | 0.138 | 0.21 | 1.9 | 1.9 | 2 | Edmonton Intl AP | CAN | 23 | 5588 | 53.31 | -113.579 | 7a | 5120 | AB | CAN_AB_Edmonton.Intl.AP.711230_CWEC2016.epw | 0.58433 | 9.0676 | 52.5125 | 13.8954 | 20.2805 | TRUE | TRUE | FALSE | FALSE | 11.9089 | 20.7666 | 0 | 2.0681 | 0.012904 | 755.88 | 0 | 160.2628 | 9.2987 | 0.058022 | 3398.69 | 7.2255e-05 | 0.58434 | 1555.5 | 1548.5 | 0.25 | 0.25 |  | https://s3.console.aws.amazon.com/s3/buckets/834599497928?region=ca-central-1&prefix=phylroy.lopez/reference/reference/output/a1f654c7-4676-4b40-8e1e-d1562f55e027/ | 1.0.002
891 |  | TRUE | 894 | 0 | 0 | 1523.8515 |  |  |  | 0.1 | 2021-09-22 20:19:50 +0000 | 438c2ebff | 0.2.14 | :adv_dx_units: NECB_Default :airloop_economizer_type: NECB_Default :algorithm_type: parametric :analysis_id: reference :analysis_name: reference :boiler_eff: NECB_Default :btap_batch_version: 1.0.002 :building_type: LargeHotel :chiller_type: NECB_Default :compute_environment: aws_batch :datapoint_id: 7356b3a9-248c-49b5-9750-1e8927365d94 :daylighting_type: NECB_Default :dcv_type: NECB_Default :door_construction_cond: NECB_Default :ecm_system_name: NECB_Default :electrical_loads_scale: NECB_Default :enable_costing: true :epw_file: CAN_QC_Montreal-Trudeau.Intl.AP.716270_CWEC2016.epw :erv_package: NECB_Default :ext_floor_cond: NECB_Default :ext_roof_cond: NECB_Default :ext_wall_cond: NECB_Default :fdwr_set: NECB_Default :fixed_wind_solar_trans: NECB_Default :fixed_window_cond: NECB_Default :furnace_eff: NECB_Default :glass_door_cond: NECB_Default :glass_door_solar_trans: NECB_Default :ground_floor_cond: NECB_Default :ground_roof_cond: NECB_Default :ground_wall_cond: NECB_Default :image_name: btap_private_cli :infiltration_scale: NECB_Default :lights_scale: NECB_Default :lights_type: NECB_Default :nv_delta_temp_in_out: NECB_Default :nv_opening_fraction: NECB_Default :nv_temp_out_min: NECB_Default :nv_type: NECB_Default :oa_scale: NECB_Default :occupancy_loads_scale: NECB_Default :output_meters: [] :output_variables: [] :overhead_door_cond: NECB_Default :primary_heating_fuel: NaturalGas :pv_ground_azimuth_angle: NECB_Default :pv_ground_module_description: NECB_Default :pv_ground_tilt_angle: NECB_Default :pv_ground_total_area_pv_panels_m2: NECB_Default :pv_ground_type: NECB_Default :rotation_degrees: NECB_Default :run_annual_simulation: true :s3_bucket: '834599497928' :scale_x: NECB_Default :scale_y: NECB_Default :scale_z: NECB_Default :shw_eff: NECB_Default :skylight_cond: NECB_Default :skylight_solar_trans: NECB_Default :srr_set: NECB_Default :template: BTAPPRE1980 | reference | reference | 7356b3a9-248c-49b5-9750-1e8927365d94 | BTAPPRE1980 | LargeHotel | NaturalGas | Natural Gas | CAN_QC_Montreal-Trudeau.Intl.AP.716270_CWEC2016.epw | parametric |  | NECB_Default | NECB_Default | NECB_Default | NECB_Default | NECB_Default | NECB_Default | NECB_Default | NECB_Default | NECB_Default | NECB_Default | NECB_Default | NECB_Default | NECB_Default | NECB_Default | NECB_Default | NECB_Default | NECB_Default | NECB_Default | NECB_Default | NECB_Default | NECB_Default | NECB_Default | NECB_Default | NECB_Default | NECB_Default | NECB_Default | NECB_Default | NECB_Default | NECB_Default | NECB_Default | NECB_Default | NECB_Default | NECB_Default | NECB_Default | NECB_Default | NECB_Default | NECB_Default | NECB_Default | NECB_Default | NECB_Default | NECB_Default | NECB_Default | NECB_Default | NECB_Default | NECB_Default | aws_batch | 834599497928 | btap_private_cli |  | TRUE | TRUE |  |  | 125.8332 | 19.8053 | 146.9316 | 298.3096 | 11345.38 | 6004.6889 | 27.6 | LargeHotel |  |  | 0 | LargeHotel | 6 |  | 7 | BTAPPRE1980 | 0.17066 | 35185.0517 | 0.84489 | 80.2287 | 64.8882 | 4.1662 | 238.6464 | 88.5184 | MONTREAL | QUEBEC | 0.11525 | 46.4767 | 0 | 46.592 | 7.3404 | 12.1742 | 0 | 19.5146 | 0 | 0.039949 | 0 | 0 | 0.29658 | 0.087056 | 0 | 0.71638 | 0.026731 | 0.1363 | 0.94082 | 0.0060897 | 1.2374 | 0.22444 | 30.5006 | 139.1413 | 27.6 | 0.678 |  | 0.678 |  |  |  | 0.267 | 0.823 | 2.95 |  | 0 | Montreal-Trudeau Intl AP | CAN | 323 | 4090 | 45.471 | -73.741 | 6 | 4400 | QC | CAN_QC_Montreal-Trudeau.Intl.AP.716270_CWEC2016.epw | 1.2374 | 19.8053 | 125.8332 | 25.6979 | 30.3905 | TRUE | FALSE | FALSE | FALSE | 15.5813 | 25.0485 | 0 | 0 | 0 | 0 | 2546.41 | 514.3909 | 27.1084 | 0.0527 | 9908.12 | 0.00046274 | 1.2374 | 3194 | 3192.8301 | 2.17 | 2.17 |  | https://s3.console.aws.amazon.com/s3/buckets/834599497928?region=ca-central-1&prefix=phylroy.lopez/reference/reference/output/7356b3a9-248c-49b5-9750-1e8927365d94/ | 1.0.002
892 |  | TRUE | 835 | 0 | 0 | 1526.6554 |  |  |  | 0.1 | 2021-09-22 20:17:58 +0000 | 438c2ebff | 0.2.14 | :adv_dx_units: NECB_Default :airloop_economizer_type: NECB_Default :algorithm_type: parametric :analysis_id: reference :analysis_name: reference :boiler_eff: NECB_Default :btap_batch_version: 1.0.002 :building_type: SmallHotel :chiller_type: NECB_Default :compute_environment: aws_batch :datapoint_id: e8de7365-6bd1-4061-b7ae-3f877c3629c1 :daylighting_type: NECB_Default :dcv_type: NECB_Default :door_construction_cond: NECB_Default :ecm_system_name: NECB_Default :electrical_loads_scale: NECB_Default :enable_costing: true :epw_file: CAN_YT_Whitehorse.Intl.AP.719640_CWEC2016.epw :erv_package: NECB_Default :ext_floor_cond: NECB_Default :ext_roof_cond: NECB_Default :ext_wall_cond: NECB_Default :fdwr_set: NECB_Default :fixed_wind_solar_trans: NECB_Default :fixed_window_cond: NECB_Default :furnace_eff: NECB_Default :glass_door_cond: NECB_Default :glass_door_solar_trans: NECB_Default :ground_floor_cond: NECB_Default :ground_roof_cond: NECB_Default :ground_wall_cond: NECB_Default :image_name: btap_private_cli :infiltration_scale: NECB_Default :lights_scale: NECB_Default :lights_type: NECB_Default :nv_delta_temp_in_out: NECB_Default :nv_opening_fraction: NECB_Default :nv_temp_out_min: NECB_Default :nv_type: NECB_Default :oa_scale: NECB_Default :occupancy_loads_scale: NECB_Default :output_meters: [] :output_variables: [] :overhead_door_cond: NECB_Default :primary_heating_fuel: NaturalGas :pv_ground_azimuth_angle: NECB_Default :pv_ground_module_description: NECB_Default :pv_ground_tilt_angle: NECB_Default :pv_ground_total_area_pv_panels_m2: NECB_Default :pv_ground_type: NECB_Default :rotation_degrees: NECB_Default :run_annual_simulation: true :s3_bucket: '834599497928' :scale_x: NECB_Default :scale_y: NECB_Default :scale_z: NECB_Default :shw_eff: NECB_Default :skylight_cond: NECB_Default :skylight_solar_trans: NECB_Default :srr_set: NECB_Default :template: NECB2011 | reference | reference | e8de7365-6bd1-4061-b7ae-3f877c3629c1 | NECB2011 | SmallHotel | NaturalGas | Natural Gas | CAN_YT_Whitehorse.Intl.AP.719640_CWEC2016.epw | parametric |  | NECB_Default | NECB_Default | NECB_Default | NECB_Default | NECB_Default | NECB_Default | NECB_Default | NECB_Default | NECB_Default | NECB_Default | NECB_Default | NECB_Default | NECB_Default | NECB_Default | NECB_Default | NECB_Default | NECB_Default | NECB_Default | NECB_Default | NECB_Default | NECB_Default | NECB_Default | NECB_Default | NECB_Default | NECB_Default | NECB_Default | NECB_Default | NECB_Default | NECB_Default | NECB_Default | NECB_Default | NECB_Default | NECB_Default | NECB_Default | NECB_Default | NECB_Default | NECB_Default | NECB_Default | NECB_Default | NECB_Default | NECB_Default | NECB_Default | NECB_Default | NECB_Default | NECB_Default | aws_batch | 834599497928 | btap_private_cli |  | TRUE | TRUE |  |  | 71.8805 | 8.6078 | 128.4133 | 285.6338 | 4013.58 | 2697.9741 | 22.8 | SmallHotel |  |  | 5 | SmallHotel | 4 |  | 4 | NECB2011 | 0.23215 | 11621.7287 | 59.8414 | 72.7905 | 62.9217 | 7.2294 | 385.1943 | 182.4112 | WHITEHORSE | YUKON | 3.6762 | 45.506 | 0 | 49.1822 | 8.4189 | 8.2945 | 0 | 16.7134 | 0 | 0.018171 | 0 | 0 | 0.23635 | 0.0862 | 0 | 0.55497 | 0.024402 | 0.098127 | 0.9145 | 0.0094081 | 1.1509 | 0.35953 | 17.6121 | 90.0801 | 22.8 | 0.757 | [5 empty] | 0.162 | 0.21 | 2.2 | 2.2 | 5 | Whitehorse Intl AP | CAN | 5 | 6491 | 60.709 | -135.069 | 7b | 6580 | YT | CAN_YT_Whitehorse.Intl.AP.719640_CWEC2016.epw | 1.1509 | 8.6078 | 71.8805 | 16.375 | 16.5177 | TRUE | TRUE | FALSE | FALSE | 8.7335 | 22.9643 | 0 | 0 | 0 | 0 | 1443 | 160.3432 | 13.2057 | 0.082359 | 4826.69 | 4.4848e-05 | 1.1509 | 1069 | 1054.25 | 20.25 | 20.25 |  | https://s3.console.aws.amazon.com/s3/buckets/834599497928?region=ca-central-1&prefix=phylroy.lopez/reference/reference/output/e8de7365-6bd1-4061-b7ae-3f877c3629c1/ | 1.0.002
893 |  | TRUE | 804 | 0 | 0 | 1529.2276 |  |  |  | 0.1 | 2021-09-22 20:18:43 +0000 | 438c2ebff | 0.2.14 | :adv_dx_units: NECB_Default :airloop_economizer_type: NECB_Default :algorithm_type: parametric :analysis_id: reference :analysis_name: reference :boiler_eff: NECB_Default :btap_batch_version: 1.0.002 :building_type: SmallHotel :chiller_type: NECB_Default :compute_environment: aws_batch :datapoint_id: d96fd197-b52d-4279-a925-f8af26236c01 :daylighting_type: NECB_Default :dcv_type: NECB_Default :door_construction_cond: NECB_Default :ecm_system_name: NECB_Default :electrical_loads_scale: NECB_Default :enable_costing: true :epw_file: CAN_AB_Calgary.Intl.AP.718770_CWEC2016.epw :erv_package: NECB_Default :ext_floor_cond: NECB_Default :ext_roof_cond: NECB_Default :ext_wall_cond: NECB_Default :fdwr_set: NECB_Default :fixed_wind_solar_trans: NECB_Default :fixed_window_cond: NECB_Default :furnace_eff: NECB_Default :glass_door_cond: NECB_Default :glass_door_solar_trans: NECB_Default :ground_floor_cond: NECB_Default :ground_roof_cond: NECB_Default :ground_wall_cond: NECB_Default :image_name: btap_private_cli :infiltration_scale: NECB_Default :lights_scale: NECB_Default :lights_type: NECB_Default :nv_delta_temp_in_out: NECB_Default :nv_opening_fraction: NECB_Default :nv_temp_out_min: NECB_Default :nv_type: NECB_Default :oa_scale: NECB_Default :occupancy_loads_scale: NECB_Default :output_meters: [] :output_variables: [] :overhead_door_cond: NECB_Default :primary_heating_fuel: NaturalGas :pv_ground_azimuth_angle: NECB_Default :pv_ground_module_description: NECB_Default :pv_ground_tilt_angle: NECB_Default :pv_ground_total_area_pv_panels_m2: NECB_Default :pv_ground_type: NECB_Default :rotation_degrees: NECB_Default :run_annual_simulation: true :s3_bucket: '834599497928' :scale_x: NECB_Default :scale_y: NECB_Default :scale_z: NECB_Default :shw_eff: NECB_Default :skylight_cond: NECB_Default :skylight_solar_trans: NECB_Default :srr_set: NECB_Default :template: BTAP1980TO2010 | reference | reference | d96fd197-b52d-4279-a925-f8af26236c01 | BTAP1980TO2010 | SmallHotel | NaturalGas | Natural Gas | CAN_AB_Calgary.Intl.AP.718770_CWEC2016.epw | parametric |  | NECB_Default | NECB_Default | NECB_Default | NECB_Default | NECB_Default | NECB_Default | NECB_Default | NECB_Default | NECB_Default | NECB_Default | NECB_Default | NECB_Default | NECB_Default | NECB_Default | NECB_Default | NECB_Default | NECB_Default | NECB_Default | NECB_Default | NECB_Default | NECB_Default | NECB_Default | NECB_Default | NECB_Default | NECB_Default | NECB_Default | NECB_Default | NECB_Default | NECB_Default | NECB_Default | NECB_Default | NECB_Default | NECB_Default | NECB_Default | NECB_Default | NECB_Default | NECB_Default | NECB_Default | NECB_Default | NECB_Default | NECB_Default | NECB_Default | NECB_Default | NECB_Default | NECB_Default | aws_batch | 834599497928 | btap_private_cli |  | TRUE | TRUE |  |  | 99.9846 | 10.8192 | 123.4282 | 275.6108 | 4013.58 | 2697.9741 | 10.9 | SmallHotel |  |  | 0 | SmallHotel | 4 |  | 4 | BTAP1980TO2010 | 0.23215 | 11621.7287 | 0.37554 | 91.7303 | 67.7078 | 7.5369 | 341.3394 | 173.9889 | CALGARY | ALBERTA | 47.6837 | 45.288 | 0 | 92.9717 | 4.5194 | 3.2309 | 0 | 7.7503 | 0 | 0.011778 | 0 | 0 | 0.21728 | 0.072885 | 0 | 0.56688 | 0.024402 | 0.098127 | 0.89747 | 0.010066 | 1.1148 | 0.3306 | 17.5292 | 118.9865 | 10.9 | 0.678 | [5 empty] | 0.227 | 0.346 | 2.95 |  | 0 | Calgary Intl AP | CAN | 64 | 4781 | 51.114 | -114.02 | 7a | 5000 | AB | CAN_AB_Calgary.Intl.AP.718770_CWEC2016.epw | 1.1147 | 10.8192 | 99.9846 | 13.603 | 22.2858 | TRUE | TRUE | FALSE | FALSE | 12.8466 | 18.4322 | 0 | 0 | 0 | 0 | 1326.87 | 160.3432 | 13.2057 | 0.082359 | 4826.69 | 2.2424e-05 | 1.1148 | 1761.5 | 1760.25 | 56.5 | 56.5 |  | https://s3.console.aws.amazon.com/s3/buckets/834599497928?region=ca-central-1&prefix=phylroy.lopez/reference/reference/output/d96fd197-b52d-4279-a925-f8af26236c01/ | 1.0.002
894 |  | TRUE | 886 | 0 | 0 | 1522.8691 |  |  |  | 0.1 | 2021-09-22 20:18:50 +0000 | 438c2ebff | 0.2.14 | :adv_dx_units: NECB_Default :airloop_economizer_type: NECB_Default :algorithm_type: parametric :analysis_id: reference :analysis_name: reference :boiler_eff: NECB_Default :btap_batch_version: 1.0.002 :building_type: LargeHotel :chiller_type: NECB_Default :compute_environment: aws_batch :datapoint_id: a852fabe-ccdc-4879-bcdb-81e48e8c4e92 :daylighting_type: NECB_Default :dcv_type: NECB_Default :door_construction_cond: NECB_Default :ecm_system_name: NECB_Default :electrical_loads_scale: NECB_Default :enable_costing: true :epw_file: CAN_ON_Toronto.Pearson.Intl.AP.716240_CWEC2016.epw :erv_package: NECB_Default :ext_floor_cond: NECB_Default :ext_roof_cond: NECB_Default :ext_wall_cond: NECB_Default :fdwr_set: NECB_Default :fixed_wind_solar_trans: NECB_Default :fixed_window_cond: NECB_Default :furnace_eff: NECB_Default :glass_door_cond: NECB_Default :glass_door_solar_trans: NECB_Default :ground_floor_cond: NECB_Default :ground_roof_cond: NECB_Default :ground_wall_cond: NECB_Default :image_name: btap_private_cli :infiltration_scale: NECB_Default :lights_scale: NECB_Default :lights_type: NECB_Default :nv_delta_temp_in_out: NECB_Default :nv_opening_fraction: NECB_Default :nv_temp_out_min: NECB_Default :nv_type: NECB_Default :oa_scale: NECB_Default :occupancy_loads_scale: NECB_Default :output_meters: [] :output_variables: [] :overhead_door_cond: NECB_Default :primary_heating_fuel: Electricity :pv_ground_azimuth_angle: NECB_Default :pv_ground_module_description: NECB_Default :pv_ground_tilt_angle: NECB_Default :pv_ground_total_area_pv_panels_m2: NECB_Default :pv_ground_type: NECB_Default :rotation_degrees: NECB_Default :run_annual_simulation: true :s3_bucket: '834599497928' :scale_x: NECB_Default :scale_y: NECB_Default :scale_z: NECB_Default :shw_eff: NECB_Default :skylight_cond: NECB_Default :skylight_solar_trans: NECB_Default :srr_set: NECB_Default :template: BTAPPRE1980 | reference | reference | a852fabe-ccdc-4879-bcdb-81e48e8c4e92 | BTAPPRE1980 | LargeHotel | Electricity | Electricity | CAN_ON_Toronto.Pearson.Intl.AP.716240_CWEC2016.epw | parametric |  | NECB_Default | NECB_Default | NECB_Default | NECB_Default | NECB_Default | NECB_Default | NECB_Default | NECB_Default | NECB_Default | NECB_Default | NECB_Default | NECB_Default | NECB_Default | NECB_Default | NECB_Default | NECB_Default | NECB_Default | NECB_Default | NECB_Default | NECB_Default | NECB_Default | NECB_Default | NECB_Default | NECB_Default | NECB_Default | NECB_Default | NECB_Default | NECB_Default | NECB_Default | NECB_Default | NECB_Default | NECB_Default | NECB_Default | NECB_Default | NECB_Default | NECB_Default | NECB_Default | NECB_Default | NECB_Default | NECB_Default | NECB_Default | NECB_Default | NECB_Default | NECB_Default | NECB_Default | aws_batch | 834599497928 | btap_private_cli |  | TRUE | TRUE |  |  | 91.0406 | 20.8493 | 129.245 | 213.858 | 11345.38 | 6004.6889 | 27.6 | LargeHotel |  |  | 0 | LargeHotel | 6 |  | 7 | BTAPPRE1980 | 0.17066 | 35185.0517 | 1.006 | 53.7038 | 71.2828 | 13.7357 | 236.73 | 97.0017 | TORONTO | ONTARIO | 5.1843 | 0 | 0 | 5.1843 | 41.5364 | 0 | 0 | 41.5364 | 0 | 0.042728 | 0 | 0 | 0.9334 | 0.087281 | 0 | 0.46528 | 0.026731 | 0.1363 | 0 | 0.005582 | 0.9334 | 0.16902 | 110.2547 | 0 | 27.6 | 0.678 |  | 0.678 |  |  |  | 0.296 | 0.9 | 3.35 |  | 0 | Toronto Pearson Intl AP | CAN | 382 | 3615 | 43.677 | -79.631 | 5 | 3890 | ON | CAN_ON_Toronto.Pearson.Intl.AP.716240_CWEC2016.epw | 0.9334 | 20.8493 | 91.0406 | 27.0836 | 29.1269 | TRUE | FALSE | FALSE | FALSE | 15.5933 | 17.6769 | 0 | 5.2463 | 0.010199 | 1917.54 | 0 | 514.3909 | 27.1084 | 0.0527 | 9908.12 | 0.00048742 | 0.9334 | 3447.83 | 3446.3301 | 12.17 | 12.17 |  | https://s3.console.aws.amazon.com/s3/buckets/834599497928?region=ca-central-1&prefix=phylroy.lopez/reference/reference/output/a852fabe-ccdc-4879-bcdb-81e48e8c4e92/ | 1.0.002
895 |  | TRUE | 745 | 0 | 0 | 1525.5655 |  |  |  | 0.1 | 2021-09-22 20:19:10 +0000 | 438c2ebff | 0.2.14 | :adv_dx_units: NECB_Default :airloop_economizer_type: NECB_Default :algorithm_type: parametric :analysis_id: reference :analysis_name: reference :boiler_eff: NECB_Default :btap_batch_version: 1.0.002 :building_type: SmallHotel :chiller_type: NECB_Default :compute_environment: aws_batch :datapoint_id: f782eb27-d421-400d-924a-789f26b3783f :daylighting_type: NECB_Default :dcv_type: NECB_Default :door_construction_cond: NECB_Default :ecm_system_name: NECB_Default :electrical_loads_scale: NECB_Default :enable_costing: true :epw_file: CAN_YT_Whitehorse.Intl.AP.719640_CWEC2016.epw :erv_package: NECB_Default :ext_floor_cond: NECB_Default :ext_roof_cond: NECB_Default :ext_wall_cond: NECB_Default :fdwr_set: NECB_Default :fixed_wind_solar_trans: NECB_Default :fixed_window_cond: NECB_Default :furnace_eff: NECB_Default :glass_door_cond: NECB_Default :glass_door_solar_trans: NECB_Default :ground_floor_cond: NECB_Default :ground_roof_cond: NECB_Default :ground_wall_cond: NECB_Default :image_name: btap_private_cli :infiltration_scale: NECB_Default :lights_scale: NECB_Default :lights_type: NECB_Default :nv_delta_temp_in_out: NECB_Default :nv_opening_fraction: NECB_Default :nv_temp_out_min: NECB_Default :nv_type: NECB_Default :oa_scale: NECB_Default :occupancy_loads_scale: NECB_Default :output_meters: [] :output_variables: [] :overhead_door_cond: NECB_Default :primary_heating_fuel: Electricity :pv_ground_azimuth_angle: NECB_Default :pv_ground_module_description: NECB_Default :pv_ground_tilt_angle: NECB_Default :pv_ground_total_area_pv_panels_m2: NECB_Default :pv_ground_type: NECB_Default :rotation_degrees: NECB_Default :run_annual_simulation: true :s3_bucket: '834599497928' :scale_x: NECB_Default :scale_y: NECB_Default :scale_z: NECB_Default :shw_eff: NECB_Default :skylight_cond: NECB_Default :skylight_solar_trans: NECB_Default :srr_set: NECB_Default :template: NECB2017 | reference | reference | f782eb27-d421-400d-924a-789f26b3783f | NECB2017 | SmallHotel | Electricity | Electricity | CAN_YT_Whitehorse.Intl.AP.719640_CWEC2016.epw | parametric |  | NECB_Default | NECB_Default | NECB_Default | NECB_Default | NECB_Default | NECB_Default | NECB_Default | NECB_Default | NECB_Default | NECB_Default | NECB_Default | NECB_Default | NECB_Default | NECB_Default | NECB_Default | NECB_Default | NECB_Default | NECB_Default | NECB_Default | NECB_Default | NECB_Default | NECB_Default | NECB_Default | NECB_Default | NECB_Default | NECB_Default | NECB_Default | NECB_Default | NECB_Default | NECB_Default | NECB_Default | NECB_Default | NECB_Default | NECB_Default | NECB_Default | NECB_Default | NECB_Default | NECB_Default | NECB_Default | NECB_Default | NECB_Default | NECB_Default | NECB_Default | NECB_Default | NECB_Default | aws_batch | 834599497928 | btap_private_cli |  | TRUE | TRUE |  |  | 57.33 | 7.5774 | 60.0503 | 139.2059 | 4013.58 | 2697.9741 | 22.8 | SmallHotel |  |  | 2 | SmallHotel | 4 |  | 4 | NECB2017 | 0.23215 | 11621.7287 | 61.2611 | 40.4537 | 63.239 | 15.658 | 371.5034 | 190.8916 | WHITEHORSE | YUKON | 9.6774 | 0 | 0 | 9.6774 | 22.1625 | 0 | 0 | 22.1625 | 0 | 0.015213 | 0 | 0 | 0.62219 | 0.071148 | 0.024165 | 0.21618 | 0.019673 | 0.077175 | 0 | 0.0016718 | 0.62219 | 0.19692 | 77.1604 | 0 | 22.8 | 0.757 | [5 empty] | 0.138 | 0.21 | 1.9 | 1.9 | 2 | Whitehorse Intl AP | CAN | 5 | 6491 | 60.709 | -135.069 | 7b | 6580 | YT | CAN_YT_Whitehorse.Intl.AP.719640_CWEC2016.epw | 0.62219 | 7.5774 | 57.33 | 16.375 | 16.5177 | TRUE | TRUE | FALSE | FALSE | 8.7331 | 22.9634 | 0 | 2.1624 | 0.013493 | 790.37 | 0 | 160.2628 | 9.2987 | 0.058022 | 3398.69 | 3.7373e-05 | 0.62219 | 1269 | 1242 | 6 | 6 |  | https://s3.console.aws.amazon.com/s3/buckets/834599497928?region=ca-central-1&prefix=phylroy.lopez/reference/reference/output/f782eb27-d421-400d-924a-789f26b3783f/ | 1.0.002
896 |  | TRUE | 849 | 2 | 0 | 1529.6115 |  |  |  | 0.1 | 2021-09-22 20:18:36 +0000 | 438c2ebff | 0.2.14 | :adv_dx_units: NECB_Default :airloop_economizer_type: NECB_Default :algorithm_type: parametric :analysis_id: reference :analysis_name: reference :boiler_eff: NECB_Default :btap_batch_version: 1.0.002 :building_type: SmallHotel :chiller_type: NECB_Default :compute_environment: aws_batch :datapoint_id: 7ec3f1e9-eec1-48a9-a357-412a9551d6bd :daylighting_type: NECB_Default :dcv_type: NECB_Default :door_construction_cond: NECB_Default :ecm_system_name: NECB_Default :electrical_loads_scale: NECB_Default :enable_costing: true :epw_file: CAN_ON_Toronto.Pearson.Intl.AP.716240_CWEC2016.epw :erv_package: NECB_Default :ext_floor_cond: NECB_Default :ext_roof_cond: NECB_Default :ext_wall_cond: NECB_Default :fdwr_set: NECB_Default :fixed_wind_solar_trans: NECB_Default :fixed_window_cond: NECB_Default :furnace_eff: NECB_Default :glass_door_cond: NECB_Default :glass_door_solar_trans: NECB_Default :ground_floor_cond: NECB_Default :ground_roof_cond: NECB_Default :ground_wall_cond: NECB_Default :image_name: btap_private_cli :infiltration_scale: NECB_Default :lights_scale: NECB_Default :lights_type: NECB_Default :nv_delta_temp_in_out: NECB_Default :nv_opening_fraction: NECB_Default :nv_temp_out_min: NECB_Default :nv_type: NECB_Default :oa_scale: NECB_Default :occupancy_loads_scale: NECB_Default :output_meters: [] :output_variables: [] :overhead_door_cond: NECB_Default :primary_heating_fuel: NaturalGas :pv_ground_azimuth_angle: NECB_Default :pv_ground_module_description: NECB_Default :pv_ground_tilt_angle: NECB_Default :pv_ground_total_area_pv_panels_m2: NECB_Default :pv_ground_type: NECB_Default :rotation_degrees: NECB_Default :run_annual_simulation: true :s3_bucket: '834599497928' :scale_x: NECB_Default :scale_y: NECB_Default :scale_z: NECB_Default :shw_eff: NECB_Default :skylight_cond: NECB_Default :skylight_solar_trans: NECB_Default :srr_set: NECB_Default :template: BTAP1980TO2010 | reference | reference | 7ec3f1e9-eec1-48a9-a357-412a9551d6bd | BTAP1980TO2010 | SmallHotel | NaturalGas | Natural Gas | CAN_ON_Toronto.Pearson.Intl.AP.716240_CWEC2016.epw | parametric |  | NECB_Default | NECB_Default | NECB_Default | NECB_Default | NECB_Default | NECB_Default | NECB_Default | NECB_Default | NECB_Default | NECB_Default | NECB_Default | NECB_Default | NECB_Default | NECB_Default | NECB_Default | NECB_Default | NECB_Default | NECB_Default | NECB_Default | NECB_Default | NECB_Default | NECB_Default | NECB_Default | NECB_Default | NECB_Default | NECB_Default | NECB_Default | NECB_Default | NECB_Default | NECB_Default | NECB_Default | NECB_Default | NECB_Default | NECB_Default | NECB_Default | NECB_Default | NECB_Default | NECB_Default | NECB_Default | NECB_Default | NECB_Default | NECB_Default | NECB_Default | NECB_Default | NECB_Default | aws_batch | 834599497928 | btap_private_cli |  | TRUE | TRUE |  |  | 125.4901 | 21.2157 | 129.0888 | 291.9796 | 4013.58 | 2697.9741 | 10.9 | SmallHotel |  |  | 0 | SmallHotel | 4 |  | 4 | BTAP1980TO2010 | 0.23215 | 11621.7287 | 0.43143 | 118.0594 | 70.9898 | 7.6609 | 379.2269 | 182.0853 | TORONTO | ONTARIO | 1.3253 | 46.2123 | 0 | 47.5376 | 10.6184 | 8.1541 | 0 | 18.7725 | 0 | 0.033915 | 0 | 0 | 0.23861 | 0.079909 | 0 | 0.62938 | 0.024402 | 0.098127 | 0.93511 | 0.002195 | 1.1737 | 0.30572 | 29.0317 | 144.1389 | 10.9 | 0.678 | [5 empty] | 0.296 | 0.682 | 3.35 |  | 0 | Toronto Pearson Intl AP | CAN | 382 | 3615 | 43.677 | -79.631 | 5 | 3890 | ON | CAN_ON_Toronto.Pearson.Intl.AP.716240_CWEC2016.epw | 1.1737 | 21.2157 | 125.4901 | 19.9057 | 21.676 | TRUE | FALSE | FALSE | FALSE | 13.2659 | 10.7102 | 0 | 0 | 0 | 0 | 1227.05 | 160.3432 | 13.2057 | 0.082359 | 4826.69 | 6.478e-05 | 1.1737 | 1428.5 | 1428.5 | 55 | 55 |  | https://s3.console.aws.amazon.com/s3/buckets/834599497928?region=ca-central-1&prefix=phylroy.lopez/reference/reference/output/7ec3f1e9-eec1-48a9-a357-412a9551d6bd/ | 1.0.002
897 |  | TRUE | 929 | 0 | 0 | 1523.8071 |  |  |  | 0.1 | 2021-09-22 20:18:58 +0000 | 438c2ebff | 0.2.14 | :adv_dx_units: NECB_Default :airloop_economizer_type: NECB_Default :algorithm_type: parametric :analysis_id: reference :analysis_name: reference :boiler_eff: NECB_Default :btap_batch_version: 1.0.002 :building_type: LargeHotel :chiller_type: NECB_Default :compute_environment: aws_batch :datapoint_id: c53bba42-d27d-4c71-80f5-b77260595bcd :daylighting_type: NECB_Default :dcv_type: NECB_Default :door_construction_cond: NECB_Default :ecm_system_name: NECB_Default :electrical_loads_scale: NECB_Default :enable_costing: true :epw_file: CAN_AB_Edmonton.Intl.AP.711230_CWEC2016.epw :erv_package: NECB_Default :ext_floor_cond: NECB_Default :ext_roof_cond: NECB_Default :ext_wall_cond: NECB_Default :fdwr_set: NECB_Default :fixed_wind_solar_trans: NECB_Default :fixed_window_cond: NECB_Default :furnace_eff: NECB_Default :glass_door_cond: NECB_Default :glass_door_solar_trans: NECB_Default :ground_floor_cond: NECB_Default :ground_roof_cond: NECB_Default :ground_wall_cond: NECB_Default :image_name: btap_private_cli :infiltration_scale: NECB_Default :lights_scale: NECB_Default :lights_type: NECB_Default :nv_delta_temp_in_out: NECB_Default :nv_opening_fraction: NECB_Default :nv_temp_out_min: NECB_Default :nv_type: NECB_Default :oa_scale: NECB_Default :occupancy_loads_scale: NECB_Default :output_meters: [] :output_variables: [] :overhead_door_cond: NECB_Default :primary_heating_fuel: Electricity :pv_ground_azimuth_angle: NECB_Default :pv_ground_module_description: NECB_Default :pv_ground_tilt_angle: NECB_Default :pv_ground_total_area_pv_panels_m2: NECB_Default :pv_ground_type: NECB_Default :rotation_degrees: NECB_Default :run_annual_simulation: true :s3_bucket: '834599497928' :scale_x: NECB_Default :scale_y: NECB_Default :scale_z: NECB_Default :shw_eff: NECB_Default :skylight_cond: NECB_Default :skylight_solar_trans: NECB_Default :srr_set: NECB_Default :template: BTAP1980TO2010 | reference | reference | c53bba42-d27d-4c71-80f5-b77260595bcd | BTAP1980TO2010 | LargeHotel | Electricity | Electricity | CAN_AB_Edmonton.Intl.AP.711230_CWEC2016.epw | parametric |  | NECB_Default | NECB_Default | NECB_Default | NECB_Default | NECB_Default | NECB_Default | NECB_Default | NECB_Default | NECB_Default | NECB_Default | NECB_Default | NECB_Default | NECB_Default | NECB_Default | NECB_Default | NECB_Default | NECB_Default | NECB_Default | NECB_Default | NECB_Default | NECB_Default | NECB_Default | NECB_Default | NECB_Default | NECB_Default | NECB_Default | NECB_Default | NECB_Default | NECB_Default | NECB_Default | NECB_Default | NECB_Default | NECB_Default | NECB_Default | NECB_Default | NECB_Default | NECB_Default | NECB_Default | NECB_Default | NECB_Default | NECB_Default | NECB_Default | NECB_Default | NECB_Default | NECB_Default | aws_batch | 834599497928 | btap_private_cli |  | TRUE | TRUE |  |  | 85.1115 | 12.8224 | 164.436 | 251.4477 | 11345.38 | 6004.6889 | 27.6 | LargeHotel |  |  | 0 | LargeHotel | 6 |  | 7 | BTAP1980TO2010 | 0.17066 | 35185.0517 | 0.87264 | 47.6143 | 70.6223 | 13.6763 | 225.4969 | 92.7115 | EDMONTON | ALBERTA | 234.4638 | 0 | 0 | 234.4638 | 22.2223 | 0 | 0 | 22.2223 | 0 | 0.026486 | 0 | 0 | 1.0684 | 0.09066 | 0 | 0.59197 | 0.026731 | 0.1363 | 0 | 0.0037469 | 1.0684 | 0.19235 | 105.0219 | 0 | 27.6 | 0.678 |  | 0.425 |  |  |  | 0.227 | 0.346 | 2.95 |  | 0 | Edmonton Intl AP | CAN | 23 | 5588 | 53.31 | -113.579 | 7a | 5120 | AB | CAN_AB_Edmonton.Intl.AP.711230_CWEC2016.epw | 1.0684 | 12.8224 | 85.1115 | 15.1156 | 27.2132 | TRUE | TRUE | FALSE | FALSE | 14.3112 | 31.3904 | 0 | 5.9707 | 0.011607 | 2182.28 | 0 | 514.3909 | 27.1084 | 0.0527 | 9908.12 | 0.00014191 | 1.0684 | 4254.5 | 4254.3301 | 48.17 | 47.5 |  | https://s3.console.aws.amazon.com/s3/buckets/834599497928?region=ca-central-1&prefix=phylroy.lopez/reference/reference/output/c53bba42-d27d-4c71-80f5-b77260595bcd/ | 1.0.002
898 |  | TRUE | 1055 | 0 | 0 | 745.3075 |  |  |  | 0.1 | 2021-09-22 20:19:11 +0000 | 438c2ebff | 0.2.14 | :adv_dx_units: NECB_Default :airloop_economizer_type: NECB_Default :algorithm_type: parametric :analysis_id: reference :analysis_name: reference :boiler_eff: NECB_Default :btap_batch_version: 1.0.002 :building_type: HighriseApartment :chiller_type: NECB_Default :compute_environment: aws_batch :datapoint_id: 866ef297-01a0-46da-81c2-545ac14b2100 :daylighting_type: NECB_Default :dcv_type: NECB_Default :door_construction_cond: NECB_Default :ecm_system_name: NECB_Default :electrical_loads_scale: NECB_Default :enable_costing: true :epw_file: CAN_QC_Montreal-Trudeau.Intl.AP.716270_CWEC2016.epw :erv_package: NECB_Default :ext_floor_cond: NECB_Default :ext_roof_cond: NECB_Default :ext_wall_cond: NECB_Default :fdwr_set: NECB_Default :fixed_wind_solar_trans: NECB_Default :fixed_window_cond: NECB_Default :furnace_eff: NECB_Default :glass_door_cond: NECB_Default :glass_door_solar_trans: NECB_Default :ground_floor_cond: NECB_Default :ground_roof_cond: NECB_Default :ground_wall_cond: NECB_Default :image_name: btap_private_cli :infiltration_scale: NECB_Default :lights_scale: NECB_Default :lights_type: NECB_Default :nv_delta_temp_in_out: NECB_Default :nv_opening_fraction: NECB_Default :nv_temp_out_min: NECB_Default :nv_type: NECB_Default :oa_scale: NECB_Default :occupancy_loads_scale: NECB_Default :output_meters: [] :output_variables: [] :overhead_door_cond: NECB_Default :primary_heating_fuel: Electricity :pv_ground_azimuth_angle: NECB_Default :pv_ground_module_description: NECB_Default :pv_ground_tilt_angle: NECB_Default :pv_ground_total_area_pv_panels_m2: NECB_Default :pv_ground_type: NECB_Default :rotation_degrees: NECB_Default :run_annual_simulation: true :s3_bucket: '834599497928' :scale_x: NECB_Default :scale_y: NECB_Default :scale_z: NECB_Default :shw_eff: NECB_Default :skylight_cond: NECB_Default :skylight_solar_trans: NECB_Default :srr_set: NECB_Default :template: BTAP1980TO2010 | reference | reference | 866ef297-01a0-46da-81c2-545ac14b2100 | BTAP1980TO2010 | HighriseApartment | Electricity | Electricity | CAN_QC_Montreal-Trudeau.Intl.AP.716270_CWEC2016.epw | parametric |  | NECB_Default | NECB_Default | NECB_Default | NECB_Default | NECB_Default | NECB_Default | NECB_Default | NECB_Default | NECB_Default | NECB_Default | NECB_Default | NECB_Default | NECB_Default | NECB_Default | NECB_Default | NECB_Default | NECB_Default | NECB_Default | NECB_Default | NECB_Default | NECB_Default | NECB_Default | NECB_Default | NECB_Default | NECB_Default | NECB_Default | NECB_Default | NECB_Default | NECB_Default | NECB_Default | NECB_Default | NECB_Default | NECB_Default | NECB_Default | NECB_Default | NECB_Default | NECB_Default | NECB_Default | NECB_Default | NECB_Default | NECB_Default | NECB_Default | NECB_Default | NECB_Default | NECB_Default | aws_batch | 834599497928 | btap_private_cli |  | TRUE | TRUE |  |  | 77.3082 | 17.4539 | 92.197 | 143.3399 | 7836.48 | 4638.6699 | 29.8 | HighriseApartment |  |  | 0 | HighriseApartment | 10 |  | 10 | BTAP1980TO2010 | 0.19422 | 23884.0213 | 1.159 | 63.3348 | 25.4639 | 10.9444 | 131.1263 | 30.2242 | MONTREAL | QUEBEC | 0.2407 | 0 | 0 | 0.2407 | 15.3302 | 0 | 0 | 15.3302 | 0 | 0.029433 | 0 | 0 | 0.6194 | 0.075262 | 0 | 0.33191 | 0.063082 | 0.040272 | 0 | 0.0008269 | 0.6194 | 0.078593 | 92.3588 | 0 | 29.8 | 0.678 | [5 empty] | 0.267 | 0.426 | 2.95 |  | 0 | Montreal-Trudeau Intl AP | CAN | 323 | 4090 | 45.471 | -73.741 | 6 | 4400 | QC | CAN_QC_Montreal-Trudeau.Intl.AP.716270_CWEC2016.epw | 0.6194 | 17.4539 | 77.3082 | 19.5469 | 22.8739 | TRUE | FALSE | FALSE | FALSE | 12.3036 | 14.5938 | 0 | 1.6851 | 0.013113 | 615.89 | 0 | 128.5028 | 8.3471 | 0.064956 | 3050.86 | 2.1693e-05 | 0.6194 | 747.75 | 747.75 | 6 | 6 |  | https://s3.console.aws.amazon.com/s3/buckets/834599497928?region=ca-central-1&prefix=phylroy.lopez/reference/reference/output/866ef297-01a0-46da-81c2-545ac14b2100/ | 1.0.002
899 |  | TRUE | 802 | 0 | 0 | 1584.6974 |  |  |  | 0.1 | 2021-09-22 20:18:51 +0000 | 438c2ebff | 0.2.14 | :adv_dx_units: NECB_Default :airloop_economizer_type: NECB_Default :algorithm_type: parametric :analysis_id: reference :analysis_name: reference :boiler_eff: NECB_Default :btap_batch_version: 1.0.002 :building_type: SmallHotel :chiller_type: NECB_Default :compute_environment: aws_batch :datapoint_id: 2b99a335-695c-482f-82a0-7c02ebabc58d :daylighting_type: NECB_Default :dcv_type: NECB_Default :door_construction_cond: NECB_Default :ecm_system_name: NECB_Default :electrical_loads_scale: NECB_Default :enable_costing: true :epw_file: CAN_AB_Calgary.Intl.AP.718770_CWEC2016.epw :erv_package: NECB_Default :ext_floor_cond: NECB_Default :ext_roof_cond: NECB_Default :ext_wall_cond: NECB_Default :fdwr_set: NECB_Default :fixed_wind_solar_trans: NECB_Default :fixed_window_cond: NECB_Default :furnace_eff: NECB_Default :glass_door_cond: NECB_Default :glass_door_solar_trans: NECB_Default :ground_floor_cond: NECB_Default :ground_roof_cond: NECB_Default :ground_wall_cond: NECB_Default :image_name: btap_private_cli :infiltration_scale: NECB_Default :lights_scale: NECB_Default :lights_type: NECB_Default :nv_delta_temp_in_out: NECB_Default :nv_opening_fraction: NECB_Default :nv_temp_out_min: NECB_Default :nv_type: NECB_Default :oa_scale: NECB_Default :occupancy_loads_scale: NECB_Default :output_meters: [] :output_variables: [] :overhead_door_cond: NECB_Default :primary_heating_fuel: NaturalGas :pv_ground_azimuth_angle: NECB_Default :pv_ground_module_description: NECB_Default :pv_ground_tilt_angle: NECB_Default :pv_ground_total_area_pv_panels_m2: NECB_Default :pv_ground_type: NECB_Default :rotation_degrees: NECB_Default :run_annual_simulation: true :s3_bucket: '834599497928' :scale_x: NECB_Default :scale_y: NECB_Default :scale_z: NECB_Default :shw_eff: NECB_Default :skylight_cond: NECB_Default :skylight_solar_trans: NECB_Default :srr_set: NECB_Default :template: BTAPPRE1980 | reference | reference | 2b99a335-695c-482f-82a0-7c02ebabc58d | BTAPPRE1980 | SmallHotel | NaturalGas | Natural Gas | CAN_AB_Calgary.Intl.AP.718770_CWEC2016.epw | parametric |  | NECB_Default | NECB_Default | NECB_Default | NECB_Default | NECB_Default | NECB_Default | NECB_Default | NECB_Default | NECB_Default | NECB_Default | NECB_Default | NECB_Default | NECB_Default | NECB_Default | NECB_Default | NECB_Default | NECB_Default | NECB_Default | NECB_Default | NECB_Default | NECB_Default | NECB_Default | NECB_Default | NECB_Default | NECB_Default | NECB_Default | NECB_Default | NECB_Default | NECB_Default | NECB_Default | NECB_Default | NECB_Default | NECB_Default | NECB_Default | NECB_Default | NECB_Default | NECB_Default | NECB_Default | NECB_Default | NECB_Default | NECB_Default | NECB_Default | NECB_Default | NECB_Default | NECB_Default | aws_batch | 834599497928 | btap_private_cli |  | TRUE | TRUE |  |  | 106.9878 | 10.9137 | 132.6019 | 288.9344 | 4013.58 | 2697.9741 | 10.9 | SmallHotel |  |  | 0 | SmallHotel | 4 |  | 4 | BTAPPRE1980 | 0.23215 | 11621.7287 | 0.37554 | 95.7431 | 67.7078 | 7.5369 | 345.1934 | 173.8301 | CALGARY | ALBERTA | 49.3684 | 47.3212 | 0 | 96.6896 | 4.6791 | 3.3759 | 0 | 8.055 | 0 | 0.011117 | 0 | 0 | 0.22495 | 0.080066 | 0 | 0.60718 | 0.024402 | 0.098127 | 0.93776 | 0.011219 | 1.1627 | 0.33059 | 17.6394 | 123.3349 | 10.9 | 0.678 | [5 empty] | 0.227 | 0.772 | 2.95 |  | 0 | Calgary Intl AP | CAN | 64 | 4781 | 51.114 | -114.02 | 7a | 5000 | AB | CAN_AB_Calgary.Intl.AP.718770_CWEC2016.epw | 1.1627 | 10.9137 | 106.9878 | 13.603 | 22.2858 | TRUE | TRUE | FALSE | FALSE | 12.8466 | 18.4322 | 0 | 0 | 0 | 0 | 1326.83 | 160.3432 | 13.2057 | 0.082359 | 4826.69 | 2.2424e-05 | 1.1627 | 1351 | 1351 | 30.75 | 30.75 |  | https://s3.console.aws.amazon.com/s3/buckets/834599497928?region=ca-central-1&prefix=phylroy.lopez/reference/reference/output/2b99a335-695c-482f-82a0-7c02ebabc58d/ | 1.0.002
900 |  | TRUE | 824 | 0 | 0 | 1579.5193 |  |  |  | 0.1 | 2021-09-22 20:20:10 +0000 | 438c2ebff | 0.2.14 | :adv_dx_units: NECB_Default :airloop_economizer_type: NECB_Default :algorithm_type: parametric :analysis_id: reference :analysis_name: reference :boiler_eff: NECB_Default :btap_batch_version: 1.0.002 :building_type: LargeHotel :chiller_type: NECB_Default :compute_environment: aws_batch :datapoint_id: 3fe8573f-4025-4b6b-8425-6a3204f14b13 :daylighting_type: NECB_Default :dcv_type: NECB_Default :door_construction_cond: NECB_Default :ecm_system_name: NECB_Default :electrical_loads_scale: NECB_Default :enable_costing: true :epw_file: CAN_BC_Vancouver.Intl.AP.718920_CWEC2016.epw :erv_package: NECB_Default :ext_floor_cond: NECB_Default :ext_roof_cond: NECB_Default :ext_wall_cond: NECB_Default :fdwr_set: NECB_Default :fixed_wind_solar_trans: NECB_Default :fixed_window_cond: NECB_Default :furnace_eff: NECB_Default :glass_door_cond: NECB_Default :glass_door_solar_trans: NECB_Default :ground_floor_cond: NECB_Default :ground_roof_cond: NECB_Default :ground_wall_cond: NECB_Default :image_name: btap_private_cli :infiltration_scale: NECB_Default :lights_scale: NECB_Default :lights_type: NECB_Default :nv_delta_temp_in_out: NECB_Default :nv_opening_fraction: NECB_Default :nv_temp_out_min: NECB_Default :nv_type: NECB_Default :oa_scale: NECB_Default :occupancy_loads_scale: NECB_Default :output_meters: [] :output_variables: [] :overhead_door_cond: NECB_Default :primary_heating_fuel: NaturalGas :pv_ground_azimuth_angle: NECB_Default :pv_ground_module_description: NECB_Default :pv_ground_tilt_angle: NECB_Default :pv_ground_total_area_pv_panels_m2: NECB_Default :pv_ground_type: NECB_Default :rotation_degrees: NECB_Default :run_annual_simulation: true :s3_bucket: '834599497928' :scale_x: NECB_Default :scale_y: NECB_Default :scale_z: NECB_Default :shw_eff: NECB_Default :skylight_cond: NECB_Default :skylight_solar_trans: NECB_Default :srr_set: NECB_Default :template: BTAPPRE1980 | reference | reference | 3fe8573f-4025-4b6b-8425-6a3204f14b13 | BTAPPRE1980 | LargeHotel | NaturalGas | Natural Gas | CAN_BC_Vancouver.Intl.AP.718920_CWEC2016.epw | parametric |  | NECB_Default | NECB_Default | NECB_Default | NECB_Default | NECB_Default | NECB_Default | NECB_Default | NECB_Default | NECB_Default | NECB_Default | NECB_Default | NECB_Default | NECB_Default | NECB_Default | NECB_Default | NECB_Default | NECB_Default | NECB_Default | NECB_Default | NECB_Default | NECB_Default | NECB_Default | NECB_Default | NECB_Default | NECB_Default | NECB_Default | NECB_Default | NECB_Default | NECB_Default | NECB_Default | NECB_Default | NECB_Default | NECB_Default | NECB_Default | NECB_Default | NECB_Default | NECB_Default | NECB_Default | NECB_Default | NECB_Default | NECB_Default | NECB_Default | NECB_Default | NECB_Default | NECB_Default | aws_batch | 834599497928 | btap_private_cli |  | TRUE | TRUE |  |  | 58.8379 | 9.8923 | 99.3843 | 224.874 | 11345.38 | 6004.6889 | 27.6 | LargeHotel |  |  | 0 | LargeHotel | 6 |  | 7 | BTAPPRE1980 | 0.17066 | 35185.0517 | 0.92212 | 69.7999 | 63.2675 | 4.196 | 221.9399 | 83.7544 | VANCOUVER | BRITISH COLUMBIA | 0.75002 | 35.6947 | 0 | 36.4447 | 7.4897 | 8.0078 | 0 | 15.4975 | 0 | 0.019268 | 0 | 0 | 0.26465 | 0.077987 | 0 | 0.49628 | 0.026731 | 0.1363 | 0.70802 | 0.0042669 | 0.97268 | 0.21174 | 19.1422 | 70.2553 | 27.6 | 0.678 |  | 0.678 |  |  |  | 0.363 | 0.994 | 4.09 |  | 0 | Vancouver Intl AP | CAN | 42 | 2797 | 49.195 | -123.184 | 4 | 2800 | BC | CAN_BC_Vancouver.Intl.AP.718920_CWEC2016.epw | 0.97268 | 9.8923 | 58.8379 | 15.0146 | 32.3964 | TRUE | TRUE | FALSE | FALSE | 13.7631 | 12.9464 | 0 | 0 | 0 | 0 | 2402.32 | 514.3909 | 27.1084 | 0.0527 | 9908.12 | 0.00010665 | 0.97268 | 3110 | 3109.5 | 112.67 | 112.67 |  | https://s3.console.aws.amazon.com/s3/buckets/834599497928?region=ca-central-1&prefix=phylroy.lopez/reference/reference/output/3fe8573f-4025-4b6b-8425-6a3204f14b13/ | 1.0.002
901 |  | TRUE | 697 | 0 | 0 | 1575.6284 |  |  |  | 0.1 | 2021-09-22 20:20:18 +0000 | 438c2ebff | 0.2.14 | :adv_dx_units: NECB_Default :airloop_economizer_type: NECB_Default :algorithm_type: parametric :analysis_id: reference :analysis_name: reference :boiler_eff: NECB_Default :btap_batch_version: 1.0.002 :building_type: LargeHotel :chiller_type: NECB_Default :compute_environment: aws_batch :datapoint_id: 0d51355a-6e39-4c2a-a682-58dacb80867f :daylighting_type: NECB_Default :dcv_type: NECB_Default :door_construction_cond: NECB_Default :ecm_system_name: NECB_Default :electrical_loads_scale: NECB_Default :enable_costing: true :epw_file: CAN_BC_Vancouver.Intl.AP.718920_CWEC2016.epw :erv_package: NECB_Default :ext_floor_cond: NECB_Default :ext_roof_cond: NECB_Default :ext_wall_cond: NECB_Default :fdwr_set: NECB_Default :fixed_wind_solar_trans: NECB_Default :fixed_window_cond: NECB_Default :furnace_eff: NECB_Default :glass_door_cond: NECB_Default :glass_door_solar_trans: NECB_Default :ground_floor_cond: NECB_Default :ground_roof_cond: NECB_Default :ground_wall_cond: NECB_Default :image_name: btap_private_cli :infiltration_scale: NECB_Default :lights_scale: NECB_Default :lights_type: NECB_Default :nv_delta_temp_in_out: NECB_Default :nv_opening_fraction: NECB_Default :nv_temp_out_min: NECB_Default :nv_type: NECB_Default :oa_scale: NECB_Default :occupancy_loads_scale: NECB_Default :output_meters: [] :output_variables: [] :overhead_door_cond: NECB_Default :primary_heating_fuel: Electricity :pv_ground_azimuth_angle: NECB_Default :pv_ground_module_description: NECB_Default :pv_ground_tilt_angle: NECB_Default :pv_ground_total_area_pv_panels_m2: NECB_Default :pv_ground_type: NECB_Default :rotation_degrees: NECB_Default :run_annual_simulation: true :s3_bucket: '834599497928' :scale_x: NECB_Default :scale_y: NECB_Default :scale_z: NECB_Default :shw_eff: NECB_Default :skylight_cond: NECB_Default :skylight_solar_trans: NECB_Default :srr_set: NECB_Default :template: NECB2017 | reference | reference | 0d51355a-6e39-4c2a-a682-58dacb80867f | NECB2017 | LargeHotel | Electricity | Electricity | CAN_BC_Vancouver.Intl.AP.718920_CWEC2016.epw | parametric |  | NECB_Default | NECB_Default | NECB_Default | NECB_Default | NECB_Default | NECB_Default | NECB_Default | NECB_Default | NECB_Default | NECB_Default | NECB_Default | NECB_Default | NECB_Default | NECB_Default | NECB_Default | NECB_Default | NECB_Default | NECB_Default | NECB_Default | NECB_Default | NECB_Default | NECB_Default | NECB_Default | NECB_Default | NECB_Default | NECB_Default | NECB_Default | NECB_Default | NECB_Default | NECB_Default | NECB_Default | NECB_Default | NECB_Default | NECB_Default | NECB_Default | NECB_Default | NECB_Default | NECB_Default | NECB_Default | NECB_Default | NECB_Default | NECB_Default | NECB_Default | NECB_Default | NECB_Default | aws_batch | 834599497928 | btap_private_cli |  | TRUE | TRUE |  |  | 31.6398 | 9.8489 | 46.1424 | 113.3655 | 11345.38 | 6004.6889 | 40 | LargeHotel |  |  | 2 | LargeHotel | 6 |  | 7 | NECB2017 | 0.17066 | 35185.0517 | 57.2121 | 45.7762 | 63.3242 | 9.0947 | 282.9993 | 107.5921 | VANCOUVER | BRITISH COLUMBIA | 1.5444 | 0 | 0 | 1.5444 | 15.4227 | 0 | 0 | 15.4227 | 0 | 0.033675 | 0 | 0 | 0.54497 | 0.084501 | 0.00715 | 0.16611 | 0.02416 | 0.10518 | 0 | 0.0063797 | 0.54497 | 0.11745 | 49.2749 | 0 | 40 | 0.757 |  | 0.568 |  |  |  | 0.193 | 0.315 | 2.1 | 2.1 | 2 | Vancouver Intl AP | CAN | 42 | 2797 | 49.195 | -123.184 | 4 | 2800 | BC | CAN_BC_Vancouver.Intl.AP.718920_CWEC2016.epw | 0.54497 | 9.8489 | 31.6398 | 15.0146 | 32.3964 | TRUE | TRUE | FALSE | FALSE | 13.7629 | 12.9459 | 0 | 3.6456 | 0.0070897 | 1332.48 | 0 | 514.2133 | 19.4879 | 0.037899 | 7122.84 | 0.00036667 | 0.54497 | 570.5 | 565.17 | 0.17 | 0.17 |  | https://s3.console.aws.amazon.com/s3/buckets/834599497928?region=ca-central-1&prefix=phylroy.lopez/reference/reference/output/0d51355a-6e39-4c2a-a682-58dacb80867f/ | 1.0.002
902 |  | TRUE | 269 | 1 | 0 | 1589.4798 |  |  |  | 0.1 | 2021-09-22 20:21:28 +0000 | 438c2ebff | 0.2.14 | :adv_dx_units: NECB_Default :airloop_economizer_type: NECB_Default :algorithm_type: parametric :analysis_id: reference :analysis_name: reference :boiler_eff: NECB_Default :btap_batch_version: 1.0.002 :building_type: LargeOffice :chiller_type: NECB_Default :compute_environment: aws_batch :datapoint_id: 7d83c361-da8d-496d-a942-9d74753e8692 :daylighting_type: NECB_Default :dcv_type: NECB_Default :door_construction_cond: NECB_Default :ecm_system_name: NECB_Default :electrical_loads_scale: NECB_Default :enable_costing: true :epw_file: CAN_AB_Edmonton.Intl.AP.711230_CWEC2016.epw :erv_package: NECB_Default :ext_floor_cond: NECB_Default :ext_roof_cond: NECB_Default :ext_wall_cond: NECB_Default :fdwr_set: NECB_Default :fixed_wind_solar_trans: NECB_Default :fixed_window_cond: NECB_Default :furnace_eff: NECB_Default :glass_door_cond: NECB_Default :glass_door_solar_trans: NECB_Default :ground_floor_cond: NECB_Default :ground_roof_cond: NECB_Default :ground_wall_cond: NECB_Default :image_name: btap_private_cli :infiltration_scale: NECB_Default :lights_scale: NECB_Default :lights_type: NECB_Default :nv_delta_temp_in_out: NECB_Default :nv_opening_fraction: NECB_Default :nv_temp_out_min: NECB_Default :nv_type: NECB_Default :oa_scale: NECB_Default :occupancy_loads_scale: NECB_Default :output_meters: [] :output_variables: [] :overhead_door_cond: NECB_Default :primary_heating_fuel: NaturalGas :pv_ground_azimuth_angle: NECB_Default :pv_ground_module_description: NECB_Default :pv_ground_tilt_angle: NECB_Default :pv_ground_total_area_pv_panels_m2: NECB_Default :pv_ground_type: NECB_Default :rotation_degrees: NECB_Default :run_annual_simulation: true :s3_bucket: '834599497928' :scale_x: NECB_Default :scale_y: NECB_Default :scale_z: NECB_Default :shw_eff: NECB_Default :skylight_cond: NECB_Default :skylight_solar_trans: NECB_Default :srr_set: NECB_Default :template: NECB2017 | reference | reference | 7d83c361-da8d-496d-a942-9d74753e8692 | NECB2017 | LargeOffice | NaturalGas | Natural Gas | CAN_AB_Edmonton.Intl.AP.711230_CWEC2016.epw | parametric |  | NECB_Default | NECB_Default | NECB_Default | NECB_Default | NECB_Default | NECB_Default | NECB_Default | NECB_Default | NECB_Default | NECB_Default | NECB_Default | NECB_Default | NECB_Default | NECB_Default | NECB_Default | NECB_Default | NECB_Default | NECB_Default | NECB_Default | NECB_Default | NECB_Default | NECB_Default | NECB_Default | NECB_Default | NECB_Default | NECB_Default | NECB_Default | NECB_Default | NECB_Default | NECB_Default | NECB_Default | NECB_Default | NECB_Default | NECB_Default | NECB_Default | NECB_Default | NECB_Default | NECB_Default | NECB_Default | NECB_Default | NECB_Default | NECB_Default | NECB_Default | NECB_Default | NECB_Default | aws_batch | 834599497928 | btap_private_cli |  | TRUE | TRUE |  |  | 63.4532 | 7.7856 | 14.2761 | 59.4888 | 46320.38 | 15152.6411 | 32.5 | LargeOffice |  |  | 0 | LargeOffice | 12 |  | 13 | NECB2017 | 0.085057 | 178146.0371 | 30.522 | 45.0262 | 70.6808 | 1.9684 | 283.6501 | 135.4526 | EDMONTON | ALBERTA | 62.8689 | 6.2136 | 0 | 69.0826 | 5.9587 | 0.44329 | 0 | 6.4019 | 0 | 0.012805 | 0 | 0 | 0.28647 | 0.066 | 0.014061 | 0.069067 | 0.09479 | 0.08574 | 0.12314 | 0.012219 | 0.40961 | 0.054069 | 34.0753 | 69.2059 | 32.5 | 0.757 |  | 0.284 |  |  |  | 0.138 | 0.21 | 1.9 |  | 0 | Edmonton Intl AP | CAN | 23 | 5588 | 53.31 | -113.579 | 7a | 5120 | AB | CAN_AB_Edmonton.Intl.AP.711230_CWEC2016.epw | 0.40961 | 7.7856 | 63.4532 | 20.0934 | 17.7591 | TRUE | TRUE | FALSE | FALSE | 13.0814 | 16.4776 | 0 | 0 | 0 | 0 | 2504.5 | 2192.0411 | 25.4096 | 0.011592 | 9287.2 | 0.00085859 | 0.40961 | 52.5 | 41.33 | 306.17 | 306 |  | https://s3.console.aws.amazon.com/s3/buckets/834599497928?region=ca-central-1&prefix=phylroy.lopez/reference/reference/output/7d83c361-da8d-496d-a942-9d74753e8692/ | 1.0.002
903 |  | TRUE | 851 | 0 | 0 | 1586.7928 |  |  |  | 0.1 | 2021-09-22 20:19:28 +0000 | 438c2ebff | 0.2.14 | :adv_dx_units: NECB_Default :airloop_economizer_type: NECB_Default :algorithm_type: parametric :analysis_id: reference :analysis_name: reference :boiler_eff: NECB_Default :btap_batch_version: 1.0.002 :building_type: SmallHotel :chiller_type: NECB_Default :compute_environment: aws_batch :datapoint_id: c344a920-ce03-4786-a735-b404cb7ef148 :daylighting_type: NECB_Default :dcv_type: NECB_Default :door_construction_cond: NECB_Default :ecm_system_name: NECB_Default :electrical_loads_scale: NECB_Default :enable_costing: true :epw_file: CAN_AB_Edmonton.Intl.AP.711230_CWEC2016.epw :erv_package: NECB_Default :ext_floor_cond: NECB_Default :ext_roof_cond: NECB_Default :ext_wall_cond: NECB_Default :fdwr_set: NECB_Default :fixed_wind_solar_trans: NECB_Default :fixed_window_cond: NECB_Default :furnace_eff: NECB_Default :glass_door_cond: NECB_Default :glass_door_solar_trans: NECB_Default :ground_floor_cond: NECB_Default :ground_roof_cond: NECB_Default :ground_wall_cond: NECB_Default :image_name: btap_private_cli :infiltration_scale: NECB_Default :lights_scale: NECB_Default :lights_type: NECB_Default :nv_delta_temp_in_out: NECB_Default :nv_opening_fraction: NECB_Default :nv_temp_out_min: NECB_Default :nv_type: NECB_Default :oa_scale: NECB_Default :occupancy_loads_scale: NECB_Default :output_meters: [] :output_variables: [] :overhead_door_cond: NECB_Default :primary_heating_fuel: NaturalGas :pv_ground_azimuth_angle: NECB_Default :pv_ground_module_description: NECB_Default :pv_ground_tilt_angle: NECB_Default :pv_ground_total_area_pv_panels_m2: NECB_Default :pv_ground_type: NECB_Default :rotation_degrees: NECB_Default :run_annual_simulation: true :s3_bucket: '834599497928' :scale_x: NECB_Default :scale_y: NECB_Default :scale_z: NECB_Default :shw_eff: NECB_Default :skylight_cond: NECB_Default :skylight_solar_trans: NECB_Default :srr_set: NECB_Default :template: BTAP1980TO2010 | reference | reference | c344a920-ce03-4786-a735-b404cb7ef148 | BTAP1980TO2010 | SmallHotel | NaturalGas | Natural Gas | CAN_AB_Edmonton.Intl.AP.711230_CWEC2016.epw | parametric |  | NECB_Default | NECB_Default | NECB_Default | NECB_Default | NECB_Default | NECB_Default | NECB_Default | NECB_Default | NECB_Default | NECB_Default | NECB_Default | NECB_Default | NECB_Default | NECB_Default | NECB_Default | NECB_Default | NECB_Default | NECB_Default | NECB_Default | NECB_Default | NECB_Default | NECB_Default | NECB_Default | NECB_Default | NECB_Default | NECB_Default | NECB_Default | NECB_Default | NECB_Default | NECB_Default | NECB_Default | NECB_Default | NECB_Default | NECB_Default | NECB_Default | NECB_Default | NECB_Default | NECB_Default | NECB_Default | NECB_Default | NECB_Default | NECB_Default | NECB_Default | NECB_Default | NECB_Default | aws_batch | 834599497928 | btap_private_cli |  | TRUE | TRUE |  |  | 105.1053 | 7.733 | 148.444 | 310.698 | 4013.58 | 2697.9741 | 10.9 | SmallHotel |  |  | 0 | SmallHotel | 4 |  | 4 | BTAP1980TO2010 | 0.23215 | 11621.7287 | 0.37425 | 91.0584 | 70.336 | 7.5375 | 344.4379 | 175.1317 | EDMONTON | ALBERTA | 46.9171 | 51.8381 | 0 | 98.7552 | 4.4468 | 3.6982 | 0 | 8.145 | 0 | 0.010437 | 0 | 0 | 0.21378 | 0.07067 | 0 | 0.68245 | 0.024402 | 0.098127 | 1.0273 | 0.010131 | 1.2411 | 0.34482 | 14.3446 | 123.5176 | 10.9 | 0.678 | [5 empty] | 0.227 | 0.346 | 2.95 |  | 0 | Edmonton Intl AP | CAN | 23 | 5588 | 53.31 | -113.579 | 7a | 5120 | AB | CAN_AB_Edmonton.Intl.AP.711230_CWEC2016.epw | 1.2411 | 7.733 | 105.1053 | 13.8954 | 20.2805 | TRUE | TRUE | FALSE | FALSE | 11.9094 | 20.7674 | 0 | 0 | 0 | 0 | 1383.98 | 160.3432 | 13.2057 | 0.082359 | 4826.69 | 1.7441e-05 | 1.2411 | 1617.25 | 1617 | 143.25 | 143.25 |  | https://s3.console.aws.amazon.com/s3/buckets/834599497928?region=ca-central-1&prefix=phylroy.lopez/reference/reference/output/c344a920-ce03-4786-a735-b404cb7ef148/ | 1.0.002
904 |  | TRUE | 709 | 0 | 0 | 1579.0333 |  |  |  | 0.1 | 2021-09-22 20:20:19 +0000 | 438c2ebff | 0.2.14 | :adv_dx_units: NECB_Default :airloop_economizer_type: NECB_Default :algorithm_type: parametric :analysis_id: reference :analysis_name: reference :boiler_eff: NECB_Default :btap_batch_version: 1.0.002 :building_type: LargeHotel :chiller_type: NECB_Default :compute_environment: aws_batch :datapoint_id: cd2a5962-aa2a-4d2a-a437-bcca845248fd :daylighting_type: NECB_Default :dcv_type: NECB_Default :door_construction_cond: NECB_Default :ecm_system_name: NECB_Default :electrical_loads_scale: NECB_Default :enable_costing: true :epw_file: CAN_NS_Halifax.Dockyard.713280_CWEC2016.epw :erv_package: NECB_Default :ext_floor_cond: NECB_Default :ext_roof_cond: NECB_Default :ext_wall_cond: NECB_Default :fdwr_set: NECB_Default :fixed_wind_solar_trans: NECB_Default :fixed_window_cond: NECB_Default :furnace_eff: NECB_Default :glass_door_cond: NECB_Default :glass_door_solar_trans: NECB_Default :ground_floor_cond: NECB_Default :ground_roof_cond: NECB_Default :ground_wall_cond: NECB_Default :image_name: btap_private_cli :infiltration_scale: NECB_Default :lights_scale: NECB_Default :lights_type: NECB_Default :nv_delta_temp_in_out: NECB_Default :nv_opening_fraction: NECB_Default :nv_temp_out_min: NECB_Default :nv_type: NECB_Default :oa_scale: NECB_Default :occupancy_loads_scale: NECB_Default :output_meters: [] :output_variables: [] :overhead_door_cond: NECB_Default :primary_heating_fuel: Electricity :pv_ground_azimuth_angle: NECB_Default :pv_ground_module_description: NECB_Default :pv_ground_tilt_angle: NECB_Default :pv_ground_total_area_pv_panels_m2: NECB_Default :pv_ground_type: NECB_Default :rotation_degrees: NECB_Default :run_annual_simulation: true :s3_bucket: '834599497928' :scale_x: NECB_Default :scale_y: NECB_Default :scale_z: NECB_Default :shw_eff: NECB_Default :skylight_cond: NECB_Default :skylight_solar_trans: NECB_Default :srr_set: NECB_Default :template: NECB2015 | reference | reference | cd2a5962-aa2a-4d2a-a437-bcca845248fd | NECB2015 | LargeHotel | Electricity | Electricity | CAN_NS_Halifax.Dockyard.713280_CWEC2016.epw | parametric |  | NECB_Default | NECB_Default | NECB_Default | NECB_Default | NECB_Default | NECB_Default | NECB_Default | NECB_Default | NECB_Default | NECB_Default | NECB_Default | NECB_Default | NECB_Default | NECB_Default | NECB_Default | NECB_Default | NECB_Default | NECB_Default | NECB_Default | NECB_Default | NECB_Default | NECB_Default | NECB_Default | NECB_Default | NECB_Default | NECB_Default | NECB_Default | NECB_Default | NECB_Default | NECB_Default | NECB_Default | NECB_Default | NECB_Default | NECB_Default | NECB_Default | NECB_Default | NECB_Default | NECB_Default | NECB_Default | NECB_Default | NECB_Default | NECB_Default | NECB_Default | NECB_Default | NECB_Default | aws_batch | 834599497928 | btap_private_cli |  | TRUE | TRUE |  |  | 50.7004 | 12.0107 | 82.1264 | 153.646 | 11345.38 | 6004.6889 | 40 | LargeHotel |  |  | 5 | LargeHotel | 6 |  | 7 | NECB2015 | 0.17066 | 35185.0517 | 55.9876 | 48.5022 | 50.2033 | 9.0815 | 265.486 | 101.7114 | HALIFAX | NOVA SCOTIA | 137.852 | 0 | 0 | 137.852 | 27.0353 | 0 | 0 | 27.0353 | 0 | 0.036534 | 0 | 0 | 0.67979 | 0.091601 | 0 | 0.29566 | 0.02416 | 0.10196 | 0 | 0.0062343 | 0.67979 | 0.1231 | 69.829 | 0 | 40 | 0.757 |  | 0.284 |  |  |  | 0.183 | 0.247 | 2.2 | 2.2 | 5 | Halifax Dockyard | CAN | 112 | 3647 | 44.655 | -63.577 | 6 | 4000 | NS | CAN_NS_Halifax.Dockyard.713280_CWEC2016.epw | 0.67979 | 12.0107 | 50.7004 | 19.4283 | 30.2554 | TRUE | FALSE | FALSE | FALSE | 11.0943 | 14.959 | 0 | 3.8211 | 0.0074311 | 1396.63 | 0 | 514.2133 | 19.4879 | 0.037899 | 7122.84 | 0.00054824 | 0.67979 | 407.5 | 401 | 13.33 | 12.17 |  | https://s3.console.aws.amazon.com/s3/buckets/834599497928?region=ca-central-1&prefix=phylroy.lopez/reference/reference/output/cd2a5962-aa2a-4d2a-a437-bcca845248fd/ | 1.0.002
905 |  | TRUE | 895 | 0 | 0 | 1581.0527 |  |  |  | 0.1 | 2021-09-22 20:19:54 +0000 | 438c2ebff | 0.2.14 | :adv_dx_units: NECB_Default :airloop_economizer_type: NECB_Default :algorithm_type: parametric :analysis_id: reference :analysis_name: reference :boiler_eff: NECB_Default :btap_batch_version: 1.0.002 :building_type: LargeHotel :chiller_type: NECB_Default :compute_environment: aws_batch :datapoint_id: 861cf8ce-6163-4040-aeaa-259abb6c4205 :daylighting_type: NECB_Default :dcv_type: NECB_Default :door_construction_cond: NECB_Default :ecm_system_name: NECB_Default :electrical_loads_scale: NECB_Default :enable_costing: true :epw_file: CAN_QC_Montreal-Trudeau.Intl.AP.716270_CWEC2016.epw :erv_package: NECB_Default :ext_floor_cond: NECB_Default :ext_roof_cond: NECB_Default :ext_wall_cond: NECB_Default :fdwr_set: NECB_Default :fixed_wind_solar_trans: NECB_Default :fixed_window_cond: NECB_Default :furnace_eff: NECB_Default :glass_door_cond: NECB_Default :glass_door_solar_trans: NECB_Default :ground_floor_cond: NECB_Default :ground_roof_cond: NECB_Default :ground_wall_cond: NECB_Default :image_name: btap_private_cli :infiltration_scale: NECB_Default :lights_scale: NECB_Default :lights_type: NECB_Default :nv_delta_temp_in_out: NECB_Default :nv_opening_fraction: NECB_Default :nv_temp_out_min: NECB_Default :nv_type: NECB_Default :oa_scale: NECB_Default :occupancy_loads_scale: NECB_Default :output_meters: [] :output_variables: [] :overhead_door_cond: NECB_Default :primary_heating_fuel: NaturalGas :pv_ground_azimuth_angle: NECB_Default :pv_ground_module_description: NECB_Default :pv_ground_tilt_angle: NECB_Default :pv_ground_total_area_pv_panels_m2: NECB_Default :pv_ground_type: NECB_Default :rotation_degrees: NECB_Default :run_annual_simulation: true :s3_bucket: '834599497928' :scale_x: NECB_Default :scale_y: NECB_Default :scale_z: NECB_Default :shw_eff: NECB_Default :skylight_cond: NECB_Default :skylight_solar_trans: NECB_Default :srr_set: NECB_Default :template: BTAP1980TO2010 | reference | reference | 861cf8ce-6163-4040-aeaa-259abb6c4205 | BTAP1980TO2010 | LargeHotel | NaturalGas | Natural Gas | CAN_QC_Montreal-Trudeau.Intl.AP.716270_CWEC2016.epw | parametric |  | NECB_Default | NECB_Default | NECB_Default | NECB_Default | NECB_Default | NECB_Default | NECB_Default | NECB_Default | NECB_Default | NECB_Default | NECB_Default | NECB_Default | NECB_Default | NECB_Default | NECB_Default | NECB_Default | NECB_Default | NECB_Default | NECB_Default | NECB_Default | NECB_Default | NECB_Default | NECB_Default | NECB_Default | NECB_Default | NECB_Default | NECB_Default | NECB_Default | NECB_Default | NECB_Default | NECB_Default | NECB_Default | NECB_Default | NECB_Default | NECB_Default | NECB_Default | NECB_Default | NECB_Default | NECB_Default | NECB_Default | NECB_Default | NECB_Default | NECB_Default | NECB_Default | NECB_Default | aws_batch | 834599497928 | btap_private_cli |  | TRUE | TRUE |  |  | 119.4744 | 19.5672 | 141.6144 | 290.2364 | 11345.38 | 6004.6889 | 27.6 | LargeHotel |  |  | 0 | LargeHotel | 6 |  | 7 | BTAP1980TO2010 | 0.17066 | 35185.0517 | 0.84489 | 77.4802 | 64.8882 | 4.1662 | 235.4358 | 88.0563 | MONTREAL | QUEBEC | 0.1141 | 45.1875 | 0 | 45.3016 | 7.2671 | 11.8365 | 0 | 19.1036 | 0 | 0.040734 | 0 | 0 | 0.29362 | 0.083341 | 0 | 0.69027 | 0.026731 | 0.1363 | 0.91472 | 0.0060536 | 1.2083 | 0.22446 | 30.2716 | 133.0958 | 27.6 | 0.678 |  | 0.459 |  |  |  | 0.267 | 0.426 | 2.95 |  | 0 | Montreal-Trudeau Intl AP | CAN | 323 | 4090 | 45.471 | -73.741 | 6 | 4400 | QC | CAN_QC_Montreal-Trudeau.Intl.AP.716270_CWEC2016.epw | 1.2083 | 19.5672 | 119.4744 | 25.6979 | 30.3905 | TRUE | FALSE | FALSE | FALSE | 15.5813 | 25.0485 | 0 | 0 | 0 | 0 | 2546.56 | 514.3909 | 27.1084 | 0.0527 | 9908.12 | 0.00046803 | 1.2083 | 3898.17 | 3896.8301 | 3.5 | 3.33 |  | https://s3.console.aws.amazon.com/s3/buckets/834599497928?region=ca-central-1&prefix=phylroy.lopez/reference/reference/output/861cf8ce-6163-4040-aeaa-259abb6c4205/ | 1.0.002
906 |  | TRUE | 713 | 0 | 0 | 1584.8817 |  |  |  | 0.1 | 2021-09-22 20:20:10 +0000 | 438c2ebff | 0.2.14 | :adv_dx_units: NECB_Default :airloop_economizer_type: NECB_Default :algorithm_type: parametric :analysis_id: reference :analysis_name: reference :boiler_eff: NECB_Default :btap_batch_version: 1.0.002 :building_type: SmallHotel :chiller_type: NECB_Default :compute_environment: aws_batch :datapoint_id: 9c78e287-70a5-405e-a754-37c2c75ffd35 :daylighting_type: NECB_Default :dcv_type: NECB_Default :door_construction_cond: NECB_Default :ecm_system_name: NECB_Default :electrical_loads_scale: NECB_Default :enable_costing: true :epw_file: CAN_YT_Whitehorse.Intl.AP.719640_CWEC2016.epw :erv_package: NECB_Default :ext_floor_cond: NECB_Default :ext_roof_cond: NECB_Default :ext_wall_cond: NECB_Default :fdwr_set: NECB_Default :fixed_wind_solar_trans: NECB_Default :fixed_window_cond: NECB_Default :furnace_eff: NECB_Default :glass_door_cond: NECB_Default :glass_door_solar_trans: NECB_Default :ground_floor_cond: NECB_Default :ground_roof_cond: NECB_Default :ground_wall_cond: NECB_Default :image_name: btap_private_cli :infiltration_scale: NECB_Default :lights_scale: NECB_Default :lights_type: NECB_Default :nv_delta_temp_in_out: NECB_Default :nv_opening_fraction: NECB_Default :nv_temp_out_min: NECB_Default :nv_type: NECB_Default :oa_scale: NECB_Default :occupancy_loads_scale: NECB_Default :output_meters: [] :output_variables: [] :overhead_door_cond: NECB_Default :primary_heating_fuel: NaturalGas :pv_ground_azimuth_angle: NECB_Default :pv_ground_module_description: NECB_Default :pv_ground_tilt_angle: NECB_Default :pv_ground_total_area_pv_panels_m2: NECB_Default :pv_ground_type: NECB_Default :rotation_degrees: NECB_Default :run_annual_simulation: true :s3_bucket: '834599497928' :scale_x: NECB_Default :scale_y: NECB_Default :scale_z: NECB_Default :shw_eff: NECB_Default :skylight_cond: NECB_Default :skylight_solar_trans: NECB_Default :srr_set: NECB_Default :template: NECB2015 | reference | reference | 9c78e287-70a5-405e-a754-37c2c75ffd35 | NECB2015 | SmallHotel | NaturalGas | Natural Gas | CAN_YT_Whitehorse.Intl.AP.719640_CWEC2016.epw | parametric |  | NECB_Default | NECB_Default | NECB_Default | NECB_Default | NECB_Default | NECB_Default | NECB_Default | NECB_Default | NECB_Default | NECB_Default | NECB_Default | NECB_Default | NECB_Default | NECB_Default | NECB_Default | NECB_Default | NECB_Default | NECB_Default | NECB_Default | NECB_Default | NECB_Default | NECB_Default | NECB_Default | NECB_Default | NECB_Default | NECB_Default | NECB_Default | NECB_Default | NECB_Default | NECB_Default | NECB_Default | NECB_Default | NECB_Default | NECB_Default | NECB_Default | NECB_Default | NECB_Default | NECB_Default | NECB_Default | NECB_Default | NECB_Default | NECB_Default | NECB_Default | NECB_Default | NECB_Default | aws_batch | 834599497928 | btap_private_cli |  | TRUE | TRUE |  |  | 69.6822 | 8.4145 | 113.4419 | 237.0688 | 4013.58 | 2697.9741 | 22.8 | SmallHotel |  |  | 5 | SmallHotel | 4 |  | 4 | NECB2015 | 0.23215 | 11621.7287 | 59.8383 | 72.5885 | 35.7927 | 7.2294 | 354.7758 | 179.3269 | WHITEHORSE | YUKON | 2.9083 | 37.4033 | 0 | 40.3117 | 6.6605 | 6.8176 | 0 | 13.4781 | 0 | 0.013527 | 0 | 0 | 0.18699 | 0.078165 | 0 | 0.48859 | 0.019673 | 0.065495 | 0.75167 | 0.010088 | 0.93866 | 0.26308 | 15.468 | 83.8511 | 22.8 | 0.757 | [5 empty] | 0.162 | 0.21 | 2.2 | 2.2 | 5 | Whitehorse Intl AP | CAN | 5 | 6491 | 60.709 | -135.069 | 7b | 6580 | YT | CAN_YT_Whitehorse.Intl.AP.719640_CWEC2016.epw | 0.93865 | 8.4145 | 69.6822 | 16.375 | 16.5177 | TRUE | TRUE | FALSE | FALSE | 8.7331 | 22.9634 | 0 | 0 | 0 | 0 | 1055.9 | 160.2628 | 9.2987 | 0.058022 | 3398.69 | 3.9865e-05 | 0.93866 | 1275.75 | 1245.75 | 2.75 | 2.75 |  | https://s3.console.aws.amazon.com/s3/buckets/834599497928?region=ca-central-1&prefix=phylroy.lopez/reference/reference/output/9c78e287-70a5-405e-a754-37c2c75ffd35/ | 1.0.002
907 |  | TRUE | 753 | 0 | 0 | 1577.8409 |  |  |  | 0.1 | 2021-09-22 20:20:02 +0000 | 438c2ebff | 0.2.14 | :adv_dx_units: NECB_Default :airloop_economizer_type: NECB_Default :algorithm_type: parametric :analysis_id: reference :analysis_name: reference :boiler_eff: NECB_Default :btap_batch_version: 1.0.002 :building_type: LargeHotel :chiller_type: NECB_Default :compute_environment: aws_batch :datapoint_id: a6239600-eec4-4366-9126-4eb3fddb6030 :daylighting_type: NECB_Default :dcv_type: NECB_Default :door_construction_cond: NECB_Default :ecm_system_name: NECB_Default :electrical_loads_scale: NECB_Default :enable_costing: true :epw_file: CAN_YT_Whitehorse.Intl.AP.719640_CWEC2016.epw :erv_package: NECB_Default :ext_floor_cond: NECB_Default :ext_roof_cond: NECB_Default :ext_wall_cond: NECB_Default :fdwr_set: NECB_Default :fixed_wind_solar_trans: NECB_Default :fixed_window_cond: NECB_Default :furnace_eff: NECB_Default :glass_door_cond: NECB_Default :glass_door_solar_trans: NECB_Default :ground_floor_cond: NECB_Default :ground_roof_cond: NECB_Default :ground_wall_cond: NECB_Default :image_name: btap_private_cli :infiltration_scale: NECB_Default :lights_scale: NECB_Default :lights_type: NECB_Default :nv_delta_temp_in_out: NECB_Default :nv_opening_fraction: NECB_Default :nv_temp_out_min: NECB_Default :nv_type: NECB_Default :oa_scale: NECB_Default :occupancy_loads_scale: NECB_Default :output_meters: [] :output_variables: [] :overhead_door_cond: NECB_Default :primary_heating_fuel: Electricity :pv_ground_azimuth_angle: NECB_Default :pv_ground_module_description: NECB_Default :pv_ground_tilt_angle: NECB_Default :pv_ground_total_area_pv_panels_m2: NECB_Default :pv_ground_type: NECB_Default :rotation_degrees: NECB_Default :run_annual_simulation: true :s3_bucket: '834599497928' :scale_x: NECB_Default :scale_y: NECB_Default :scale_z: NECB_Default :shw_eff: NECB_Default :skylight_cond: NECB_Default :skylight_solar_trans: NECB_Default :srr_set: NECB_Default :template: NECB2017 | reference | reference | a6239600-eec4-4366-9126-4eb3fddb6030 | NECB2017 | LargeHotel | Electricity | Electricity | CAN_YT_Whitehorse.Intl.AP.719640_CWEC2016.epw | parametric |  | NECB_Default | NECB_Default | NECB_Default | NECB_Default | NECB_Default | NECB_Default | NECB_Default | NECB_Default | NECB_Default | NECB_Default | NECB_Default | NECB_Default | NECB_Default | NECB_Default | NECB_Default | NECB_Default | NECB_Default | NECB_Default | NECB_Default | NECB_Default | NECB_Default | NECB_Default | NECB_Default | NECB_Default | NECB_Default | NECB_Default | NECB_Default | NECB_Default | NECB_Default | NECB_Default | NECB_Default | NECB_Default | NECB_Default | NECB_Default | NECB_Default | NECB_Default | NECB_Default | NECB_Default | NECB_Default | NECB_Default | NECB_Default | NECB_Default | NECB_Default | NECB_Default | NECB_Default | aws_batch | 834599497928 | btap_private_cli |  | TRUE | TRUE |  |  | 69.4447 | 8.1074 | 88.1903 | 154.5725 | 11345.38 | 6004.6889 | 22.8 | LargeHotel |  |  | 2 | LargeHotel | 6 |  | 7 | NECB2017 | 0.17066 | 35185.0517 | 54.3824 | 39.8947 | 63.2389 | 8.9758 | 271.1713 | 104.6796 | WHITEHORSE | YUKON | 10.8445 | 0 | 0 | 10.8445 | 24.8353 | 0 | 0 | 24.8353 | 0 | 0.01564 | 0 | 0 | 0.69723 | 0.075656 | 0.01136 | 0.31749 | 0.02416 | 0.10518 | 0 | 0.0035468 | 0.69723 | 0.14413 | 82.052 | 0 | 22.8 | 0.757 |  | 0.284 |  |  |  | 0.138 | 0.21 | 1.9 | 1.9 | 2 | Whitehorse Intl AP | CAN | 5 | 6491 | 60.709 | -135.069 | 7b | 6580 | YT | CAN_YT_Whitehorse.Intl.AP.719640_CWEC2016.epw | 0.69723 | 8.1074 | 69.4447 | 17.5438 | 23.3737 | TRUE | TRUE | FALSE | FALSE | 11.1743 | 35.3648 | 0 | 4.474 | 0.0087006 | 1635.24 | 0 | 514.2133 | 19.4879 | 0.037899 | 7122.84 | 7.1395e-05 | 0.69723 | 212.33 | 195.33 | 264.33 | 249.33 |  | https://s3.console.aws.amazon.com/s3/buckets/834599497928?region=ca-central-1&prefix=phylroy.lopez/reference/reference/output/a6239600-eec4-4366-9126-4eb3fddb6030/ | 1.0.002
908 |  | TRUE | 683 | 0 | 0 | 1584.8468 |  |  |  | 0.1 | 2021-09-22 20:20:22 +0000 | 438c2ebff | 0.2.14 | :adv_dx_units: NECB_Default :airloop_economizer_type: NECB_Default :algorithm_type: parametric :analysis_id: reference :analysis_name: reference :boiler_eff: NECB_Default :btap_batch_version: 1.0.002 :building_type: SmallHotel :chiller_type: NECB_Default :compute_environment: aws_batch :datapoint_id: 8a0ef471-ffa9-4b46-aeec-4707791f1237 :daylighting_type: NECB_Default :dcv_type: NECB_Default :door_construction_cond: NECB_Default :ecm_system_name: NECB_Default :electrical_loads_scale: NECB_Default :enable_costing: true :epw_file: CAN_BC_Vancouver.Intl.AP.718920_CWEC2016.epw :erv_package: NECB_Default :ext_floor_cond: NECB_Default :ext_roof_cond: NECB_Default :ext_wall_cond: NECB_Default :fdwr_set: NECB_Default :fixed_wind_solar_trans: NECB_Default :fixed_window_cond: NECB_Default :furnace_eff: NECB_Default :glass_door_cond: NECB_Default :glass_door_solar_trans: NECB_Default :ground_floor_cond: NECB_Default :ground_roof_cond: NECB_Default :ground_wall_cond: NECB_Default :image_name: btap_private_cli :infiltration_scale: NECB_Default :lights_scale: NECB_Default :lights_type: NECB_Default :nv_delta_temp_in_out: NECB_Default :nv_opening_fraction: NECB_Default :nv_temp_out_min: NECB_Default :nv_type: NECB_Default :oa_scale: NECB_Default :occupancy_loads_scale: NECB_Default :output_meters: [] :output_variables: [] :overhead_door_cond: NECB_Default :primary_heating_fuel: Electricity :pv_ground_azimuth_angle: NECB_Default :pv_ground_module_description: NECB_Default :pv_ground_tilt_angle: NECB_Default :pv_ground_total_area_pv_panels_m2: NECB_Default :pv_ground_type: NECB_Default :rotation_degrees: NECB_Default :run_annual_simulation: true :s3_bucket: '834599497928' :scale_x: NECB_Default :scale_y: NECB_Default :scale_z: NECB_Default :shw_eff: NECB_Default :skylight_cond: NECB_Default :skylight_solar_trans: NECB_Default :srr_set: NECB_Default :template: NECB2017 | reference | reference | 8a0ef471-ffa9-4b46-aeec-4707791f1237 | NECB2017 | SmallHotel | Electricity | Electricity | CAN_BC_Vancouver.Intl.AP.718920_CWEC2016.epw | parametric |  | NECB_Default | NECB_Default | NECB_Default | NECB_Default | NECB_Default | NECB_Default | NECB_Default | NECB_Default | NECB_Default | NECB_Default | NECB_Default | NECB_Default | NECB_Default | NECB_Default | NECB_Default | NECB_Default | NECB_Default | NECB_Default | NECB_Default | NECB_Default | NECB_Default | NECB_Default | NECB_Default | NECB_Default | NECB_Default | NECB_Default | NECB_Default | NECB_Default | NECB_Default | NECB_Default | NECB_Default | NECB_Default | NECB_Default | NECB_Default | NECB_Default | NECB_Default | NECB_Default | NECB_Default | NECB_Default | NECB_Default | NECB_Default | NECB_Default | NECB_Default | NECB_Default | NECB_Default | aws_batch | 834599497928 | btap_private_cli |  | TRUE | TRUE |  |  | 24.3537 | 9.1902 | 22.626 | 98.7848 | 4013.58 | 2697.9741 | 40 | SmallHotel |  |  | 2 | SmallHotel | 4 |  | 4 | NECB2017 | 0.23215 | 11621.7287 | 68.6276 | 43.4092 | 63.3242 | 15.868 | 389.2745 | 198.0454 | VANCOUVER | BRITISH COLUMBIA | 1.3452 | 0 | 0 | 1.3452 | 13.4335 | 0 | 0 | 13.4335 | 0 | 0.031192 | 0 | 0 | 0.47468 | 0.080073 | 0.022115 | 0.081453 | 0.019673 | 0.077175 | 0 | 0.0019783 | 0.47468 | 0.16093 | 43.3066 | 0 | 40 | 0.757 | [5 empty] | 0.193 | 0.315 | 2.1 | 2.1 | 2 | Vancouver Intl AP | CAN | 42 | 2797 | 49.195 | -123.184 | 4 | 2800 | BC | CAN_BC_Vancouver.Intl.AP.718920_CWEC2016.epw | 0.47468 | 9.1902 | 24.3537 | 13.7683 | 24.8934 | TRUE | TRUE | TRUE | FALSE | 11.3292 | 8.9588 | 0 | 1.7672 | 0.011027 | 645.9 | 0 | 160.2628 | 9.2987 | 0.058022 | 3398.69 | 9.4679e-05 | 0.47468 | 1595.25 | 1574.75 | 85.25 | 85.25 |  | https://s3.console.aws.amazon.com/s3/buckets/834599497928?region=ca-central-1&prefix=phylroy.lopez/reference/reference/output/8a0ef471-ffa9-4b46-aeec-4707791f1237/ | 1.0.002
909 |  | TRUE | 914 | 0 | 0 | 1581.2423 |  |  |  | 0.1 | 2021-09-22 20:20:17 +0000 | 438c2ebff | 0.2.14 | :adv_dx_units: NECB_Default :airloop_economizer_type: NECB_Default :algorithm_type: parametric :analysis_id: reference :analysis_name: reference :boiler_eff: NECB_Default :btap_batch_version: 1.0.002 :building_type: LargeHotel :chiller_type: NECB_Default :compute_environment: aws_batch :datapoint_id: 4d140279-cca0-4ef9-b9aa-9ec147b2e48d :daylighting_type: NECB_Default :dcv_type: NECB_Default :door_construction_cond: NECB_Default :ecm_system_name: NECB_Default :electrical_loads_scale: NECB_Default :enable_costing: true :epw_file: CAN_AB_Calgary.Intl.AP.718770_CWEC2016.epw :erv_package: NECB_Default :ext_floor_cond: NECB_Default :ext_roof_cond: NECB_Default :ext_wall_cond: NECB_Default :fdwr_set: NECB_Default :fixed_wind_solar_trans: NECB_Default :fixed_window_cond: NECB_Default :furnace_eff: NECB_Default :glass_door_cond: NECB_Default :glass_door_solar_trans: NECB_Default :ground_floor_cond: NECB_Default :ground_roof_cond: NECB_Default :ground_wall_cond: NECB_Default :image_name: btap_private_cli :infiltration_scale: NECB_Default :lights_scale: NECB_Default :lights_type: NECB_Default :nv_delta_temp_in_out: NECB_Default :nv_opening_fraction: NECB_Default :nv_temp_out_min: NECB_Default :nv_type: NECB_Default :oa_scale: NECB_Default :occupancy_loads_scale: NECB_Default :output_meters: [] :output_variables: [] :overhead_door_cond: NECB_Default :primary_heating_fuel: Electricity :pv_ground_azimuth_angle: NECB_Default :pv_ground_module_description: NECB_Default :pv_ground_tilt_angle: NECB_Default :pv_ground_total_area_pv_panels_m2: NECB_Default :pv_ground_type: NECB_Default :rotation_degrees: NECB_Default :run_annual_simulation: true :s3_bucket: '834599497928' :scale_x: NECB_Default :scale_y: NECB_Default :scale_z: NECB_Default :shw_eff: NECB_Default :skylight_cond: NECB_Default :skylight_solar_trans: NECB_Default :srr_set: NECB_Default :template: NECB2011 | reference | reference | 4d140279-cca0-4ef9-b9aa-9ec147b2e48d | NECB2011 | LargeHotel | Electricity | Electricity | CAN_AB_Calgary.Intl.AP.718770_CWEC2016.epw | parametric |  | NECB_Default | NECB_Default | NECB_Default | NECB_Default | NECB_Default | NECB_Default | NECB_Default | NECB_Default | NECB_Default | NECB_Default | NECB_Default | NECB_Default | NECB_Default | NECB_Default | NECB_Default | NECB_Default | NECB_Default | NECB_Default | NECB_Default | NECB_Default | NECB_Default | NECB_Default | NECB_Default | NECB_Default | NECB_Default | NECB_Default | NECB_Default | NECB_Default | NECB_Default | NECB_Default | NECB_Default | NECB_Default | NECB_Default | NECB_Default | NECB_Default | NECB_Default | NECB_Default | NECB_Default | NECB_Default | NECB_Default | NECB_Default | NECB_Default | NECB_Default | NECB_Default | NECB_Default | aws_batch | 834599497928 | btap_private_cli |  | TRUE | TRUE |  |  | 55.5718 | 13.5303 | 96.5719 | 187.1308 | 11345.38 | 6004.6889 | 33.3 | LargeHotel |  |  | 5 | LargeHotel | 6 |  | 7 | NECB2011 | 0.17066 | 35185.0517 | 61.6656 | 46.8432 | 67.9849 | 13.6951 | 295.8461 | 105.6573 | CALGARY | ALBERTA | 183.6782 | 0 | 0 | 183.6782 | 17.4089 | 0 | 0 | 17.4089 | 0 | 0.038521 | 0 | 0 | 0.83697 | 0.098862 | 0 | 0.34766 | 0.026731 | 0.1363 | 0 | 0.0047561 | 0.83697 | 0.18387 | 74.9486 | 0 | 33.3 | 0.757 |  | 0.284 |  |  |  | 0.162 | 0.21 | 2.2 | 2.2 | 5 | Calgary Intl AP | CAN | 64 | 4781 | 51.114 | -114.02 | 7a | 5000 | AB | CAN_AB_Calgary.Intl.AP.718770_CWEC2016.epw | 0.83696 | 13.5303 | 55.5718 | 14.6989 | 29.3698 | TRUE | TRUE | FALSE | FALSE | 15.2365 | 28.0284 | 0 | 5.7075 | 0.011096 | 2086.1 | 0 | 514.3909 | 27.1084 | 0.0527 | 9908.12 | 0.00026883 | 0.83697 | 412.17 | 408.5 | 16.83 | 16.83 |  | https://s3.console.aws.amazon.com/s3/buckets/834599497928?region=ca-central-1&prefix=phylroy.lopez/reference/reference/output/4d140279-cca0-4ef9-b9aa-9ec147b2e48d/ | 1.0.002
910 |  | TRUE | 782 | 0 | 0 | 1585.9297 |  |  |  | 0.1 | 2021-09-22 20:19:58 +0000 | 438c2ebff | 0.2.14 | :adv_dx_units: NECB_Default :airloop_economizer_type: NECB_Default :algorithm_type: parametric :analysis_id: reference :analysis_name: reference :boiler_eff: NECB_Default :btap_batch_version: 1.0.002 :building_type: SmallHotel :chiller_type: NECB_Default :compute_environment: aws_batch :datapoint_id: 5ddb4e45-e7f7-4d2c-a172-83dc9e6c4dfc :daylighting_type: NECB_Default :dcv_type: NECB_Default :door_construction_cond: NECB_Default :ecm_system_name: NECB_Default :electrical_loads_scale: NECB_Default :enable_costing: true :epw_file: CAN_QC_Montreal-Trudeau.Intl.AP.716270_CWEC2016.epw :erv_package: NECB_Default :ext_floor_cond: NECB_Default :ext_roof_cond: NECB_Default :ext_wall_cond: NECB_Default :fdwr_set: NECB_Default :fixed_wind_solar_trans: NECB_Default :fixed_window_cond: NECB_Default :furnace_eff: NECB_Default :glass_door_cond: NECB_Default :glass_door_solar_trans: NECB_Default :ground_floor_cond: NECB_Default :ground_roof_cond: NECB_Default :ground_wall_cond: NECB_Default :image_name: btap_private_cli :infiltration_scale: NECB_Default :lights_scale: NECB_Default :lights_type: NECB_Default :nv_delta_temp_in_out: NECB_Default :nv_opening_fraction: NECB_Default :nv_temp_out_min: NECB_Default :nv_type: NECB_Default :oa_scale: NECB_Default :occupancy_loads_scale: NECB_Default :output_meters: [] :output_variables: [] :overhead_door_cond: NECB_Default :primary_heating_fuel: NaturalGas :pv_ground_azimuth_angle: NECB_Default :pv_ground_module_description: NECB_Default :pv_ground_tilt_angle: NECB_Default :pv_ground_total_area_pv_panels_m2: NECB_Default :pv_ground_type: NECB_Default :rotation_degrees: NECB_Default :run_annual_simulation: true :s3_bucket: '834599497928' :scale_x: NECB_Default :scale_y: NECB_Default :scale_z: NECB_Default :shw_eff: NECB_Default :skylight_cond: NECB_Default :skylight_solar_trans: NECB_Default :srr_set: NECB_Default :template: NECB2017 | reference | reference | 5ddb4e45-e7f7-4d2c-a172-83dc9e6c4dfc | NECB2017 | SmallHotel | NaturalGas | Natural Gas | CAN_QC_Montreal-Trudeau.Intl.AP.716270_CWEC2016.epw | parametric |  | NECB_Default | NECB_Default | NECB_Default | NECB_Default | NECB_Default | NECB_Default | NECB_Default | NECB_Default | NECB_Default | NECB_Default | NECB_Default | NECB_Default | NECB_Default | NECB_Default | NECB_Default | NECB_Default | NECB_Default | NECB_Default | NECB_Default | NECB_Default | NECB_Default | NECB_Default | NECB_Default | NECB_Default | NECB_Default | NECB_Default | NECB_Default | NECB_Default | NECB_Default | NECB_Default | NECB_Default | NECB_Default | NECB_Default | NECB_Default | NECB_Default | NECB_Default | NECB_Default | NECB_Default | NECB_Default | NECB_Default | NECB_Default | NECB_Default | NECB_Default | NECB_Default | NECB_Default | aws_batch | 834599497928 | btap_private_cli |  | TRUE | TRUE |  |  | 67.5327 | 12.0949 | 39.2937 | 148.6973 | 4013.58 | 2697.9741 | 37.3 | SmallHotel |  |  | 2 | SmallHotel | 4 |  | 4 | NECB2017 | 0.23215 | 11621.7287 | 73.4007 | 77.6423 | 64.9437 | 7.418 | 455.6155 | 232.2108 | MONTREAL | QUEBEC | 0.098842 | 19.8545 | 0 | 19.9533 | 6.2952 | 5.2007 | 0 | 11.4959 | 0 | 0.043906 | 0 | 0 | 0.25435 | 0.080397 | 0.023969 | 0.17127 | 0.019673 | 0.077175 | 0.40191 | 0.0090966 | 0.65626 | 0.23064 | 21.1458 | 82.2623 | 37.3 | 0.757 | [5 empty] | 0.156 | 0.247 | 1.9 | 1.9 | 2 | Montreal-Trudeau Intl AP | CAN | 323 | 4090 | 45.471 | -73.741 | 6 | 4400 | QC | CAN_QC_Montreal-Trudeau.Intl.AP.716270_CWEC2016.epw | 0.65626 | 12.0949 | 67.5327 | 18.8425 | 23.1522 | TRUE | TRUE | FALSE | FALSE | 13.2317 | 16.8037 | 0 | 0 | 0 | 0 | 925.7 | 160.2628 | 9.2987 | 0.058022 | 3398.69 | 0.00013703 | 0.65626 | 2082 | 2068 | 56.25 | 56.25 |  | https://s3.console.aws.amazon.com/s3/buckets/834599497928?region=ca-central-1&prefix=phylroy.lopez/reference/reference/output/5ddb4e45-e7f7-4d2c-a172-83dc9e6c4dfc/ | 1.0.002
911 |  | TRUE | 930 | 0 | 0 | 1584.0856 |  |  |  | 0.1 | 2021-09-22 20:20:10 +0000 | 438c2ebff | 0.2.14 | :adv_dx_units: NECB_Default :airloop_economizer_type: NECB_Default :algorithm_type: parametric :analysis_id: reference :analysis_name: reference :boiler_eff: NECB_Default :btap_batch_version: 1.0.002 :building_type: LargeHotel :chiller_type: NECB_Default :compute_environment: aws_batch :datapoint_id: 22b2bec8-125b-4a84-ad50-55132cfd770c :daylighting_type: NECB_Default :dcv_type: NECB_Default :door_construction_cond: NECB_Default :ecm_system_name: NECB_Default :electrical_loads_scale: NECB_Default :enable_costing: true :epw_file: CAN_YT_Whitehorse.Intl.AP.719640_CWEC2016.epw :erv_package: NECB_Default :ext_floor_cond: NECB_Default :ext_roof_cond: NECB_Default :ext_wall_cond: NECB_Default :fdwr_set: NECB_Default :fixed_wind_solar_trans: NECB_Default :fixed_window_cond: NECB_Default :furnace_eff: NECB_Default :glass_door_cond: NECB_Default :glass_door_solar_trans: NECB_Default :ground_floor_cond: NECB_Default :ground_roof_cond: NECB_Default :ground_wall_cond: NECB_Default :image_name: btap_private_cli :infiltration_scale: NECB_Default :lights_scale: NECB_Default :lights_type: NECB_Default :nv_delta_temp_in_out: NECB_Default :nv_opening_fraction: NECB_Default :nv_temp_out_min: NECB_Default :nv_type: NECB_Default :oa_scale: NECB_Default :occupancy_loads_scale: NECB_Default :output_meters: [] :output_variables: [] :overhead_door_cond: NECB_Default :primary_heating_fuel: Electricity :pv_ground_azimuth_angle: NECB_Default :pv_ground_module_description: NECB_Default :pv_ground_tilt_angle: NECB_Default :pv_ground_total_area_pv_panels_m2: NECB_Default :pv_ground_type: NECB_Default :rotation_degrees: NECB_Default :run_annual_simulation: true :s3_bucket: '834599497928' :scale_x: NECB_Default :scale_y: NECB_Default :scale_z: NECB_Default :shw_eff: NECB_Default :skylight_cond: NECB_Default :skylight_solar_trans: NECB_Default :srr_set: NECB_Default :template: BTAPPRE1980 | reference | reference | 22b2bec8-125b-4a84-ad50-55132cfd770c | BTAPPRE1980 | LargeHotel | Electricity | Electricity | CAN_YT_Whitehorse.Intl.AP.719640_CWEC2016.epw | parametric |  | NECB_Default | NECB_Default | NECB_Default | NECB_Default | NECB_Default | NECB_Default | NECB_Default | NECB_Default | NECB_Default | NECB_Default | NECB_Default | NECB_Default | NECB_Default | NECB_Default | NECB_Default | NECB_Default | NECB_Default | NECB_Default | NECB_Default | NECB_Default | NECB_Default | NECB_Default | NECB_Default | NECB_Default | NECB_Default | NECB_Default | NECB_Default | NECB_Default | NECB_Default | NECB_Default | NECB_Default | NECB_Default | NECB_Default | NECB_Default | NECB_Default | NECB_Default | NECB_Default | NECB_Default | NECB_Default | NECB_Default | NECB_Default | NECB_Default | NECB_Default | NECB_Default | NECB_Default | aws_batch | 834599497928 | btap_private_cli |  | TRUE | TRUE |  |  | 92.1851 | 11.308 | 202.2713 | 293.1245 | 11345.38 | 6004.6889 | 27.6 | LargeHotel |  |  | 0 | LargeHotel | 6 |  | 7 | BTAPPRE1980 | 0.17066 | 35185.0517 | 0.6564 | 43.3788 | 63.1658 | 13.5055 | 208.068 | 87.3615 | WHITEHORSE | YUKON | 18.9494 | 0 | 0 | 18.9494 | 43.3966 | 0 | 0 | 43.3966 | 0 | 0.015015 | 0 | 0 | 1.2183 | 0.10761 | 0 | 0.72818 | 0.026731 | 0.1363 | 0 | 0.0032277 | 1.2183 | 0.20122 | 114.2885 | 0 | 27.6 | 0.678 |  | 0.678 |  |  |  | 0.227 | 0.772 | 2.95 |  | 0 | Whitehorse Intl AP | CAN | 5 | 6491 | 60.709 | -135.069 | 7b | 6580 | YT | CAN_YT_Whitehorse.Intl.AP.719640_CWEC2016.epw | 1.2183 | 11.308 | 92.1851 | 17.5438 | 23.3737 | TRUE | FALSE | FALSE | FALSE | 11.1745 | 35.3653 | 0 | 6.2459 | 0.012142 | 2282.87 | 0 | 514.3909 | 27.1084 | 0.0527 | 9908.12 | 4.9359e-05 | 1.2183 | 2985.33 | 2984.5 | 97.67 | 97.17 |  | https://s3.console.aws.amazon.com/s3/buckets/834599497928?region=ca-central-1&prefix=phylroy.lopez/reference/reference/output/22b2bec8-125b-4a84-ad50-55132cfd770c/ | 1.0.002
912 |  | TRUE | 768 | 0 | 0 | 1592.4891 |  |  |  | 0.1 | 2021-09-22 20:18:58 +0000 | 438c2ebff | 0.2.14 | :adv_dx_units: NECB_Default :airloop_economizer_type: NECB_Default :algorithm_type: parametric :analysis_id: reference :analysis_name: reference :boiler_eff: NECB_Default :btap_batch_version: 1.0.002 :building_type: SmallHotel :chiller_type: NECB_Default :compute_environment: aws_batch :datapoint_id: 4177d53f-0695-464d-b83a-cf0479b99d4d :daylighting_type: NECB_Default :dcv_type: NECB_Default :door_construction_cond: NECB_Default :ecm_system_name: NECB_Default :electrical_loads_scale: NECB_Default :enable_costing: true :epw_file: CAN_BC_Vancouver.Intl.AP.718920_CWEC2016.epw :erv_package: NECB_Default :ext_floor_cond: NECB_Default :ext_roof_cond: NECB_Default :ext_wall_cond: NECB_Default :fdwr_set: NECB_Default :fixed_wind_solar_trans: NECB_Default :fixed_window_cond: NECB_Default :furnace_eff: NECB_Default :glass_door_cond: NECB_Default :glass_door_solar_trans: NECB_Default :ground_floor_cond: NECB_Default :ground_roof_cond: NECB_Default :ground_wall_cond: NECB_Default :image_name: btap_private_cli :infiltration_scale: NECB_Default :lights_scale: NECB_Default :lights_type: NECB_Default :nv_delta_temp_in_out: NECB_Default :nv_opening_fraction: NECB_Default :nv_temp_out_min: NECB_Default :nv_type: NECB_Default :oa_scale: NECB_Default :occupancy_loads_scale: NECB_Default :output_meters: [] :output_variables: [] :overhead_door_cond: NECB_Default :primary_heating_fuel: NaturalGas :pv_ground_azimuth_angle: NECB_Default :pv_ground_module_description: NECB_Default :pv_ground_tilt_angle: NECB_Default :pv_ground_total_area_pv_panels_m2: NECB_Default :pv_ground_type: NECB_Default :rotation_degrees: NECB_Default :run_annual_simulation: true :s3_bucket: '834599497928' :scale_x: NECB_Default :scale_y: NECB_Default :scale_z: NECB_Default :shw_eff: NECB_Default :skylight_cond: NECB_Default :skylight_solar_trans: NECB_Default :srr_set: NECB_Default :template: BTAPPRE1980 | reference | reference | 4177d53f-0695-464d-b83a-cf0479b99d4d | BTAPPRE1980 | SmallHotel | NaturalGas | Natural Gas | CAN_BC_Vancouver.Intl.AP.718920_CWEC2016.epw | parametric |  | NECB_Default | NECB_Default | NECB_Default | NECB_Default | NECB_Default | NECB_Default | NECB_Default | NECB_Default | NECB_Default | NECB_Default | NECB_Default | NECB_Default | NECB_Default | NECB_Default | NECB_Default | NECB_Default | NECB_Default | NECB_Default | NECB_Default | NECB_Default | NECB_Default | NECB_Default | NECB_Default | NECB_Default | NECB_Default | NECB_Default | NECB_Default | NECB_Default | NECB_Default | NECB_Default | NECB_Default | NECB_Default | NECB_Default | NECB_Default | NECB_Default | NECB_Default | NECB_Default | NECB_Default | NECB_Default | NECB_Default | NECB_Default | NECB_Default | NECB_Default | NECB_Default | NECB_Default | aws_batch | 834599497928 | btap_private_cli |  | TRUE | TRUE |  |  | 52.8851 | 6.5031 | 90.7738 | 219.6868 | 4013.58 | 2697.9741 | 10.9 | SmallHotel |  |  | 0 | SmallHotel | 4 |  | 4 | BTAPPRE1980 | 0.23215 | 11621.7287 | 0.39546 | 82.2411 | 63.0135 | 7.4757 | 322.5283 | 169.4025 | VANCOUVER | BRITISH COLUMBIA | 0.5637 | 36.0215 | 0 | 36.5852 | 5.6291 | 8.0811 | 0 | 13.7102 | 0 | 0.0079356 | 0 | 0 | 0.1989 | 0.060153 | 0 | 0.41685 | 0.024402 | 0.098127 | 0.71451 | 0.0082744 | 0.91341 | 0.29766 | 14.0298 | 71.2382 | 10.9 | 0.678 | [5 empty] | 0.363 | 0.994 | 4.09 |  | 0 | Vancouver Intl AP | CAN | 42 | 2797 | 49.195 | -123.184 | 4 | 2800 | BC | CAN_BC_Vancouver.Intl.AP.718920_CWEC2016.epw | 0.91342 | 6.5031 | 52.8851 | 13.7684 | 24.8934 | TRUE | TRUE | FALSE | FALSE | 11.3296 | 8.9597 | 0 | 0 | 0 | 0 | 1194.69 | 160.3432 | 13.2057 | 0.082359 | 4826.69 | 1.2458e-05 | 0.91341 | 801.25 | 801.25 | 87.5 | 87.5 |  | https://s3.console.aws.amazon.com/s3/buckets/834599497928?region=ca-central-1&prefix=phylroy.lopez/reference/reference/output/4177d53f-0695-464d-b83a-cf0479b99d4d/ | 1.0.002
913 |  | TRUE | 888 | 0 | 0 | 1586.5003 |  |  |  | 0.1 | 2021-09-22 20:20:38 +0000 | 438c2ebff | 0.2.14 | :adv_dx_units: NECB_Default :airloop_economizer_type: NECB_Default :algorithm_type: parametric :analysis_id: reference :analysis_name: reference :boiler_eff: NECB_Default :btap_batch_version: 1.0.002 :building_type: LargeHotel :chiller_type: NECB_Default :compute_environment: aws_batch :datapoint_id: 657f5a15-b410-4347-b65d-9d70ef097234 :daylighting_type: NECB_Default :dcv_type: NECB_Default :door_construction_cond: NECB_Default :ecm_system_name: NECB_Default :electrical_loads_scale: NECB_Default :enable_costing: true :epw_file: CAN_NS_Halifax.Dockyard.713280_CWEC2016.epw :erv_package: NECB_Default :ext_floor_cond: NECB_Default :ext_roof_cond: NECB_Default :ext_wall_cond: NECB_Default :fdwr_set: NECB_Default :fixed_wind_solar_trans: NECB_Default :fixed_window_cond: NECB_Default :furnace_eff: NECB_Default :glass_door_cond: NECB_Default :glass_door_solar_trans: NECB_Default :ground_floor_cond: NECB_Default :ground_roof_cond: NECB_Default :ground_wall_cond: NECB_Default :image_name: btap_private_cli :infiltration_scale: NECB_Default :lights_scale: NECB_Default :lights_type: NECB_Default :nv_delta_temp_in_out: NECB_Default :nv_opening_fraction: NECB_Default :nv_temp_out_min: NECB_Default :nv_type: NECB_Default :oa_scale: NECB_Default :occupancy_loads_scale: NECB_Default :output_meters: [] :output_variables: [] :overhead_door_cond: NECB_Default :primary_heating_fuel: NaturalGas :pv_ground_azimuth_angle: NECB_Default :pv_ground_module_description: NECB_Default :pv_ground_tilt_angle: NECB_Default :pv_ground_total_area_pv_panels_m2: NECB_Default :pv_ground_type: NECB_Default :rotation_degrees: NECB_Default :run_annual_simulation: true :s3_bucket: '834599497928' :scale_x: NECB_Default :scale_y: NECB_Default :scale_z: NECB_Default :shw_eff: NECB_Default :skylight_cond: NECB_Default :skylight_solar_trans: NECB_Default :srr_set: NECB_Default :template: BTAPPRE1980 | reference | reference | 657f5a15-b410-4347-b65d-9d70ef097234 | BTAPPRE1980 | LargeHotel | NaturalGas | Natural Gas | CAN_NS_Halifax.Dockyard.713280_CWEC2016.epw | parametric |  | NECB_Default | NECB_Default | NECB_Default | NECB_Default | NECB_Default | NECB_Default | NECB_Default | NECB_Default | NECB_Default | NECB_Default | NECB_Default | NECB_Default | NECB_Default | NECB_Default | NECB_Default | NECB_Default | NECB_Default | NECB_Default | NECB_Default | NECB_Default | NECB_Default | NECB_Default | NECB_Default | NECB_Default | NECB_Default | NECB_Default | NECB_Default | NECB_Default | NECB_Default | NECB_Default | NECB_Default | NECB_Default | NECB_Default | NECB_Default | NECB_Default | NECB_Default | NECB_Default | NECB_Default | NECB_Default | NECB_Default | NECB_Default | NECB_Default | NECB_Default | NECB_Default | NECB_Default | aws_batch | 834599497928 | btap_private_cli |  | TRUE | TRUE |  |  | 97.0494 | 10.6236 | 123.981 | 260.9667 | 11345.38 | 6004.6889 | 27.6 | LargeHotel |  |  | 0 | LargeHotel | 6 |  | 7 | BTAPPRE1980 | 0.17066 | 35185.0517 | 0.85229 | 72.9477 | 68.9221 | 4.179 | 230.4942 | 83.5931 | HALIFAX | NOVA SCOTIA | 54.4292 | 41.5126 | 0 | 95.9419 | 10.6746 | 10.4782 | 0 | 21.1528 | 0 | 0.021926 | 0 | 0 | 0.26841 | 0.078726 | 0 | 0.61277 | 0.026731 | 0.1363 | 0.83425 | 0.0045772 | 1.1027 | 0.22148 | 21.2777 | 108.4908 | 27.6 | 0.678 |  | 0.678 |  |  |  | 0.267 | 0.823 | 2.95 |  | 0 | Halifax Dockyard | CAN | 112 | 3647 | 44.655 | -63.577 | 6 | 4000 | NS | CAN_NS_Halifax.Dockyard.713280_CWEC2016.epw | 1.1027 | 10.6236 | 97.0494 | 19.4283 | 30.2554 | TRUE | TRUE | FALSE | FALSE | 11.0945 | 14.9595 | 0 | 0 | 0 | 0 | 2512.74 | 514.3909 | 27.1084 | 0.0527 | 9908.12 | 0.00015337 | 1.1027 | 3350.67 | 3347.6699 | 4.83 | 4.67 |  | https://s3.console.aws.amazon.com/s3/buckets/834599497928?region=ca-central-1&prefix=phylroy.lopez/reference/reference/output/657f5a15-b410-4347-b65d-9d70ef097234/ | 1.0.002
914 |  | TRUE | 917 | 0 | 0 | 1583.6554 |  |  |  | 0.1 | 2021-09-22 20:19:35 +0000 | 438c2ebff | 0.2.14 | :adv_dx_units: NECB_Default :airloop_economizer_type: NECB_Default :algorithm_type: parametric :analysis_id: reference :analysis_name: reference :boiler_eff: NECB_Default :btap_batch_version: 1.0.002 :building_type: LargeHotel :chiller_type: NECB_Default :compute_environment: aws_batch :datapoint_id: f0af2a2a-ae92-44e1-8ab8-9b9e849e2a93 :daylighting_type: NECB_Default :dcv_type: NECB_Default :door_construction_cond: NECB_Default :ecm_system_name: NECB_Default :electrical_loads_scale: NECB_Default :enable_costing: true :epw_file: CAN_QC_Montreal-Trudeau.Intl.AP.716270_CWEC2016.epw :erv_package: NECB_Default :ext_floor_cond: NECB_Default :ext_roof_cond: NECB_Default :ext_wall_cond: NECB_Default :fdwr_set: NECB_Default :fixed_wind_solar_trans: NECB_Default :fixed_window_cond: NECB_Default :furnace_eff: NECB_Default :glass_door_cond: NECB_Default :glass_door_solar_trans: NECB_Default :ground_floor_cond: NECB_Default :ground_roof_cond: NECB_Default :ground_wall_cond: NECB_Default :image_name: btap_private_cli :infiltration_scale: NECB_Default :lights_scale: NECB_Default :lights_type: NECB_Default :nv_delta_temp_in_out: NECB_Default :nv_opening_fraction: NECB_Default :nv_temp_out_min: NECB_Default :nv_type: NECB_Default :oa_scale: NECB_Default :occupancy_loads_scale: NECB_Default :output_meters: [] :output_variables: [] :overhead_door_cond: NECB_Default :primary_heating_fuel: Electricity :pv_ground_azimuth_angle: NECB_Default :pv_ground_module_description: NECB_Default :pv_ground_tilt_angle: NECB_Default :pv_ground_total_area_pv_panels_m2: NECB_Default :pv_ground_type: NECB_Default :rotation_degrees: NECB_Default :run_annual_simulation: true :s3_bucket: '834599497928' :scale_x: NECB_Default :scale_y: NECB_Default :scale_z: NECB_Default :shw_eff: NECB_Default :skylight_cond: NECB_Default :skylight_solar_trans: NECB_Default :srr_set: NECB_Default :template: NECB2011 | reference | reference | f0af2a2a-ae92-44e1-8ab8-9b9e849e2a93 | NECB2011 | LargeHotel | Electricity | Electricity | CAN_QC_Montreal-Trudeau.Intl.AP.716270_CWEC2016.epw | parametric |  | NECB_Default | NECB_Default | NECB_Default | NECB_Default | NECB_Default | NECB_Default | NECB_Default | NECB_Default | NECB_Default | NECB_Default | NECB_Default | NECB_Default | NECB_Default | NECB_Default | NECB_Default | NECB_Default | NECB_Default | NECB_Default | NECB_Default | NECB_Default | NECB_Default | NECB_Default | NECB_Default | NECB_Default | NECB_Default | NECB_Default | NECB_Default | NECB_Default | NECB_Default | NECB_Default | NECB_Default | NECB_Default | NECB_Default | NECB_Default | NECB_Default | NECB_Default | NECB_Default | NECB_Default | NECB_Default | NECB_Default | NECB_Default | NECB_Default | NECB_Default | NECB_Default | NECB_Default | aws_batch | 834599497928 | btap_private_cli |  | TRUE | TRUE |  |  | 68.5772 | 17.3638 | 103.9826 | 194.2019 | 11345.38 | 6004.6889 | 37.3 | LargeHotel |  |  | 5 | LargeHotel | 6 |  | 7 | NECB2011 | 0.17066 | 35185.0517 | 58.9328 | 49.6067 | 64.8882 | 13.656 | 291.4111 | 104.3274 | MONTREAL | QUEBEC | 0.33539 | 0 | 0 | 0.33539 | 21.3609 | 0 | 0 | 21.3609 | 0 | 0.057834 | 0 | 0 | 0.86307 | 0.085496 | 0 | 0.37434 | 0.026731 | 0.1363 | 0 | 0.0071033 | 0.86307 | 0.17435 | 86.5713 | 0 | 37.3 | 0.757 |  | 0.284 |  |  |  | 0.183 | 0.247 | 2.2 | 2.2 | 5 | Montreal-Trudeau Intl AP | CAN | 323 | 4090 | 45.471 | -73.741 | 6 | 4400 | QC | CAN_QC_Montreal-Trudeau.Intl.AP.716270_CWEC2016.epw | 0.86307 | 17.3638 | 68.5772 | 25.6979 | 30.3905 | TRUE | FALSE | FALSE | FALSE | 15.5813 | 25.0485 | 0 | 5.4121 | 0.010521 | 1978.12 | 0 | 514.3909 | 27.1084 | 0.0527 | 9908.12 | 0.00091579 | 0.86307 | 1098.5 | 1083.67 | 153.5 | 153.5 |  | https://s3.console.aws.amazon.com/s3/buckets/834599497928?region=ca-central-1&prefix=phylroy.lopez/reference/reference/output/f0af2a2a-ae92-44e1-8ab8-9b9e849e2a93/ | 1.0.002
915 |  | TRUE | 745 | 0 | 0 | 1588.643 |  |  |  | 0.1 | 2021-09-22 20:20:19 +0000 | 438c2ebff | 0.2.14 | :adv_dx_units: NECB_Default :airloop_economizer_type: NECB_Default :algorithm_type: parametric :analysis_id: reference :analysis_name: reference :boiler_eff: NECB_Default :btap_batch_version: 1.0.002 :building_type: SmallHotel :chiller_type: NECB_Default :compute_environment: aws_batch :datapoint_id: 622ec061-c896-4144-8244-b77fea279d8e :daylighting_type: NECB_Default :dcv_type: NECB_Default :door_construction_cond: NECB_Default :ecm_system_name: NECB_Default :electrical_loads_scale: NECB_Default :enable_costing: true :epw_file: CAN_AB_Edmonton.Intl.AP.711230_CWEC2016.epw :erv_package: NECB_Default :ext_floor_cond: NECB_Default :ext_roof_cond: NECB_Default :ext_wall_cond: NECB_Default :fdwr_set: NECB_Default :fixed_wind_solar_trans: NECB_Default :fixed_window_cond: NECB_Default :furnace_eff: NECB_Default :glass_door_cond: NECB_Default :glass_door_solar_trans: NECB_Default :ground_floor_cond: NECB_Default :ground_roof_cond: NECB_Default :ground_wall_cond: NECB_Default :image_name: btap_private_cli :infiltration_scale: NECB_Default :lights_scale: NECB_Default :lights_type: NECB_Default :nv_delta_temp_in_out: NECB_Default :nv_opening_fraction: NECB_Default :nv_temp_out_min: NECB_Default :nv_type: NECB_Default :oa_scale: NECB_Default :occupancy_loads_scale: NECB_Default :output_meters: [] :output_variables: [] :overhead_door_cond: NECB_Default :primary_heating_fuel: NaturalGas :pv_ground_azimuth_angle: NECB_Default :pv_ground_module_description: NECB_Default :pv_ground_tilt_angle: NECB_Default :pv_ground_total_area_pv_panels_m2: NECB_Default :pv_ground_type: NECB_Default :rotation_degrees: NECB_Default :run_annual_simulation: true :s3_bucket: '834599497928' :scale_x: NECB_Default :scale_y: NECB_Default :scale_z: NECB_Default :shw_eff: NECB_Default :skylight_cond: NECB_Default :skylight_solar_trans: NECB_Default :srr_set: NECB_Default :template: NECB2015 | reference | reference | 622ec061-c896-4144-8244-b77fea279d8e | NECB2015 | SmallHotel | NaturalGas | Natural Gas | CAN_AB_Edmonton.Intl.AP.711230_CWEC2016.epw | parametric |  | NECB_Default | NECB_Default | NECB_Default | NECB_Default | NECB_Default | NECB_Default | NECB_Default | NECB_Default | NECB_Default | NECB_Default | NECB_Default | NECB_Default | NECB_Default | NECB_Default | NECB_Default | NECB_Default | NECB_Default | NECB_Default | NECB_Default | NECB_Default | NECB_Default | NECB_Default | NECB_Default | NECB_Default | NECB_Default | NECB_Default | NECB_Default | NECB_Default | NECB_Default | NECB_Default | NECB_Default | NECB_Default | NECB_Default | NECB_Default | NECB_Default | NECB_Default | NECB_Default | NECB_Default | NECB_Default | NECB_Default | NECB_Default | NECB_Default | NECB_Default | NECB_Default | NECB_Default | aws_batch | 834599497928 | btap_private_cli |  | TRUE | TRUE |  |  | 67.52 | 10.4193 | 95.9313 | 220.5014 | 4013.58 | 2697.9741 | 32.5 | SmallHotel |  |  | 5 | SmallHotel | 4 |  | 4 | NECB2015 | 0.23215 | 11621.7287 | 73.3616 | 81.7344 | 40.2092 | 7.5375 | 406.7217 | 203.8789 | EDMONTON | ALBERTA | 46.5672 | 33.6506 | 0 | 80.2178 | 4.4136 | 2.4007 | 0 | 6.8143 | 0 | 0.025643 | 0 | 0 | 0.21219 | 0.090331 | 0 | 0.41476 | 0.019673 | 0.065495 | 0.66685 | 0.010978 | 0.87905 | 0.25209 | 18.0365 | 82.9791 | 32.5 | 0.757 | [5 empty] | 0.162 | 0.21 | 2.2 | 2.2 | 5 | Edmonton Intl AP | CAN | 23 | 5588 | 53.31 | -113.579 | 7a | 5120 | AB | CAN_AB_Edmonton.Intl.AP.711230_CWEC2016.epw | 0.87905 | 10.4193 | 67.52 | 13.8954 | 20.2806 | TRUE | TRUE | FALSE | FALSE | 11.9089 | 20.7666 | 0 | 0 | 0 | 0 | 1011.8 | 160.2628 | 9.2987 | 0.058022 | 3398.69 | 7.4746e-05 | 0.87905 | 1572.75 | 1551.5 | 3.75 | 3.75 |  | https://s3.console.aws.amazon.com/s3/buckets/834599497928?region=ca-central-1&prefix=phylroy.lopez/reference/reference/output/622ec061-c896-4144-8244-b77fea279d8e/ | 1.0.002
916 |  | TRUE | 802 | 0 | 0 | 1588.2292 |  |  |  | 0.1 | 2021-09-22 20:19:21 +0000 | 438c2ebff | 0.2.14 | :adv_dx_units: NECB_Default :airloop_economizer_type: NECB_Default :algorithm_type: parametric :analysis_id: reference :analysis_name: reference :boiler_eff: NECB_Default :btap_batch_version: 1.0.002 :building_type: SmallHotel :chiller_type: NECB_Default :compute_environment: aws_batch :datapoint_id: 14346676-7604-4c5f-a2be-98a13e894f08 :daylighting_type: NECB_Default :dcv_type: NECB_Default :door_construction_cond: NECB_Default :ecm_system_name: NECB_Default :electrical_loads_scale: NECB_Default :enable_costing: true :epw_file: CAN_QC_Montreal-Trudeau.Intl.AP.716270_CWEC2016.epw :erv_package: NECB_Default :ext_floor_cond: NECB_Default :ext_roof_cond: NECB_Default :ext_wall_cond: NECB_Default :fdwr_set: NECB_Default :fixed_wind_solar_trans: NECB_Default :fixed_window_cond: NECB_Default :furnace_eff: NECB_Default :glass_door_cond: NECB_Default :glass_door_solar_trans: NECB_Default :ground_floor_cond: NECB_Default :ground_roof_cond: NECB_Default :ground_wall_cond: NECB_Default :image_name: btap_private_cli :infiltration_scale: NECB_Default :lights_scale: NECB_Default :lights_type: NECB_Default :nv_delta_temp_in_out: NECB_Default :nv_opening_fraction: NECB_Default :nv_temp_out_min: NECB_Default :nv_type: NECB_Default :oa_scale: NECB_Default :occupancy_loads_scale: NECB_Default :output_meters: [] :output_variables: [] :overhead_door_cond: NECB_Default :primary_heating_fuel: Electricity :pv_ground_azimuth_angle: NECB_Default :pv_ground_module_description: NECB_Default :pv_ground_tilt_angle: NECB_Default :pv_ground_total_area_pv_panels_m2: NECB_Default :pv_ground_type: NECB_Default :rotation_degrees: NECB_Default :run_annual_simulation: true :s3_bucket: '834599497928' :scale_x: NECB_Default :scale_y: NECB_Default :scale_z: NECB_Default :shw_eff: NECB_Default :skylight_cond: NECB_Default :skylight_solar_trans: NECB_Default :srr_set: NECB_Default :template: NECB2017 | reference | reference | 14346676-7604-4c5f-a2be-98a13e894f08 | NECB2017 | SmallHotel | Electricity | Electricity | CAN_QC_Montreal-Trudeau.Intl.AP.716270_CWEC2016.epw | parametric |  | NECB_Default | NECB_Default | NECB_Default | NECB_Default | NECB_Default | NECB_Default | NECB_Default | NECB_Default | NECB_Default | NECB_Default | NECB_Default | NECB_Default | NECB_Default | NECB_Default | NECB_Default | NECB_Default | NECB_Default | NECB_Default | NECB_Default | NECB_Default | NECB_Default | NECB_Default | NECB_Default | NECB_Default | NECB_Default | NECB_Default | NECB_Default | NECB_Default | NECB_Default | NECB_Default | NECB_Default | NECB_Default | NECB_Default | NECB_Default | NECB_Default | NECB_Default | NECB_Default | NECB_Default | NECB_Default | NECB_Default | NECB_Default | NECB_Default | NECB_Default | NECB_Default | NECB_Default | aws_batch | 834599497928 | btap_private_cli |  | TRUE | TRUE |  |  | 56.6702 | 12.0217 | 39.3248 | 121.8834 | 4013.58 | 2697.9741 | 37.3 | SmallHotel |  |  | 2 | SmallHotel | 4 |  | 4 | NECB2017 | 0.23215 | 11621.7287 | 73.4007 | 46.6807 | 64.9437 | 15.8463 | 403.9984 | 203.127 | MONTREAL | QUEBEC | 0.21752 | 0 | 0 | 0.21752 | 13.8534 | 0 | 0 | 13.8534 | 0 | 0.043746 | 0 | 0 | 0.55973 | 0.080372 | 0.023966 | 0.14157 | 0.019673 | 0.077175 | 0 | 0.002205 | 0.55973 | 0.17089 | 75.6376 | 0 | 37.3 | 0.757 | [5 empty] | 0.156 | 0.247 | 1.9 | 1.9 | 2 | Montreal-Trudeau Intl AP | CAN | 323 | 4090 | 45.471 | -73.741 | 6 | 4400 | QC | CAN_QC_Montreal-Trudeau.Intl.AP.716270_CWEC2016.epw | 0.55973 | 12.0217 | 56.6702 | 18.8425 | 23.1522 | TRUE | TRUE | FALSE | FALSE | 13.2317 | 16.8036 | 0 | 1.8765 | 0.011709 | 685.87 | 0 | 160.2628 | 9.2987 | 0.058022 | 3398.69 | 0.00013703 | 0.55973 | 2086.5 | 2069.75 | 0 | 0 |  | https://s3.console.aws.amazon.com/s3/buckets/834599497928?region=ca-central-1&prefix=phylroy.lopez/reference/reference/output/14346676-7604-4c5f-a2be-98a13e894f08/ | 1.0.002
917 |  | TRUE | 930 | 0 | 0 | 1584.1519 |  |  |  | 0.1 | 2021-09-22 20:20:20 +0000 | 438c2ebff | 0.2.14 | :adv_dx_units: NECB_Default :airloop_economizer_type: NECB_Default :algorithm_type: parametric :analysis_id: reference :analysis_name: reference :boiler_eff: NECB_Default :btap_batch_version: 1.0.002 :building_type: LargeHotel :chiller_type: NECB_Default :compute_environment: aws_batch :datapoint_id: fde818fc-3f4a-4b68-bb51-3fdf75234766 :daylighting_type: NECB_Default :dcv_type: NECB_Default :door_construction_cond: NECB_Default :ecm_system_name: NECB_Default :electrical_loads_scale: NECB_Default :enable_costing: true :epw_file: CAN_YT_Whitehorse.Intl.AP.719640_CWEC2016.epw :erv_package: NECB_Default :ext_floor_cond: NECB_Default :ext_roof_cond: NECB_Default :ext_wall_cond: NECB_Default :fdwr_set: NECB_Default :fixed_wind_solar_trans: NECB_Default :fixed_window_cond: NECB_Default :furnace_eff: NECB_Default :glass_door_cond: NECB_Default :glass_door_solar_trans: NECB_Default :ground_floor_cond: NECB_Default :ground_roof_cond: NECB_Default :ground_wall_cond: NECB_Default :image_name: btap_private_cli :infiltration_scale: NECB_Default :lights_scale: NECB_Default :lights_type: NECB_Default :nv_delta_temp_in_out: NECB_Default :nv_opening_fraction: NECB_Default :nv_temp_out_min: NECB_Default :nv_type: NECB_Default :oa_scale: NECB_Default :occupancy_loads_scale: NECB_Default :output_meters: [] :output_variables: [] :overhead_door_cond: NECB_Default :primary_heating_fuel: Electricity :pv_ground_azimuth_angle: NECB_Default :pv_ground_module_description: NECB_Default :pv_ground_tilt_angle: NECB_Default :pv_ground_total_area_pv_panels_m2: NECB_Default :pv_ground_type: NECB_Default :rotation_degrees: NECB_Default :run_annual_simulation: true :s3_bucket: '834599497928' :scale_x: NECB_Default :scale_y: NECB_Default :scale_z: NECB_Default :shw_eff: NECB_Default :skylight_cond: NECB_Default :skylight_solar_trans: NECB_Default :srr_set: NECB_Default :template: BTAP1980TO2010 | reference | reference | fde818fc-3f4a-4b68-bb51-3fdf75234766 | BTAP1980TO2010 | LargeHotel | Electricity | Electricity | CAN_YT_Whitehorse.Intl.AP.719640_CWEC2016.epw | parametric |  | NECB_Default | NECB_Default | NECB_Default | NECB_Default | NECB_Default | NECB_Default | NECB_Default | NECB_Default | NECB_Default | NECB_Default | NECB_Default | NECB_Default | NECB_Default | NECB_Default | NECB_Default | NECB_Default | NECB_Default | NECB_Default | NECB_Default | NECB_Default | NECB_Default | NECB_Default | NECB_Default | NECB_Default | NECB_Default | NECB_Default | NECB_Default | NECB_Default | NECB_Default | NECB_Default | NECB_Default | NECB_Default | NECB_Default | NECB_Default | NECB_Default | NECB_Default | NECB_Default | NECB_Default | NECB_Default | NECB_Default | NECB_Default | NECB_Default | NECB_Default | NECB_Default | NECB_Default | aws_batch | 834599497928 | btap_private_cli |  | TRUE | TRUE |  |  | 88.8102 | 11.3316 | 193.3606 | 283.6052 | 11345.38 | 6004.6889 | 27.6 | LargeHotel |  |  | 0 | LargeHotel | 6 |  | 7 | BTAP1980TO2010 | 0.17066 | 35185.0517 | 0.6564 | 42.4644 | 63.1658 | 13.5055 | 207.1712 | 87.3791 | WHITEHORSE | YUKON | 18.4164 | 0 | 0 | 18.4164 | 42.1761 | 0 | 0 | 42.1761 | 0 | 0.016744 | 0 | 0 | 1.1841 | 0.10367 | 0 | 0.6961 | 0.026731 | 0.1363 | 0 | 0.0032542 | 1.1841 | 0.20122 | 108.6025 | 0 | 27.6 | 0.678 |  | 0.425 |  |  |  | 0.227 | 0.346 | 2.95 |  | 0 | Whitehorse Intl AP | CAN | 5 | 6491 | 60.709 | -135.069 | 7b | 6580 | YT | CAN_YT_Whitehorse.Intl.AP.719640_CWEC2016.epw | 1.1841 | 11.3316 | 88.8102 | 17.5438 | 23.3737 | TRUE | FALSE | FALSE | FALSE | 11.1745 | 35.3653 | 0 | 6.2459 | 0.012142 | 2282.88 | 0 | 514.3909 | 27.1084 | 0.0527 | 9908.12 | 5.2004e-05 | 1.1841 | 3925 | 3924.5 | 208.67 | 208.17 |  | https://s3.console.aws.amazon.com/s3/buckets/834599497928?region=ca-central-1&prefix=phylroy.lopez/reference/reference/output/fde818fc-3f4a-4b68-bb51-3fdf75234766/ | 1.0.002
918 |  | TRUE | 895 | 0 | 0 | 1584.8465 |  |  |  | 0.1 | 2021-09-22 20:19:55 +0000 | 438c2ebff | 0.2.14 | :adv_dx_units: NECB_Default :airloop_economizer_type: NECB_Default :algorithm_type: parametric :analysis_id: reference :analysis_name: reference :boiler_eff: NECB_Default :btap_batch_version: 1.0.002 :building_type: LargeHotel :chiller_type: NECB_Default :compute_environment: aws_batch :datapoint_id: bfdacbae-48ca-40c8-a019-8f8178a319b5 :daylighting_type: NECB_Default :dcv_type: NECB_Default :door_construction_cond: NECB_Default :ecm_system_name: NECB_Default :electrical_loads_scale: NECB_Default :enable_costing: true :epw_file: CAN_QC_Montreal-Trudeau.Intl.AP.716270_CWEC2016.epw :erv_package: NECB_Default :ext_floor_cond: NECB_Default :ext_roof_cond: NECB_Default :ext_wall_cond: NECB_Default :fdwr_set: NECB_Default :fixed_wind_solar_trans: NECB_Default :fixed_window_cond: NECB_Default :furnace_eff: NECB_Default :glass_door_cond: NECB_Default :glass_door_solar_trans: NECB_Default :ground_floor_cond: NECB_Default :ground_roof_cond: NECB_Default :ground_wall_cond: NECB_Default :image_name: btap_private_cli :infiltration_scale: NECB_Default :lights_scale: NECB_Default :lights_type: NECB_Default :nv_delta_temp_in_out: NECB_Default :nv_opening_fraction: NECB_Default :nv_temp_out_min: NECB_Default :nv_type: NECB_Default :oa_scale: NECB_Default :occupancy_loads_scale: NECB_Default :output_meters: [] :output_variables: [] :overhead_door_cond: NECB_Default :primary_heating_fuel: Electricity :pv_ground_azimuth_angle: NECB_Default :pv_ground_module_description: NECB_Default :pv_ground_tilt_angle: NECB_Default :pv_ground_total_area_pv_panels_m2: NECB_Default :pv_ground_type: NECB_Default :rotation_degrees: NECB_Default :run_annual_simulation: true :s3_bucket: '834599497928' :scale_x: NECB_Default :scale_y: NECB_Default :scale_z: NECB_Default :shw_eff: NECB_Default :skylight_cond: NECB_Default :skylight_solar_trans: NECB_Default :srr_set: NECB_Default :template: BTAP1980TO2010 | reference | reference | bfdacbae-48ca-40c8-a019-8f8178a319b5 | BTAP1980TO2010 | LargeHotel | Electricity | Electricity | CAN_QC_Montreal-Trudeau.Intl.AP.716270_CWEC2016.epw | parametric |  | NECB_Default | NECB_Default | NECB_Default | NECB_Default | NECB_Default | NECB_Default | NECB_Default | NECB_Default | NECB_Default | NECB_Default | NECB_Default | NECB_Default | NECB_Default | NECB_Default | NECB_Default | NECB_Default | NECB_Default | NECB_Default | NECB_Default | NECB_Default | NECB_Default | NECB_Default | NECB_Default | NECB_Default | NECB_Default | NECB_Default | NECB_Default | NECB_Default | NECB_Default | NECB_Default | NECB_Default | NECB_Default | NECB_Default | NECB_Default | NECB_Default | NECB_Default | NECB_Default | NECB_Default | NECB_Default | NECB_Default | NECB_Default | NECB_Default | NECB_Default | NECB_Default | NECB_Default | aws_batch | 834599497928 | btap_private_cli |  | TRUE | TRUE |  |  | 91.6036 | 19.5674 | 140.3075 | 224.6076 | 11345.38 | 6004.6889 | 27.6 | LargeHotel |  |  | 0 | LargeHotel | 6 |  | 7 | BTAP1980TO2010 | 0.17066 | 35185.0517 | 0.84489 | 49.1687 | 64.8882 | 13.656 | 218.6462 | 90.0884 | MONTREAL | QUEBEC | 0.37776 | 0 | 0 | 0.37776 | 24.059 | 0 | 0 | 24.059 | 0 | 0.040729 | 0 | 0 | 0.97208 | 0.083059 | 0 | 0.50511 | 0.026731 | 0.1363 | 0 | 0.0053405 | 0.97208 | 0.17435 | 109.6796 | 0 | 27.6 | 0.678 |  | 0.459 |  |  |  | 0.267 | 0.426 | 2.95 |  | 0 | Montreal-Trudeau Intl AP | CAN | 323 | 4090 | 45.471 | -73.741 | 6 | 4400 | QC | CAN_QC_Montreal-Trudeau.Intl.AP.716270_CWEC2016.epw | 0.97208 | 19.5674 | 91.6036 | 25.6979 | 30.3905 | TRUE | FALSE | FALSE | FALSE | 15.5813 | 25.0485 | 0 | 5.412 | 0.010521 | 1978.08 | 0 | 514.3909 | 27.1084 | 0.0527 | 9908.12 | 0.00046803 | 0.97208 | 3848.5 | 3847.1699 | 65.17 | 65.17 |  | https://s3.console.aws.amazon.com/s3/buckets/834599497928?region=ca-central-1&prefix=phylroy.lopez/reference/reference/output/bfdacbae-48ca-40c8-a019-8f8178a319b5/ | 1.0.002
919 |  | TRUE | 891 | 0 | 0 | 1585.4539 |  |  |  | 0.1 | 2021-09-22 20:19:31 +0000 | 438c2ebff | 0.2.14 | :adv_dx_units: NECB_Default :airloop_economizer_type: NECB_Default :algorithm_type: parametric :analysis_id: reference :analysis_name: reference :boiler_eff: NECB_Default :btap_batch_version: 1.0.002 :building_type: LargeHotel :chiller_type: NECB_Default :compute_environment: aws_batch :datapoint_id: 216825d4-8543-4d5d-ac88-7ac6daeae89e :daylighting_type: NECB_Default :dcv_type: NECB_Default :door_construction_cond: NECB_Default :ecm_system_name: NECB_Default :electrical_loads_scale: NECB_Default :enable_costing: true :epw_file: CAN_NS_Halifax.Dockyard.713280_CWEC2016.epw :erv_package: NECB_Default :ext_floor_cond: NECB_Default :ext_roof_cond: NECB_Default :ext_wall_cond: NECB_Default :fdwr_set: NECB_Default :fixed_wind_solar_trans: NECB_Default :fixed_window_cond: NECB_Default :furnace_eff: NECB_Default :glass_door_cond: NECB_Default :glass_door_solar_trans: NECB_Default :ground_floor_cond: NECB_Default :ground_roof_cond: NECB_Default :ground_wall_cond: NECB_Default :image_name: btap_private_cli :infiltration_scale: NECB_Default :lights_scale: NECB_Default :lights_type: NECB_Default :nv_delta_temp_in_out: NECB_Default :nv_opening_fraction: NECB_Default :nv_temp_out_min: NECB_Default :nv_type: NECB_Default :oa_scale: NECB_Default :occupancy_loads_scale: NECB_Default :output_meters: [] :output_variables: [] :overhead_door_cond: NECB_Default :primary_heating_fuel: Electricity :pv_ground_azimuth_angle: NECB_Default :pv_ground_module_description: NECB_Default :pv_ground_tilt_angle: NECB_Default :pv_ground_total_area_pv_panels_m2: NECB_Default :pv_ground_type: NECB_Default :rotation_degrees: NECB_Default :run_annual_simulation: true :s3_bucket: '834599497928' :scale_x: NECB_Default :scale_y: NECB_Default :scale_z: NECB_Default :shw_eff: NECB_Default :skylight_cond: NECB_Default :skylight_solar_trans: NECB_Default :srr_set: NECB_Default :template: BTAP1980TO2010 | reference | reference | 216825d4-8543-4d5d-ac88-7ac6daeae89e | BTAP1980TO2010 | LargeHotel | Electricity | Electricity | CAN_NS_Halifax.Dockyard.713280_CWEC2016.epw | parametric |  | NECB_Default | NECB_Default | NECB_Default | NECB_Default | NECB_Default | NECB_Default | NECB_Default | NECB_Default | NECB_Default | NECB_Default | NECB_Default | NECB_Default | NECB_Default | NECB_Default | NECB_Default | NECB_Default | NECB_Default | NECB_Default | NECB_Default | NECB_Default | NECB_Default | NECB_Default | NECB_Default | NECB_Default | NECB_Default | NECB_Default | NECB_Default | NECB_Default | NECB_Default | NECB_Default | NECB_Default | NECB_Default | NECB_Default | NECB_Default | NECB_Default | NECB_Default | NECB_Default | NECB_Default | NECB_Default | NECB_Default | NECB_Default | NECB_Default | NECB_Default | NECB_Default | NECB_Default | aws_batch | 834599497928 | btap_private_cli |  | TRUE | TRUE |  |  | 68.5437 | 10.4987 | 118.8795 | 195.181 | 11345.38 | 6004.6889 | 27.6 | LargeHotel |  |  | 0 | LargeHotel | 6 |  | 7 | BTAP1980TO2010 | 0.17066 | 35185.0517 | 0.85229 | 45.3917 | 68.9221 | 13.6474 | 214.1075 | 85.2941 | HALIFAX | NOVA SCOTIA | 175.5788 | 0 | 0 | 175.5788 | 34.4343 | 0 | 0 | 34.4343 | 0 | 0.023054 | 0 | 0 | 0.86584 | 0.075724 | 0 | 0.42797 | 0.026731 | 0.1363 | 0 | 0.0039628 | 0.86584 | 0.17194 | 88.1004 | 0 | 27.6 | 0.678 |  | 0.459 |  |  |  | 0.267 | 0.426 | 2.95 |  | 0 | Halifax Dockyard | CAN | 112 | 3647 | 44.655 | -63.577 | 6 | 4000 | NS | CAN_NS_Halifax.Dockyard.713280_CWEC2016.epw | 0.86584 | 10.4987 | 68.5437 | 19.4283 | 30.2554 | TRUE | TRUE | FALSE | FALSE | 11.0945 | 14.9595 | 0 | 5.3373 | 0.010376 | 1950.77 | 0 | 514.3909 | 27.1084 | 0.0527 | 9908.12 | 0.00015865 | 0.86584 | 4171.67 | 4168.8301 | 68 | 68 |  | https://s3.console.aws.amazon.com/s3/buckets/834599497928?region=ca-central-1&prefix=phylroy.lopez/reference/reference/output/216825d4-8543-4d5d-ac88-7ac6daeae89e/ | 1.0.002
920 |  | TRUE | 1135 | 0 | 0 | 805.1781 |  |  |  | 0.1 | 2021-09-22 20:19:56 +0000 | 438c2ebff | 0.2.14 | :adv_dx_units: NECB_Default :airloop_economizer_type: NECB_Default :algorithm_type: parametric :analysis_id: reference :analysis_name: reference :boiler_eff: NECB_Default :btap_batch_version: 1.0.002 :building_type: HighriseApartment :chiller_type: NECB_Default :compute_environment: aws_batch :datapoint_id: 0b32a5e2-eebd-4a1b-8ca6-4afb608ae1fe :daylighting_type: NECB_Default :dcv_type: NECB_Default :door_construction_cond: NECB_Default :ecm_system_name: NECB_Default :electrical_loads_scale: NECB_Default :enable_costing: true :epw_file: CAN_AB_Calgary.Intl.AP.718770_CWEC2016.epw :erv_package: NECB_Default :ext_floor_cond: NECB_Default :ext_roof_cond: NECB_Default :ext_wall_cond: NECB_Default :fdwr_set: NECB_Default :fixed_wind_solar_trans: NECB_Default :fixed_window_cond: NECB_Default :furnace_eff: NECB_Default :glass_door_cond: NECB_Default :glass_door_solar_trans: NECB_Default :ground_floor_cond: NECB_Default :ground_roof_cond: NECB_Default :ground_wall_cond: NECB_Default :image_name: btap_private_cli :infiltration_scale: NECB_Default :lights_scale: NECB_Default :lights_type: NECB_Default :nv_delta_temp_in_out: NECB_Default :nv_opening_fraction: NECB_Default :nv_temp_out_min: NECB_Default :nv_type: NECB_Default :oa_scale: NECB_Default :occupancy_loads_scale: NECB_Default :output_meters: [] :output_variables: [] :overhead_door_cond: NECB_Default :primary_heating_fuel: Electricity :pv_ground_azimuth_angle: NECB_Default :pv_ground_module_description: NECB_Default :pv_ground_tilt_angle: NECB_Default :pv_ground_total_area_pv_panels_m2: NECB_Default :pv_ground_type: NECB_Default :rotation_degrees: NECB_Default :run_annual_simulation: true :s3_bucket: '834599497928' :scale_x: NECB_Default :scale_y: NECB_Default :scale_z: NECB_Default :shw_eff: NECB_Default :skylight_cond: NECB_Default :skylight_solar_trans: NECB_Default :srr_set: NECB_Default :template: NECB2011 | reference | reference | 0b32a5e2-eebd-4a1b-8ca6-4afb608ae1fe | NECB2011 | HighriseApartment | Electricity | Electricity | CAN_AB_Calgary.Intl.AP.718770_CWEC2016.epw | parametric |  | NECB_Default | NECB_Default | NECB_Default | NECB_Default | NECB_Default | NECB_Default | NECB_Default | NECB_Default | NECB_Default | NECB_Default | NECB_Default | NECB_Default | NECB_Default | NECB_Default | NECB_Default | NECB_Default | NECB_Default | NECB_Default | NECB_Default | NECB_Default | NECB_Default | NECB_Default | NECB_Default | NECB_Default | NECB_Default | NECB_Default | NECB_Default | NECB_Default | NECB_Default | NECB_Default | NECB_Default | NECB_Default | NECB_Default | NECB_Default | NECB_Default | NECB_Default | NECB_Default | NECB_Default | NECB_Default | NECB_Default | NECB_Default | NECB_Default | NECB_Default | NECB_Default | NECB_Default | aws_batch | 834599497928 | btap_private_cli |  | TRUE | TRUE |  |  | 34.6064 | 10.2607 | 43.3301 | 92.5692 | 7836.48 | 4638.6699 | 33.3 | HighriseApartment |  |  | 5 | HighriseApartment | 10 |  | 10 | NECB2011 | 0.19422 | 23884.0213 | 56.1321 | 49.9612 | 26.7328 | 10.9693 | 178.1083 | 34.3129 | CALGARY | ALBERTA | 95.8228 | 0 | 0 | 95.8228 | 9.082 | 0 | 0 | 9.082 | 0 | 0.035677 | 0 | 0 | 0.43664 | 0.057818 | 0 | 0.15599 | 0.063082 | 0.040272 | 0 | 0.00092644 | 0.43664 | 0.082839 | 51.2394 | 0 | 33.3 | 0.757 | [5 empty] | 0.162 | 0.21 | 2.2 | 2.2 | 5 | Calgary Intl AP | CAN | 64 | 4781 | 51.114 | -114.02 | 7a | 5000 | AB | CAN_AB_Calgary.Intl.AP.718770_CWEC2016.epw | 0.43664 | 10.2607 | 34.6064 | 14.8969 | 21.9209 | TRUE | TRUE | FALSE | FALSE | 12.0891 | 16.0453 | 0 | 1.7761 | 0.013822 | 649.17 | 0 | 128.5028 | 8.3471 | 0.064956 | 3050.86 | 3.3178e-05 | 0.43664 | 205.5 | 205.5 | 0 | 0 |  | https://s3.console.aws.amazon.com/s3/buckets/834599497928?region=ca-central-1&prefix=phylroy.lopez/reference/reference/output/0b32a5e2-eebd-4a1b-8ca6-4afb608ae1fe/ | 1.0.002
921 |  | TRUE | 727 | 0 | 0 | 1642.8709 |  |  |  | 0.1 | 2021-09-22 20:20:50 +0000 | 438c2ebff | 0.2.14 | :adv_dx_units: NECB_Default :airloop_economizer_type: NECB_Default :algorithm_type: parametric :analysis_id: reference :analysis_name: reference :boiler_eff: NECB_Default :btap_batch_version: 1.0.002 :building_type: SmallHotel :chiller_type: NECB_Default :compute_environment: aws_batch :datapoint_id: 794dab01-adbe-438d-bb60-51710cfb4277 :daylighting_type: NECB_Default :dcv_type: NECB_Default :door_construction_cond: NECB_Default :ecm_system_name: NECB_Default :electrical_loads_scale: NECB_Default :enable_costing: true :epw_file: CAN_AB_Calgary.Intl.AP.718770_CWEC2016.epw :erv_package: NECB_Default :ext_floor_cond: NECB_Default :ext_roof_cond: NECB_Default :ext_wall_cond: NECB_Default :fdwr_set: NECB_Default :fixed_wind_solar_trans: NECB_Default :fixed_window_cond: NECB_Default :furnace_eff: NECB_Default :glass_door_cond: NECB_Default :glass_door_solar_trans: NECB_Default :ground_floor_cond: NECB_Default :ground_roof_cond: NECB_Default :ground_wall_cond: NECB_Default :image_name: btap_private_cli :infiltration_scale: NECB_Default :lights_scale: NECB_Default :lights_type: NECB_Default :nv_delta_temp_in_out: NECB_Default :nv_opening_fraction: NECB_Default :nv_temp_out_min: NECB_Default :nv_type: NECB_Default :oa_scale: NECB_Default :occupancy_loads_scale: NECB_Default :output_meters: [] :output_variables: [] :overhead_door_cond: NECB_Default :primary_heating_fuel: Electricity :pv_ground_azimuth_angle: NECB_Default :pv_ground_module_description: NECB_Default :pv_ground_tilt_angle: NECB_Default :pv_ground_total_area_pv_panels_m2: NECB_Default :pv_ground_type: NECB_Default :rotation_degrees: NECB_Default :run_annual_simulation: true :s3_bucket: '834599497928' :scale_x: NECB_Default :scale_y: NECB_Default :scale_z: NECB_Default :shw_eff: NECB_Default :skylight_cond: NECB_Default :skylight_solar_trans: NECB_Default :srr_set: NECB_Default :template: NECB2017 | reference | reference | 794dab01-adbe-438d-bb60-51710cfb4277 | NECB2017 | SmallHotel | Electricity | Electricity | CAN_AB_Calgary.Intl.AP.718770_CWEC2016.epw | parametric |  | NECB_Default | NECB_Default | NECB_Default | NECB_Default | NECB_Default | NECB_Default | NECB_Default | NECB_Default | NECB_Default | NECB_Default | NECB_Default | NECB_Default | NECB_Default | NECB_Default | NECB_Default | NECB_Default | NECB_Default | NECB_Default | NECB_Default | NECB_Default | NECB_Default | NECB_Default | NECB_Default | NECB_Default | NECB_Default | NECB_Default | NECB_Default | NECB_Default | NECB_Default | NECB_Default | NECB_Default | NECB_Default | NECB_Default | NECB_Default | NECB_Default | NECB_Default | NECB_Default | NECB_Default | NECB_Default | NECB_Default | NECB_Default | NECB_Default | NECB_Default | NECB_Default | NECB_Default | aws_batch | 834599497928 | btap_private_cli |  | TRUE | TRUE |  |  | 42.5155 | 10.8423 | 34.1694 | 116.4609 | 4013.58 | 2697.9741 | 33.3 | SmallHotel |  |  | 2 | SmallHotel | 4 |  | 4 | NECB2017 | 0.23215 | 11621.7287 | 76.2133 | 46.4275 | 68.0385 | 15.9005 | 418.0548 | 211.4751 | CALGARY | ALBERTA | 118.49 | 0 | 0 | 118.49 | 11.2304 | 0 | 0 | 11.2304 | 0 | 0.030073 | 0 | 0 | 0.53992 | 0.084162 | 0.023739 | 0.12301 | 0.019673 | 0.077175 | 0 | 0.001901 | 0.53992 | 0.18011 | 58.1412 | 0 | 33.3 | 0.757 | [5 empty] | 0.138 | 0.21 | 1.9 | 1.9 | 2 | Calgary Intl AP | CAN | 64 | 4781 | 51.114 | -114.02 | 7a | 5000 | AB | CAN_AB_Calgary.Intl.AP.718770_CWEC2016.epw | 0.53992 | 10.8423 | 42.5155 | 13.603 | 22.2858 | TRUE | TRUE | FALSE | FALSE | 12.8461 | 18.4313 | 0 | 1.9778 | 0.012341 | 722.9 | 0 | 160.2628 | 9.2987 | 0.058022 | 3398.69 | 7.7238e-05 | 0.53992 | 1825.5 | 1815.5 | 0 | 0 |  | https://s3.console.aws.amazon.com/s3/buckets/834599497928?region=ca-central-1&prefix=phylroy.lopez/reference/reference/output/794dab01-adbe-438d-bb60-51710cfb4277/ | 1.0.002
922 |  | TRUE | 695 | 0 | 0 | 1645.1869 |  |  |  | 0.1 | 2021-09-22 20:19:42 +0000 | 438c2ebff | 0.2.14 | :adv_dx_units: NECB_Default :airloop_economizer_type: NECB_Default :algorithm_type: parametric :analysis_id: reference :analysis_name: reference :boiler_eff: NECB_Default :btap_batch_version: 1.0.002 :building_type: SmallHotel :chiller_type: NECB_Default :compute_environment: aws_batch :datapoint_id: 40e33770-a16d-4a96-824d-9360c9b5090e :daylighting_type: NECB_Default :dcv_type: NECB_Default :door_construction_cond: NECB_Default :ecm_system_name: NECB_Default :electrical_loads_scale: NECB_Default :enable_costing: true :epw_file: CAN_AB_Calgary.Intl.AP.718770_CWEC2016.epw :erv_package: NECB_Default :ext_floor_cond: NECB_Default :ext_roof_cond: NECB_Default :ext_wall_cond: NECB_Default :fdwr_set: NECB_Default :fixed_wind_solar_trans: NECB_Default :fixed_window_cond: NECB_Default :furnace_eff: NECB_Default :glass_door_cond: NECB_Default :glass_door_solar_trans: NECB_Default :ground_floor_cond: NECB_Default :ground_roof_cond: NECB_Default :ground_wall_cond: NECB_Default :image_name: btap_private_cli :infiltration_scale: NECB_Default :lights_scale: NECB_Default :lights_type: NECB_Default :nv_delta_temp_in_out: NECB_Default :nv_opening_fraction: NECB_Default :nv_temp_out_min: NECB_Default :nv_type: NECB_Default :oa_scale: NECB_Default :occupancy_loads_scale: NECB_Default :output_meters: [] :output_variables: [] :overhead_door_cond: NECB_Default :primary_heating_fuel: Electricity :pv_ground_azimuth_angle: NECB_Default :pv_ground_module_description: NECB_Default :pv_ground_tilt_angle: NECB_Default :pv_ground_total_area_pv_panels_m2: NECB_Default :pv_ground_type: NECB_Default :rotation_degrees: NECB_Default :run_annual_simulation: true :s3_bucket: '834599497928' :scale_x: NECB_Default :scale_y: NECB_Default :scale_z: NECB_Default :shw_eff: NECB_Default :skylight_cond: NECB_Default :skylight_solar_trans: NECB_Default :srr_set: NECB_Default :template: NECB2015 | reference | reference | 40e33770-a16d-4a96-824d-9360c9b5090e | NECB2015 | SmallHotel | Electricity | Electricity | CAN_AB_Calgary.Intl.AP.718770_CWEC2016.epw | parametric |  | NECB_Default | NECB_Default | NECB_Default | NECB_Default | NECB_Default | NECB_Default | NECB_Default | NECB_Default | NECB_Default | NECB_Default | NECB_Default | NECB_Default | NECB_Default | NECB_Default | NECB_Default | NECB_Default | NECB_Default | NECB_Default | NECB_Default | NECB_Default | NECB_Default | NECB_Default | NECB_Default | NECB_Default | NECB_Default | NECB_Default | NECB_Default | NECB_Default | NECB_Default | NECB_Default | NECB_Default | NECB_Default | NECB_Default | NECB_Default | NECB_Default | NECB_Default | NECB_Default | NECB_Default | NECB_Default | NECB_Default | NECB_Default | NECB_Default | NECB_Default | NECB_Default | NECB_Default | aws_batch | 834599497928 | btap_private_cli |  | TRUE | TRUE |  |  | 50.7529 | 12.263 | 76.1214 | 160.132 | 4013.58 | 2697.9741 | 33.3 | SmallHotel |  |  | 5 | SmallHotel | 4 |  | 4 | NECB2015 | 0.23215 | 11621.7287 | 74.531 | 49.3749 | 38.7299 | 15.9005 | 351.1833 | 172.6471 | CALGARY | ALBERTA | 145.2208 | 0 | 0 | 145.2208 | 13.7639 | 0 | 0 | 13.7639 | 0 | 0.028496 | 0 | 0 | 0.66173 | 0.092085 | 0 | 0.27403 | 0.019673 | 0.065495 | 0 | 0.0017466 | 0.66173 | 0.18011 | 70.2497 | 0 | 33.3 | 0.757 | [5 empty] | 0.162 | 0.21 | 2.2 | 2.2 | 5 | Calgary Intl AP | CAN | 64 | 4781 | 51.114 | -114.02 | 7a | 5000 | AB | CAN_AB_Calgary.Intl.AP.718770_CWEC2016.epw | 0.66173 | 12.263 | 50.7529 | 13.603 | 22.2858 | TRUE | TRUE | FALSE | FALSE | 12.8461 | 18.4313 | 0 | 1.9778 | 0.012341 | 722.9 | 0 | 160.2628 | 9.2987 | 0.058022 | 3398.69 | 8.2221e-05 | 0.66173 | 1842.25 | 1823.75 | 0 | 0 |  | https://s3.console.aws.amazon.com/s3/buckets/834599497928?region=ca-central-1&prefix=phylroy.lopez/reference/reference/output/40e33770-a16d-4a96-824d-9360c9b5090e/ | 1.0.002
923 |  | TRUE | 913 | 2 | 0 | 1641.4098 |  |  |  | 0.1 | 2021-09-22 20:20:45 +0000 | 438c2ebff | 0.2.14 | :adv_dx_units: NECB_Default :airloop_economizer_type: NECB_Default :algorithm_type: parametric :analysis_id: reference :analysis_name: reference :boiler_eff: NECB_Default :btap_batch_version: 1.0.002 :building_type: LargeHotel :chiller_type: NECB_Default :compute_environment: aws_batch :datapoint_id: 62b89525-9d54-49ae-a0be-ac6a63458a3a :daylighting_type: NECB_Default :dcv_type: NECB_Default :door_construction_cond: NECB_Default :ecm_system_name: NECB_Default :electrical_loads_scale: NECB_Default :enable_costing: true :epw_file: CAN_ON_Toronto.Pearson.Intl.AP.716240_CWEC2016.epw :erv_package: NECB_Default :ext_floor_cond: NECB_Default :ext_roof_cond: NECB_Default :ext_wall_cond: NECB_Default :fdwr_set: NECB_Default :fixed_wind_solar_trans: NECB_Default :fixed_window_cond: NECB_Default :furnace_eff: NECB_Default :glass_door_cond: NECB_Default :glass_door_solar_trans: NECB_Default :ground_floor_cond: NECB_Default :ground_roof_cond: NECB_Default :ground_wall_cond: NECB_Default :image_name: btap_private_cli :infiltration_scale: NECB_Default :lights_scale: NECB_Default :lights_type: NECB_Default :nv_delta_temp_in_out: NECB_Default :nv_opening_fraction: NECB_Default :nv_temp_out_min: NECB_Default :nv_type: NECB_Default :oa_scale: NECB_Default :occupancy_loads_scale: NECB_Default :output_meters: [] :output_variables: [] :overhead_door_cond: NECB_Default :primary_heating_fuel: NaturalGas :pv_ground_azimuth_angle: NECB_Default :pv_ground_module_description: NECB_Default :pv_ground_tilt_angle: NECB_Default :pv_ground_total_area_pv_panels_m2: NECB_Default :pv_ground_type: NECB_Default :rotation_degrees: NECB_Default :run_annual_simulation: true :s3_bucket: '834599497928' :scale_x: NECB_Default :scale_y: NECB_Default :scale_z: NECB_Default :shw_eff: NECB_Default :skylight_cond: NECB_Default :skylight_solar_trans: NECB_Default :srr_set: NECB_Default :template: NECB2011 | reference | reference | 62b89525-9d54-49ae-a0be-ac6a63458a3a | NECB2011 | LargeHotel | NaturalGas | Natural Gas | CAN_ON_Toronto.Pearson.Intl.AP.716240_CWEC2016.epw | parametric |  | NECB_Default | NECB_Default | NECB_Default | NECB_Default | NECB_Default | NECB_Default | NECB_Default | NECB_Default | NECB_Default | NECB_Default | NECB_Default | NECB_Default | NECB_Default | NECB_Default | NECB_Default | NECB_Default | NECB_Default | NECB_Default | NECB_Default | NECB_Default | NECB_Default | NECB_Default | NECB_Default | NECB_Default | NECB_Default | NECB_Default | NECB_Default | NECB_Default | NECB_Default | NECB_Default | NECB_Default | NECB_Default | NECB_Default | NECB_Default | NECB_Default | NECB_Default | NECB_Default | NECB_Default | NECB_Default | NECB_Default | NECB_Default | NECB_Default | NECB_Default | NECB_Default | NECB_Default | aws_batch | 834599497928 | btap_private_cli |  | TRUE | TRUE |  |  | 76.4485 | 18.3441 | 86.8268 | 225.4868 | 11345.38 | 6004.6889 | 40 | LargeHotel |  |  | 5 | LargeHotel | 6 |  | 7 | NECB2011 | 0.17066 | 35185.0517 | 62.5423 | 80.9227 | 71.2828 | 4.2949 | 328.3635 | 109.3208 | TORONTO | ONTARIO | 1.8294 | 31.9474 | 0 | 33.7768 | 14.6567 | 5.6371 | 0 | 20.2938 | 0 | 0.063486 | 0 | 0 | 0.32936 | 0.093887 | 0 | 0.42895 | 0.026731 | 0.1363 | 0.64646 | 0.0079213 | 0.97582 | 0.2175 | 30.7509 | 84.6305 | 40 | 0.757 |  | 0.379 |  |  |  | 0.183 | 0.278 | 2.2 | 2.2 | 5 | Toronto Pearson Intl AP | CAN | 382 | 3615 | 43.677 | -79.631 | 5 | 3890 | ON | CAN_ON_Toronto.Pearson.Intl.AP.716240_CWEC2016.epw | 0.97582 | 18.3441 | 76.4485 | 27.0836 | 29.1269 | TRUE | FALSE | FALSE | FALSE | 15.5933 | 17.6769 | 0 | 0 | 0 | 0 | 2467.67 | 514.3909 | 27.1084 | 0.0527 | 9908.12 | 0.0010436 | 0.97582 | 1143 | 1133.67 | 335.83 | 333.67 |  | https://s3.console.aws.amazon.com/s3/buckets/834599497928?region=ca-central-1&prefix=phylroy.lopez/reference/reference/output/62b89525-9d54-49ae-a0be-ac6a63458a3a/ | 1.0.002
924 |  | TRUE | 893 | 0 | 0 | 1647.7423 |  |  |  | 0.1 | 2021-09-22 20:20:43 +0000 | 438c2ebff | 0.2.14 | :adv_dx_units: NECB_Default :airloop_economizer_type: NECB_Default :algorithm_type: parametric :analysis_id: reference :analysis_name: reference :boiler_eff: NECB_Default :btap_batch_version: 1.0.002 :building_type: SmallHotel :chiller_type: NECB_Default :compute_environment: aws_batch :datapoint_id: 5c28703c-be4f-4a46-ac1d-cd63e8cf6a1d :daylighting_type: NECB_Default :dcv_type: NECB_Default :door_construction_cond: NECB_Default :ecm_system_name: NECB_Default :electrical_loads_scale: NECB_Default :enable_costing: true :epw_file: CAN_ON_Toronto.Pearson.Intl.AP.716240_CWEC2016.epw :erv_package: NECB_Default :ext_floor_cond: NECB_Default :ext_roof_cond: NECB_Default :ext_wall_cond: NECB_Default :fdwr_set: NECB_Default :fixed_wind_solar_trans: NECB_Default :fixed_window_cond: NECB_Default :furnace_eff: NECB_Default :glass_door_cond: NECB_Default :glass_door_solar_trans: NECB_Default :ground_floor_cond: NECB_Default :ground_roof_cond: NECB_Default :ground_wall_cond: NECB_Default :image_name: btap_private_cli :infiltration_scale: NECB_Default :lights_scale: NECB_Default :lights_type: NECB_Default :nv_delta_temp_in_out: NECB_Default :nv_opening_fraction: NECB_Default :nv_temp_out_min: NECB_Default :nv_type: NECB_Default :oa_scale: NECB_Default :occupancy_loads_scale: NECB_Default :output_meters: [] :output_variables: [] :overhead_door_cond: NECB_Default :primary_heating_fuel: NaturalGas :pv_ground_azimuth_angle: NECB_Default :pv_ground_module_description: NECB_Default :pv_ground_tilt_angle: NECB_Default :pv_ground_total_area_pv_panels_m2: NECB_Default :pv_ground_type: NECB_Default :rotation_degrees: NECB_Default :run_annual_simulation: true :s3_bucket: '834599497928' :scale_x: NECB_Default :scale_y: NECB_Default :scale_z: NECB_Default :shw_eff: NECB_Default :skylight_cond: NECB_Default :skylight_solar_trans: NECB_Default :srr_set: NECB_Default :template: NECB2011 | reference | reference | 5c28703c-be4f-4a46-ac1d-cd63e8cf6a1d | NECB2011 | SmallHotel | NaturalGas | Natural Gas | CAN_ON_Toronto.Pearson.Intl.AP.716240_CWEC2016.epw | parametric |  | NECB_Default | NECB_Default | NECB_Default | NECB_Default | NECB_Default | NECB_Default | NECB_Default | NECB_Default | NECB_Default | NECB_Default | NECB_Default | NECB_Default | NECB_Default | NECB_Default | NECB_Default | NECB_Default | NECB_Default | NECB_Default | NECB_Default | NECB_Default | NECB_Default | NECB_Default | NECB_Default | NECB_Default | NECB_Default | NECB_Default | NECB_Default | NECB_Default | NECB_Default | NECB_Default | NECB_Default | NECB_Default | NECB_Default | NECB_Default | NECB_Default | NECB_Default | NECB_Default | NECB_Default | NECB_Default | NECB_Default | NECB_Default | NECB_Default | NECB_Default | NECB_Default | NECB_Default | aws_batch | 834599497928 | btap_private_cli |  | TRUE | TRUE |  |  | 69.8217 | 17.6645 | 77.6655 | 224.2083 | 4013.58 | 2697.9741 | 40 | SmallHotel |  |  | 5 | SmallHotel | 4 |  | 4 | NECB2011 | 0.23215 | 11621.7287 | 78.1807 | 87.08 | 70.9898 | 7.6609 | 459.1887 | 215.2773 | TORONTO | ONTARIO | 1.6163 | 31.5751 | 0 | 33.1914 | 12.9496 | 5.5714 | 0 | 18.521 | 0 | 0.059351 | 0 | 0 | 0.291 | 0.098929 | 0 | 0.33387 | 0.024402 | 0.098127 | 0.63892 | 0.0099487 | 0.92992 | 0.30505 | 27.1697 | 88.1045 | 40 | 0.757 | [5 empty] | 0.183 | 0.278 | 2.2 | 2.2 | 5 | Toronto Pearson Intl AP | CAN | 382 | 3615 | 43.677 | -79.631 | 5 | 3890 | ON | CAN_ON_Toronto.Pearson.Intl.AP.716240_CWEC2016.epw | 0.92992 | 17.6645 | 69.8217 | 19.9057 | 21.676 | TRUE | FALSE | FALSE | FALSE | 13.2659 | 10.7102 | 0 | 0 | 0 | 0 | 1224.35 | 160.3432 | 13.2057 | 0.082359 | 4826.69 | 0.00024168 | 0.92992 | 2280.5 | 2268.75 | 55.25 | 55.25 |  | https://s3.console.aws.amazon.com/s3/buckets/834599497928?region=ca-central-1&prefix=phylroy.lopez/reference/reference/output/5c28703c-be4f-4a46-ac1d-cd63e8cf6a1d/ | 1.0.002
925 |  | TRUE | 779 | 0 | 0 | 1651.7987 |  |  |  | 0.1 | 2021-09-22 20:19:56 +0000 | 438c2ebff | 0.2.14 | :adv_dx_units: NECB_Default :airloop_economizer_type: NECB_Default :algorithm_type: parametric :analysis_id: reference :analysis_name: reference :boiler_eff: NECB_Default :btap_batch_version: 1.0.002 :building_type: SmallHotel :chiller_type: NECB_Default :compute_environment: aws_batch :datapoint_id: 6b716d14-29a8-448d-a3ae-12cca8c9f05f :daylighting_type: NECB_Default :dcv_type: NECB_Default :door_construction_cond: NECB_Default :ecm_system_name: NECB_Default :electrical_loads_scale: NECB_Default :enable_costing: true :epw_file: CAN_NS_Halifax.Dockyard.713280_CWEC2016.epw :erv_package: NECB_Default :ext_floor_cond: NECB_Default :ext_roof_cond: NECB_Default :ext_wall_cond: NECB_Default :fdwr_set: NECB_Default :fixed_wind_solar_trans: NECB_Default :fixed_window_cond: NECB_Default :furnace_eff: NECB_Default :glass_door_cond: NECB_Default :glass_door_solar_trans: NECB_Default :ground_floor_cond: NECB_Default :ground_roof_cond: NECB_Default :ground_wall_cond: NECB_Default :image_name: btap_private_cli :infiltration_scale: NECB_Default :lights_scale: NECB_Default :lights_type: NECB_Default :nv_delta_temp_in_out: NECB_Default :nv_opening_fraction: NECB_Default :nv_temp_out_min: NECB_Default :nv_type: NECB_Default :oa_scale: NECB_Default :occupancy_loads_scale: NECB_Default :output_meters: [] :output_variables: [] :overhead_door_cond: NECB_Default :primary_heating_fuel: NaturalGas :pv_ground_azimuth_angle: NECB_Default :pv_ground_module_description: NECB_Default :pv_ground_tilt_angle: NECB_Default :pv_ground_total_area_pv_panels_m2: NECB_Default :pv_ground_type: NECB_Default :rotation_degrees: NECB_Default :run_annual_simulation: true :s3_bucket: '834599497928' :scale_x: NECB_Default :scale_y: NECB_Default :scale_z: NECB_Default :shw_eff: NECB_Default :skylight_cond: NECB_Default :skylight_solar_trans: NECB_Default :srr_set: NECB_Default :template: BTAPPRE1980 | reference | reference | 6b716d14-29a8-448d-a3ae-12cca8c9f05f | BTAPPRE1980 | SmallHotel | NaturalGas | Natural Gas | CAN_NS_Halifax.Dockyard.713280_CWEC2016.epw | parametric |  | NECB_Default | NECB_Default | NECB_Default | NECB_Default | NECB_Default | NECB_Default | NECB_Default | NECB_Default | NECB_Default | NECB_Default | NECB_Default | NECB_Default | NECB_Default | NECB_Default | NECB_Default | NECB_Default | NECB_Default | NECB_Default | NECB_Default | NECB_Default | NECB_Default | NECB_Default | NECB_Default | NECB_Default | NECB_Default | NECB_Default | NECB_Default | NECB_Default | NECB_Default | NECB_Default | NECB_Default | NECB_Default | NECB_Default | NECB_Default | NECB_Default | NECB_Default | NECB_Default | NECB_Default | NECB_Default | NECB_Default | NECB_Default | NECB_Default | NECB_Default | NECB_Default | NECB_Default | aws_batch | 834599497928 | btap_private_cli |  | TRUE | TRUE |  |  | 96.8049 | 7.4677 | 119.3649 | 264.3878 | 4013.58 | 2697.9741 | 10.9 | SmallHotel |  |  | 0 | SmallHotel | 4 |  | 4 | BTAPPRE1980 | 0.23215 | 11621.7287 | 0.36552 | 92.9416 | 68.6432 | 7.4417 | 337.7731 | 168.3811 | HALIFAX | NOVA SCOTIA | 44.2385 | 42.6045 | 0 | 86.8431 | 8.676 | 10.7538 | 0 | 19.4298 | 0 | 0.013689 | 0 | 0 | 0.21815 | 0.071562 | 0 | 0.54534 | 0.024402 | 0.098127 | 0.85619 | 0.010352 | 1.0743 | 0.31085 | 14.8873 | 113.9391 | 10.9 | 0.678 | [5 empty] | 0.267 | 0.823 | 2.95 |  | 0 | Halifax Dockyard | CAN | 112 | 3647 | 44.655 | -63.577 | 6 | 4000 | NS | CAN_NS_Halifax.Dockyard.713280_CWEC2016.epw | 1.0743 | 7.4677 | 96.8049 | 16.1379 | 22.8401 | TRUE | TRUE | FALSE | FALSE | 8.6954 | 9.0446 | 0 | 0 | 0 | 0 | 1247.64 | 160.3432 | 13.2057 | 0.082359 | 4826.69 | 2.2424e-05 | 1.0743 | 1029.25 | 1029.25 | 74.75 | 74.75 |  | https://s3.console.aws.amazon.com/s3/buckets/834599497928?region=ca-central-1&prefix=phylroy.lopez/reference/reference/output/6b716d14-29a8-448d-a3ae-12cca8c9f05f/ | 1.0.002
926 |  | TRUE | 717 | 0 | 0 | 1640.2805 |  |  |  | 0.1 | 2021-09-22 20:20:58 +0000 | 438c2ebff | 0.2.14 | :adv_dx_units: NECB_Default :airloop_economizer_type: NECB_Default :algorithm_type: parametric :analysis_id: reference :analysis_name: reference :boiler_eff: NECB_Default :btap_batch_version: 1.0.002 :building_type: LargeHotel :chiller_type: NECB_Default :compute_environment: aws_batch :datapoint_id: 852072a1-7df1-4d7d-9a85-7c5eff221f3f :daylighting_type: NECB_Default :dcv_type: NECB_Default :door_construction_cond: NECB_Default :ecm_system_name: NECB_Default :electrical_loads_scale: NECB_Default :enable_costing: true :epw_file: CAN_QC_Montreal-Trudeau.Intl.AP.716270_CWEC2016.epw :erv_package: NECB_Default :ext_floor_cond: NECB_Default :ext_roof_cond: NECB_Default :ext_wall_cond: NECB_Default :fdwr_set: NECB_Default :fixed_wind_solar_trans: NECB_Default :fixed_window_cond: NECB_Default :furnace_eff: NECB_Default :glass_door_cond: NECB_Default :glass_door_solar_trans: NECB_Default :ground_floor_cond: NECB_Default :ground_roof_cond: NECB_Default :ground_wall_cond: NECB_Default :image_name: btap_private_cli :infiltration_scale: NECB_Default :lights_scale: NECB_Default :lights_type: NECB_Default :nv_delta_temp_in_out: NECB_Default :nv_opening_fraction: NECB_Default :nv_temp_out_min: NECB_Default :nv_type: NECB_Default :oa_scale: NECB_Default :occupancy_loads_scale: NECB_Default :output_meters: [] :output_variables: [] :overhead_door_cond: NECB_Default :primary_heating_fuel: Electricity :pv_ground_azimuth_angle: NECB_Default :pv_ground_module_description: NECB_Default :pv_ground_tilt_angle: NECB_Default :pv_ground_total_area_pv_panels_m2: NECB_Default :pv_ground_type: NECB_Default :rotation_degrees: NECB_Default :run_annual_simulation: true :s3_bucket: '834599497928' :scale_x: NECB_Default :scale_y: NECB_Default :scale_z: NECB_Default :shw_eff: NECB_Default :skylight_cond: NECB_Default :skylight_solar_trans: NECB_Default :srr_set: NECB_Default :template: NECB2017 | reference | reference | 852072a1-7df1-4d7d-9a85-7c5eff221f3f | NECB2017 | LargeHotel | Electricity | Electricity | CAN_QC_Montreal-Trudeau.Intl.AP.716270_CWEC2016.epw | parametric |  | NECB_Default | NECB_Default | NECB_Default | NECB_Default | NECB_Default | NECB_Default | NECB_Default | NECB_Default | NECB_Default | NECB_Default | NECB_Default | NECB_Default | NECB_Default | NECB_Default | NECB_Default | NECB_Default | NECB_Default | NECB_Default | NECB_Default | NECB_Default | NECB_Default | NECB_Default | NECB_Default | NECB_Default | NECB_Default | NECB_Default | NECB_Default | NECB_Default | NECB_Default | NECB_Default | NECB_Default | NECB_Default | NECB_Default | NECB_Default | NECB_Default | NECB_Default | NECB_Default | NECB_Default | NECB_Default | NECB_Default | NECB_Default | NECB_Default | NECB_Default | NECB_Default | NECB_Default | aws_batch | 834599497928 | btap_private_cli |  | TRUE | TRUE |  |  | 59.6476 | 14.7805 | 60.4899 | 134.6689 | 11345.38 | 6004.6889 | 37.3 | LargeHotel |  |  | 2 | LargeHotel | 6 |  | 7 | NECB2017 | 0.17066 | 35185.0517 | 60.5388 | 48.3664 | 64.9437 | 9.0826 | 297.4172 | 114.4858 | MONTREAL | QUEBEC | 0.24339 | 0 | 0 | 0.24339 | 15.5012 | 0 | 0 | 15.5012 | 0 | 0.048015 | 0 | 0 | 0.62631 | 0.0865 | 0.011355 | 0.21776 | 0.02416 | 0.10518 | 0 | 0.0076992 | 0.62631 | 0.12483 | 77.5356 | 0 | 37.3 | 0.757 |  | 0.284 |  |  |  | 0.156 | 0.247 | 1.9 | 1.9 | 2 | Montreal-Trudeau Intl AP | CAN | 323 | 4090 | 45.471 | -73.741 | 6 | 4400 | QC | CAN_QC_Montreal-Trudeau.Intl.AP.716270_CWEC2016.epw | 0.62631 | 14.7805 | 59.6476 | 25.6979 | 30.3905 | TRUE | TRUE | FALSE | FALSE | 15.5809 | 25.048 | 0 | 3.8748 | 0.0075355 | 1416.25 | 0 | 514.2133 | 19.4879 | 0.037899 | 7122.84 | 0.00080914 | 0.62631 | 854.5 | 833.67 | 18 | 17.17 |  | https://s3.console.aws.amazon.com/s3/buckets/834599497928?region=ca-central-1&prefix=phylroy.lopez/reference/reference/output/852072a1-7df1-4d7d-9a85-7c5eff221f3f/ | 1.0.002
927 |  | TRUE | 883 | 0 | 0 | 1643.8097 |  |  |  | 0.1 | 2021-09-22 20:21:26 +0000 | 438c2ebff | 0.2.14 | :adv_dx_units: NECB_Default :airloop_economizer_type: NECB_Default :algorithm_type: parametric :analysis_id: reference :analysis_name: reference :boiler_eff: NECB_Default :btap_batch_version: 1.0.002 :building_type: LargeHotel :chiller_type: NECB_Default :compute_environment: aws_batch :datapoint_id: defa3f8e-87b6-4c6b-9067-45fd692d4222 :daylighting_type: NECB_Default :dcv_type: NECB_Default :door_construction_cond: NECB_Default :ecm_system_name: NECB_Default :electrical_loads_scale: NECB_Default :enable_costing: true :epw_file: CAN_AB_Calgary.Intl.AP.718770_CWEC2016.epw :erv_package: NECB_Default :ext_floor_cond: NECB_Default :ext_roof_cond: NECB_Default :ext_wall_cond: NECB_Default :fdwr_set: NECB_Default :fixed_wind_solar_trans: NECB_Default :fixed_window_cond: NECB_Default :furnace_eff: NECB_Default :glass_door_cond: NECB_Default :glass_door_solar_trans: NECB_Default :ground_floor_cond: NECB_Default :ground_roof_cond: NECB_Default :ground_wall_cond: NECB_Default :image_name: btap_private_cli :infiltration_scale: NECB_Default :lights_scale: NECB_Default :lights_type: NECB_Default :nv_delta_temp_in_out: NECB_Default :nv_opening_fraction: NECB_Default :nv_temp_out_min: NECB_Default :nv_type: NECB_Default :oa_scale: NECB_Default :occupancy_loads_scale: NECB_Default :output_meters: [] :output_variables: [] :overhead_door_cond: NECB_Default :primary_heating_fuel: NaturalGas :pv_ground_azimuth_angle: NECB_Default :pv_ground_module_description: NECB_Default :pv_ground_tilt_angle: NECB_Default :pv_ground_total_area_pv_panels_m2: NECB_Default :pv_ground_type: NECB_Default :rotation_degrees: NECB_Default :run_annual_simulation: true :s3_bucket: '834599497928' :scale_x: NECB_Default :scale_y: NECB_Default :scale_z: NECB_Default :shw_eff: NECB_Default :skylight_cond: NECB_Default :skylight_solar_trans: NECB_Default :srr_set: NECB_Default :template: BTAPPRE1980 | reference | reference | defa3f8e-87b6-4c6b-9067-45fd692d4222 | BTAPPRE1980 | LargeHotel | NaturalGas | Natural Gas | CAN_AB_Calgary.Intl.AP.718770_CWEC2016.epw | parametric |  | NECB_Default | NECB_Default | NECB_Default | NECB_Default | NECB_Default | NECB_Default | NECB_Default | NECB_Default | NECB_Default | NECB_Default | NECB_Default | NECB_Default | NECB_Default | NECB_Default | NECB_Default | NECB_Default | NECB_Default | NECB_Default | NECB_Default | NECB_Default | NECB_Default | NECB_Default | NECB_Default | NECB_Default | NECB_Default | NECB_Default | NECB_Default | NECB_Default | NECB_Default | NECB_Default | NECB_Default | NECB_Default | NECB_Default | NECB_Default | NECB_Default | NECB_Default | NECB_Default | NECB_Default | NECB_Default | NECB_Default | NECB_Default | NECB_Default | NECB_Default | NECB_Default | NECB_Default | aws_batch | 834599497928 | btap_private_cli |  | TRUE | TRUE |  |  | 100.688 | 14.1129 | 140.6458 | 297.5007 | 11345.38 | 6004.6889 | 27.6 | LargeHotel |  |  | 0 | LargeHotel | 6 |  | 7 | BTAPPRE1980 | 0.17066 | 35185.0517 | 0.87565 | 80.0945 | 67.9849 | 4.2292 | 243.2838 | 90.0996 | CALGARY | ALBERTA | 63.1788 | 47.7511 | 0 | 110.93 | 5.988 | 3.4066 | 0 | 9.3947 | 0 | 0.026515 | 0 | 0 | 0.28789 | 0.093776 | 0 | 0.71056 | 0.026731 | 0.1363 | 0.94628 | 0.0044291 | 1.2342 | 0.23572 | 24.9051 | 109.7396 | 27.6 | 0.678 |  | 0.678 |  |  |  | 0.227 | 0.772 | 2.95 |  | 0 | Calgary Intl AP | CAN | 64 | 4781 | 51.114 | -114.02 | 7a | 5000 | AB | CAN_AB_Calgary.Intl.AP.718770_CWEC2016.epw | 1.2342 | 14.1129 | 100.688 | 14.6989 | 29.3698 | TRUE | TRUE | FALSE | FALSE | 15.2365 | 28.0284 | 0 | 0 | 0 | 0 | 2674.32 | 514.3909 | 27.1084 | 0.0527 | 9908.12 | 0.00014191 | 1.2342 | 3456.5 | 3456.3301 | 1.83 | 1.83 |  | https://s3.console.aws.amazon.com/s3/buckets/834599497928?region=ca-central-1&prefix=phylroy.lopez/reference/reference/output/defa3f8e-87b6-4c6b-9067-45fd692d4222/ | 1.0.002
928 |  | TRUE | 691 | 0 | 0 | 1647.2467 |  |  |  | 0.1 | 2021-09-22 20:21:03 +0000 | 438c2ebff | 0.2.14 | :adv_dx_units: NECB_Default :airloop_economizer_type: NECB_Default :algorithm_type: parametric :analysis_id: reference :analysis_name: reference :boiler_eff: NECB_Default :btap_batch_version: 1.0.002 :building_type: SmallHotel :chiller_type: NECB_Default :compute_environment: aws_batch :datapoint_id: 422c67b4-162e-404d-96de-a943f4ec715c :daylighting_type: NECB_Default :dcv_type: NECB_Default :door_construction_cond: NECB_Default :ecm_system_name: NECB_Default :electrical_loads_scale: NECB_Default :enable_costing: true :epw_file: CAN_AB_Calgary.Intl.AP.718770_CWEC2016.epw :erv_package: NECB_Default :ext_floor_cond: NECB_Default :ext_roof_cond: NECB_Default :ext_wall_cond: NECB_Default :fdwr_set: NECB_Default :fixed_wind_solar_trans: NECB_Default :fixed_window_cond: NECB_Default :furnace_eff: NECB_Default :glass_door_cond: NECB_Default :glass_door_solar_trans: NECB_Default :ground_floor_cond: NECB_Default :ground_roof_cond: NECB_Default :ground_wall_cond: NECB_Default :image_name: btap_private_cli :infiltration_scale: NECB_Default :lights_scale: NECB_Default :lights_type: NECB_Default :nv_delta_temp_in_out: NECB_Default :nv_opening_fraction: NECB_Default :nv_temp_out_min: NECB_Default :nv_type: NECB_Default :oa_scale: NECB_Default :occupancy_loads_scale: NECB_Default :output_meters: [] :output_variables: [] :overhead_door_cond: NECB_Default :primary_heating_fuel: NaturalGas :pv_ground_azimuth_angle: NECB_Default :pv_ground_module_description: NECB_Default :pv_ground_tilt_angle: NECB_Default :pv_ground_total_area_pv_panels_m2: NECB_Default :pv_ground_type: NECB_Default :rotation_degrees: NECB_Default :run_annual_simulation: true :s3_bucket: '834599497928' :scale_x: NECB_Default :scale_y: NECB_Default :scale_z: NECB_Default :shw_eff: NECB_Default :skylight_cond: NECB_Default :skylight_solar_trans: NECB_Default :srr_set: NECB_Default :template: NECB2015 | reference | reference | 422c67b4-162e-404d-96de-a943f4ec715c | NECB2015 | SmallHotel | NaturalGas | Natural Gas | CAN_AB_Calgary.Intl.AP.718770_CWEC2016.epw | parametric |  | NECB_Default | NECB_Default | NECB_Default | NECB_Default | NECB_Default | NECB_Default | NECB_Default | NECB_Default | NECB_Default | NECB_Default | NECB_Default | NECB_Default | NECB_Default | NECB_Default | NECB_Default | NECB_Default | NECB_Default | NECB_Default | NECB_Default | NECB_Default | NECB_Default | NECB_Default | NECB_Default | NECB_Default | NECB_Default | NECB_Default | NECB_Default | NECB_Default | NECB_Default | NECB_Default | NECB_Default | NECB_Default | NECB_Default | NECB_Default | NECB_Default | NECB_Default | NECB_Default | NECB_Default | NECB_Default | NECB_Default | NECB_Default | NECB_Default | NECB_Default | NECB_Default | NECB_Default | aws_batch | 834599497928 | btap_private_cli |  | TRUE | TRUE |  |  | 60.784 | 12.3454 | 76.0847 | 194.705 | 4013.58 | 2697.9741 | 33.3 | SmallHotel |  |  | 5 | SmallHotel | 4 |  | 4 | NECB2015 | 0.23215 | 11621.7287 | 74.531 | 82.1465 | 38.7299 | 7.5369 | 406.8058 | 203.8616 | CALGARY | ALBERTA | 47.5 | 28.7503 | 0 | 76.2502 | 4.502 | 2.0511 | 0 | 6.5531 | 0 | 0.028578 | 0 | 0 | 0.21645 | 0.092095 | 0 | 0.32783 | 0.019673 | 0.065495 | 0.56974 | 0.010522 | 0.78619 | 0.24191 | 20.3782 | 73.8088 | 33.3 | 0.757 | [5 empty] | 0.162 | 0.21 | 2.2 | 2.2 | 5 | Calgary Intl AP | CAN | 64 | 4781 | 51.114 | -114.02 | 7a | 5000 | AB | CAN_AB_Calgary.Intl.AP.718770_CWEC2016.epw | 0.78619 | 12.3454 | 60.784 | 13.603 | 22.2859 | TRUE | TRUE | FALSE | FALSE | 12.8461 | 18.4313 | 0 | 0 | 0 | 0 | 970.94 | 160.2628 | 9.2987 | 0.058022 | 3398.69 | 8.2221e-05 | 0.78619 | 1841.75 | 1823.25 | 39.75 | 39.75 |  | https://s3.console.aws.amazon.com/s3/buckets/834599497928?region=ca-central-1&prefix=phylroy.lopez/reference/reference/output/422c67b4-162e-404d-96de-a943f4ec715c/ | 1.0.002
929 |  | TRUE | 699 | 0 | 0 | 1642.0634 |  |  |  | 0.1 | 2021-09-22 20:20:35 +0000 | 438c2ebff | 0.2.14 | :adv_dx_units: NECB_Default :airloop_economizer_type: NECB_Default :algorithm_type: parametric :analysis_id: reference :analysis_name: reference :boiler_eff: NECB_Default :btap_batch_version: 1.0.002 :building_type: LargeHotel :chiller_type: NECB_Default :compute_environment: aws_batch :datapoint_id: ae6aa463-68d2-4599-9cdb-f1c63144a9e3 :daylighting_type: NECB_Default :dcv_type: NECB_Default :door_construction_cond: NECB_Default :ecm_system_name: NECB_Default :electrical_loads_scale: NECB_Default :enable_costing: true :epw_file: CAN_BC_Vancouver.Intl.AP.718920_CWEC2016.epw :erv_package: NECB_Default :ext_floor_cond: NECB_Default :ext_roof_cond: NECB_Default :ext_wall_cond: NECB_Default :fdwr_set: NECB_Default :fixed_wind_solar_trans: NECB_Default :fixed_window_cond: NECB_Default :furnace_eff: NECB_Default :glass_door_cond: NECB_Default :glass_door_solar_trans: NECB_Default :ground_floor_cond: NECB_Default :ground_roof_cond: NECB_Default :ground_wall_cond: NECB_Default :image_name: btap_private_cli :infiltration_scale: NECB_Default :lights_scale: NECB_Default :lights_type: NECB_Default :nv_delta_temp_in_out: NECB_Default :nv_opening_fraction: NECB_Default :nv_temp_out_min: NECB_Default :nv_type: NECB_Default :oa_scale: NECB_Default :occupancy_loads_scale: NECB_Default :output_meters: [] :output_variables: [] :overhead_door_cond: NECB_Default :primary_heating_fuel: Electricity :pv_ground_azimuth_angle: NECB_Default :pv_ground_module_description: NECB_Default :pv_ground_tilt_angle: NECB_Default :pv_ground_total_area_pv_panels_m2: NECB_Default :pv_ground_type: NECB_Default :rotation_degrees: NECB_Default :run_annual_simulation: true :s3_bucket: '834599497928' :scale_x: NECB_Default :scale_y: NECB_Default :scale_z: NECB_Default :shw_eff: NECB_Default :skylight_cond: NECB_Default :skylight_solar_trans: NECB_Default :srr_set: NECB_Default :template: NECB2015 | reference | reference | ae6aa463-68d2-4599-9cdb-f1c63144a9e3 | NECB2015 | LargeHotel | Electricity | Electricity | CAN_BC_Vancouver.Intl.AP.718920_CWEC2016.epw | parametric |  | NECB_Default | NECB_Default | NECB_Default | NECB_Default | NECB_Default | NECB_Default | NECB_Default | NECB_Default | NECB_Default | NECB_Default | NECB_Default | NECB_Default | NECB_Default | NECB_Default | NECB_Default | NECB_Default | NECB_Default | NECB_Default | NECB_Default | NECB_Default | NECB_Default | NECB_Default | NECB_Default | NECB_Default | NECB_Default | NECB_Default | NECB_Default | NECB_Default | NECB_Default | NECB_Default | NECB_Default | NECB_Default | NECB_Default | NECB_Default | NECB_Default | NECB_Default | NECB_Default | NECB_Default | NECB_Default | NECB_Default | NECB_Default | NECB_Default | NECB_Default | NECB_Default | NECB_Default | aws_batch | 834599497928 | btap_private_cli |  | TRUE | TRUE |  |  | 37.1158 | 10.8278 | 62.1092 | 130.9929 | 11345.38 | 6004.6889 | 40 | LargeHotel |  |  | 5 | LargeHotel | 6 |  | 7 | NECB2015 | 0.17066 | 35185.0517 | 57.1161 | 46.0295 | 46.066 | 9.0947 | 258.4399 | 100.1336 | VANCOUVER | BRITISH COLUMBIA | 1.6948 | 0 | 0 | 1.6948 | 16.9246 | 0 | 0 | 16.9246 | 0 | 0.03304 | 0 | 0 | 0.59804 | 0.091207 | 0 | 0.22359 | 0.02416 | 0.10196 | 0 | 0.0062854 | 0.59804 | 0.11745 | 54.9958 | 0 | 40 | 0.757 |  | 0.568 |  |  |  | 0.227 | 0.315 | 2.4 | 2.4 | 5 | Vancouver Intl AP | CAN | 42 | 2797 | 49.195 | -123.184 | 4 | 2800 | BC | CAN_BC_Vancouver.Intl.AP.718920_CWEC2016.epw | 0.59804 | 10.8278 | 37.1158 | 15.0146 | 32.3964 | TRUE | TRUE | FALSE | FALSE | 13.7629 | 12.9459 | 0 | 3.6457 | 0.0070898 | 1332.49 | 0 | 514.2133 | 19.4879 | 0.037899 | 7122.84 | 0.0003508 | 0.59804 | 512.67 | 508.67 | 4.5 | 4.5 |  | https://s3.console.aws.amazon.com/s3/buckets/834599497928?region=ca-central-1&prefix=phylroy.lopez/reference/reference/output/ae6aa463-68d2-4599-9cdb-f1c63144a9e3/ | 1.0.002
930 |  | TRUE | 714 | 0 | 0 | 1642.3654 |  |  |  | 0.1 | 2021-09-22 20:20:37 +0000 | 438c2ebff | 0.2.14 | :adv_dx_units: NECB_Default :airloop_economizer_type: NECB_Default :algorithm_type: parametric :analysis_id: reference :analysis_name: reference :boiler_eff: NECB_Default :btap_batch_version: 1.0.002 :building_type: LargeHotel :chiller_type: NECB_Default :compute_environment: aws_batch :datapoint_id: 5b241246-545a-4790-8778-c8af9d873d02 :daylighting_type: NECB_Default :dcv_type: NECB_Default :door_construction_cond: NECB_Default :ecm_system_name: NECB_Default :electrical_loads_scale: NECB_Default :enable_costing: true :epw_file: CAN_QC_Montreal-Trudeau.Intl.AP.716270_CWEC2016.epw :erv_package: NECB_Default :ext_floor_cond: NECB_Default :ext_roof_cond: NECB_Default :ext_wall_cond: NECB_Default :fdwr_set: NECB_Default :fixed_wind_solar_trans: NECB_Default :fixed_window_cond: NECB_Default :furnace_eff: NECB_Default :glass_door_cond: NECB_Default :glass_door_solar_trans: NECB_Default :ground_floor_cond: NECB_Default :ground_roof_cond: NECB_Default :ground_wall_cond: NECB_Default :image_name: btap_private_cli :infiltration_scale: NECB_Default :lights_scale: NECB_Default :lights_type: NECB_Default :nv_delta_temp_in_out: NECB_Default :nv_opening_fraction: NECB_Default :nv_temp_out_min: NECB_Default :nv_type: NECB_Default :oa_scale: NECB_Default :occupancy_loads_scale: NECB_Default :output_meters: [] :output_variables: [] :overhead_door_cond: NECB_Default :primary_heating_fuel: Electricity :pv_ground_azimuth_angle: NECB_Default :pv_ground_module_description: NECB_Default :pv_ground_tilt_angle: NECB_Default :pv_ground_total_area_pv_panels_m2: NECB_Default :pv_ground_type: NECB_Default :rotation_degrees: NECB_Default :run_annual_simulation: true :s3_bucket: '834599497928' :scale_x: NECB_Default :scale_y: NECB_Default :scale_z: NECB_Default :shw_eff: NECB_Default :skylight_cond: NECB_Default :skylight_solar_trans: NECB_Default :srr_set: NECB_Default :template: NECB2015 | reference | reference | 5b241246-545a-4790-8778-c8af9d873d02 | NECB2015 | LargeHotel | Electricity | Electricity | CAN_QC_Montreal-Trudeau.Intl.AP.716270_CWEC2016.epw | parametric |  | NECB_Default | NECB_Default | NECB_Default | NECB_Default | NECB_Default | NECB_Default | NECB_Default | NECB_Default | NECB_Default | NECB_Default | NECB_Default | NECB_Default | NECB_Default | NECB_Default | NECB_Default | NECB_Default | NECB_Default | NECB_Default | NECB_Default | NECB_Default | NECB_Default | NECB_Default | NECB_Default | NECB_Default | NECB_Default | NECB_Default | NECB_Default | NECB_Default | NECB_Default | NECB_Default | NECB_Default | NECB_Default | NECB_Default | NECB_Default | NECB_Default | NECB_Default | NECB_Default | NECB_Default | NECB_Default | NECB_Default | NECB_Default | NECB_Default | NECB_Default | NECB_Default | NECB_Default | aws_batch | 834599497928 | btap_private_cli |  | TRUE | TRUE |  |  | 62.1648 | 16.4956 | 99.3902 | 173.9861 | 11345.38 | 6004.6889 | 37.3 | LargeHotel |  |  | 5 | LargeHotel | 6 |  | 7 | NECB2015 | 0.17066 | 35185.0517 | 59.0774 | 49.359 | 47.2602 | 9.0826 | 271.0886 | 106.3093 | MONTREAL | QUEBEC | 0.29273 | 0 | 0 | 0.29273 | 18.6436 | 0 | 0 | 18.6436 | 0 | 0.050146 | 0 | 0 | 0.75327 | 0.08578 | 0 | 0.3578 | 0.02416 | 0.10196 | 0 | 0.0077882 | 0.75327 | 0.12483 | 78.1594 | 0 | 37.3 | 0.757 |  | 0.284 |  |  |  | 0.183 | 0.247 | 2.2 | 2.2 | 5 | Montreal-Trudeau Intl AP | CAN | 323 | 4090 | 45.471 | -73.741 | 6 | 4400 | QC | CAN_QC_Montreal-Trudeau.Intl.AP.716270_CWEC2016.epw | 0.75327 | 16.4956 | 62.1648 | 25.6979 | 30.3905 | TRUE | FALSE | FALSE | FALSE | 15.5809 | 25.048 | 0 | 3.8748 | 0.0075355 | 1416.25 | 0 | 514.2133 | 19.4879 | 0.037899 | 7122.84 | 0.00080738 | 0.75327 | 699.5 | 682.17 | 152.33 | 150 |  | https://s3.console.aws.amazon.com/s3/buckets/834599497928?region=ca-central-1&prefix=phylroy.lopez/reference/reference/output/5b241246-545a-4790-8778-c8af9d873d02/ | 1.0.002
931 |  | TRUE | 911 | 0 | 0 | 1643.2189 |  |  |  | 0.1 | 2021-09-22 20:21:07 +0000 | 438c2ebff | 0.2.14 | :adv_dx_units: NECB_Default :airloop_economizer_type: NECB_Default :algorithm_type: parametric :analysis_id: reference :analysis_name: reference :boiler_eff: NECB_Default :btap_batch_version: 1.0.002 :building_type: LargeHotel :chiller_type: NECB_Default :compute_environment: aws_batch :datapoint_id: 556864d7-c6cf-42a9-b57b-eed8906630e0 :daylighting_type: NECB_Default :dcv_type: NECB_Default :door_construction_cond: NECB_Default :ecm_system_name: NECB_Default :electrical_loads_scale: NECB_Default :enable_costing: true :epw_file: CAN_AB_Edmonton.Intl.AP.711230_CWEC2016.epw :erv_package: NECB_Default :ext_floor_cond: NECB_Default :ext_roof_cond: NECB_Default :ext_wall_cond: NECB_Default :fdwr_set: NECB_Default :fixed_wind_solar_trans: NECB_Default :fixed_window_cond: NECB_Default :furnace_eff: NECB_Default :glass_door_cond: NECB_Default :glass_door_solar_trans: NECB_Default :ground_floor_cond: NECB_Default :ground_roof_cond: NECB_Default :ground_wall_cond: NECB_Default :image_name: btap_private_cli :infiltration_scale: NECB_Default :lights_scale: NECB_Default :lights_type: NECB_Default :nv_delta_temp_in_out: NECB_Default :nv_opening_fraction: NECB_Default :nv_temp_out_min: NECB_Default :nv_type: NECB_Default :oa_scale: NECB_Default :occupancy_loads_scale: NECB_Default :output_meters: [] :output_variables: [] :overhead_door_cond: NECB_Default :primary_heating_fuel: NaturalGas :pv_ground_azimuth_angle: NECB_Default :pv_ground_module_description: NECB_Default :pv_ground_tilt_angle: NECB_Default :pv_ground_total_area_pv_panels_m2: NECB_Default :pv_ground_type: NECB_Default :rotation_degrees: NECB_Default :run_annual_simulation: true :s3_bucket: '834599497928' :scale_x: NECB_Default :scale_y: NECB_Default :scale_z: NECB_Default :shw_eff: NECB_Default :skylight_cond: NECB_Default :skylight_solar_trans: NECB_Default :srr_set: NECB_Default :template: NECB2011 | reference | reference | 556864d7-c6cf-42a9-b57b-eed8906630e0 | NECB2011 | LargeHotel | NaturalGas | Natural Gas | CAN_AB_Edmonton.Intl.AP.711230_CWEC2016.epw | parametric |  | NECB_Default | NECB_Default | NECB_Default | NECB_Default | NECB_Default | NECB_Default | NECB_Default | NECB_Default | NECB_Default | NECB_Default | NECB_Default | NECB_Default | NECB_Default | NECB_Default | NECB_Default | NECB_Default | NECB_Default | NECB_Default | NECB_Default | NECB_Default | NECB_Default | NECB_Default | NECB_Default | NECB_Default | NECB_Default | NECB_Default | NECB_Default | NECB_Default | NECB_Default | NECB_Default | NECB_Default | NECB_Default | NECB_Default | NECB_Default | NECB_Default | NECB_Default | NECB_Default | NECB_Default | NECB_Default | NECB_Default | NECB_Default | NECB_Default | NECB_Default | NECB_Default | NECB_Default | aws_batch | 834599497928 | btap_private_cli |  | TRUE | TRUE |  |  | 78.8457 | 12.6593 | 122.8775 | 274.8796 | 11345.38 | 6004.6889 | 32.5 | LargeHotel |  |  | 5 | LargeHotel | 6 |  | 7 | NECB2011 | 0.17066 | 35185.0517 | 60.9122 | 79.7285 | 70.6223 | 4.2294 | 319.7873 | 104.2949 | EDMONTON | ALBERTA | 66.3364 | 42.9224 | 0 | 109.2588 | 6.2873 | 3.0621 | 0 | 9.3494 | 0 | 0.035662 | 0 | 0 | 0.30227 | 0.097938 | 0 | 0.6043 | 0.026731 | 0.1363 | 0.85059 | 0.0053749 | 1.1529 | 0.24629 | 23.7534 | 89.4536 | 32.5 | 0.757 |  | 0.284 |  |  |  | 0.162 | 0.21 | 2.2 | 2.2 | 5 | Edmonton Intl AP | CAN | 23 | 5588 | 53.31 | -113.579 | 7a | 5120 | AB | CAN_AB_Edmonton.Intl.AP.711230_CWEC2016.epw | 1.1529 | 12.6593 | 78.8457 | 15.1156 | 27.2132 | TRUE | TRUE | FALSE | FALSE | 14.3112 | 31.3904 | 0 | 0 | 0 | 0 | 2794.24 | 514.3909 | 27.1084 | 0.0527 | 9908.12 | 0.00027412 | 1.1529 | 281.83 | 279 | 179 | 179 |  | https://s3.console.aws.amazon.com/s3/buckets/834599497928?region=ca-central-1&prefix=phylroy.lopez/reference/reference/output/556864d7-c6cf-42a9-b57b-eed8906630e0/ | 1.0.002
932 |  | TRUE | 849 | 2 | 0 | 1651.7888 |  |  |  | 0.1 | 2021-09-22 20:20:51 +0000 | 438c2ebff | 0.2.14 | :adv_dx_units: NECB_Default :airloop_economizer_type: NECB_Default :algorithm_type: parametric :analysis_id: reference :analysis_name: reference :boiler_eff: NECB_Default :btap_batch_version: 1.0.002 :building_type: SmallHotel :chiller_type: NECB_Default :compute_environment: aws_batch :datapoint_id: ecb04806-8f15-42f1-b81a-42055bf75eb4 :daylighting_type: NECB_Default :dcv_type: NECB_Default :door_construction_cond: NECB_Default :ecm_system_name: NECB_Default :electrical_loads_scale: NECB_Default :enable_costing: true :epw_file: CAN_ON_Toronto.Pearson.Intl.AP.716240_CWEC2016.epw :erv_package: NECB_Default :ext_floor_cond: NECB_Default :ext_roof_cond: NECB_Default :ext_wall_cond: NECB_Default :fdwr_set: NECB_Default :fixed_wind_solar_trans: NECB_Default :fixed_window_cond: NECB_Default :furnace_eff: NECB_Default :glass_door_cond: NECB_Default :glass_door_solar_trans: NECB_Default :ground_floor_cond: NECB_Default :ground_roof_cond: NECB_Default :ground_wall_cond: NECB_Default :image_name: btap_private_cli :infiltration_scale: NECB_Default :lights_scale: NECB_Default :lights_type: NECB_Default :nv_delta_temp_in_out: NECB_Default :nv_opening_fraction: NECB_Default :nv_temp_out_min: NECB_Default :nv_type: NECB_Default :oa_scale: NECB_Default :occupancy_loads_scale: NECB_Default :output_meters: [] :output_variables: [] :overhead_door_cond: NECB_Default :primary_heating_fuel: NaturalGas :pv_ground_azimuth_angle: NECB_Default :pv_ground_module_description: NECB_Default :pv_ground_tilt_angle: NECB_Default :pv_ground_total_area_pv_panels_m2: NECB_Default :pv_ground_type: NECB_Default :rotation_degrees: NECB_Default :run_annual_simulation: true :s3_bucket: '834599497928' :scale_x: NECB_Default :scale_y: NECB_Default :scale_z: NECB_Default :shw_eff: NECB_Default :skylight_cond: NECB_Default :skylight_solar_trans: NECB_Default :srr_set: NECB_Default :template: BTAPPRE1980 | reference | reference | ecb04806-8f15-42f1-b81a-42055bf75eb4 | BTAPPRE1980 | SmallHotel | NaturalGas | Natural Gas | CAN_ON_Toronto.Pearson.Intl.AP.716240_CWEC2016.epw | parametric |  | NECB_Default | NECB_Default | NECB_Default | NECB_Default | NECB_Default | NECB_Default | NECB_Default | NECB_Default | NECB_Default | NECB_Default | NECB_Default | NECB_Default | NECB_Default | NECB_Default | NECB_Default | NECB_Default | NECB_Default | NECB_Default | NECB_Default | NECB_Default | NECB_Default | NECB_Default | NECB_Default | NECB_Default | NECB_Default | NECB_Default | NECB_Default | NECB_Default | NECB_Default | NECB_Default | NECB_Default | NECB_Default | NECB_Default | NECB_Default | NECB_Default | NECB_Default | NECB_Default | NECB_Default | NECB_Default | NECB_Default | NECB_Default | NECB_Default | NECB_Default | NECB_Default | NECB_Default | aws_batch | 834599497928 | btap_private_cli |  | TRUE | TRUE |  |  | 128.8626 | 21.554 | 132.7521 | 297.3911 | 4013.58 | 2697.9741 | 10.9 | SmallHotel |  |  | 0 | SmallHotel | 4 |  | 4 | BTAPPRE1980 | 0.23215 | 11621.7287 | 0.43143 | 119.7975 | 70.9898 | 7.6609 | 381.0474 | 182.1678 | TORONTO | ONTARIO | 1.3399 | 47.0456 | 0 | 48.3855 | 10.735 | 8.3012 | 0 | 19.0362 | 0 | 0.034067 | 0 | 0 | 0.24123 | 0.082343 | 0 | 0.64631 | 0.024402 | 0.098127 | 0.95197 | 0.0022274 | 1.1932 | 0.30566 | 29.3225 | 147.7935 | 10.9 | 0.678 | [5 empty] | 0.296 | 0.9 | 3.35 |  | 0 | Toronto Pearson Intl AP | CAN | 382 | 3615 | 43.677 | -79.631 | 5 | 3890 | ON | CAN_ON_Toronto.Pearson.Intl.AP.716240_CWEC2016.epw | 1.1932 | 21.554 | 128.8626 | 19.9057 | 21.6759 | TRUE | FALSE | FALSE | FALSE | 13.2659 | 10.7101 | 0 | 0 | 0 | 0 | 1226.8 | 160.3432 | 13.2057 | 0.082359 | 4826.69 | 6.478e-05 | 1.1932 | 1415.5 | 1415 | 47.25 | 47.25 |  | https://s3.console.aws.amazon.com/s3/buckets/834599497928?region=ca-central-1&prefix=phylroy.lopez/reference/reference/output/ecb04806-8f15-42f1-b81a-42055bf75eb4/ | 1.0.002
933 |  | TRUE | 890 | 0 | 0 | 1644.1677 |  |  |  | 0.1 | 2021-09-22 20:21:31 +0000 | 438c2ebff | 0.2.14 | :adv_dx_units: NECB_Default :airloop_economizer_type: NECB_Default :algorithm_type: parametric :analysis_id: reference :analysis_name: reference :boiler_eff: NECB_Default :btap_batch_version: 1.0.002 :building_type: LargeHotel :chiller_type: NECB_Default :compute_environment: aws_batch :datapoint_id: d326008c-8ef3-48a1-93ad-657f5224560c :daylighting_type: NECB_Default :dcv_type: NECB_Default :door_construction_cond: NECB_Default :ecm_system_name: NECB_Default :electrical_loads_scale: NECB_Default :enable_costing: true :epw_file: CAN_NS_Halifax.Dockyard.713280_CWEC2016.epw :erv_package: NECB_Default :ext_floor_cond: NECB_Default :ext_roof_cond: NECB_Default :ext_wall_cond: NECB_Default :fdwr_set: NECB_Default :fixed_wind_solar_trans: NECB_Default :fixed_window_cond: NECB_Default :furnace_eff: NECB_Default :glass_door_cond: NECB_Default :glass_door_solar_trans: NECB_Default :ground_floor_cond: NECB_Default :ground_roof_cond: NECB_Default :ground_wall_cond: NECB_Default :image_name: btap_private_cli :infiltration_scale: NECB_Default :lights_scale: NECB_Default :lights_type: NECB_Default :nv_delta_temp_in_out: NECB_Default :nv_opening_fraction: NECB_Default :nv_temp_out_min: NECB_Default :nv_type: NECB_Default :oa_scale: NECB_Default :occupancy_loads_scale: NECB_Default :output_meters: [] :output_variables: [] :overhead_door_cond: NECB_Default :primary_heating_fuel: NaturalGas :pv_ground_azimuth_angle: NECB_Default :pv_ground_module_description: NECB_Default :pv_ground_tilt_angle: NECB_Default :pv_ground_total_area_pv_panels_m2: NECB_Default :pv_ground_type: NECB_Default :rotation_degrees: NECB_Default :run_annual_simulation: true :s3_bucket: '834599497928' :scale_x: NECB_Default :scale_y: NECB_Default :scale_z: NECB_Default :shw_eff: NECB_Default :skylight_cond: NECB_Default :skylight_solar_trans: NECB_Default :srr_set: NECB_Default :template: BTAP1980TO2010 | reference | reference | d326008c-8ef3-48a1-93ad-657f5224560c | BTAP1980TO2010 | LargeHotel | NaturalGas | Natural Gas | CAN_NS_Halifax.Dockyard.713280_CWEC2016.epw | parametric |  | NECB_Default | NECB_Default | NECB_Default | NECB_Default | NECB_Default | NECB_Default | NECB_Default | NECB_Default | NECB_Default | NECB_Default | NECB_Default | NECB_Default | NECB_Default | NECB_Default | NECB_Default | NECB_Default | NECB_Default | NECB_Default | NECB_Default | NECB_Default | NECB_Default | NECB_Default | NECB_Default | NECB_Default | NECB_Default | NECB_Default | NECB_Default | NECB_Default | NECB_Default | NECB_Default | NECB_Default | NECB_Default | NECB_Default | NECB_Default | NECB_Default | NECB_Default | NECB_Default | NECB_Default | NECB_Default | NECB_Default | NECB_Default | NECB_Default | NECB_Default | NECB_Default | NECB_Default | aws_batch | 834599497928 | btap_private_cli |  | TRUE | TRUE |  |  | 89.852 | 10.499 | 120.5701 | 256.7234 | 11345.38 | 6004.6889 | 27.6 | LargeHotel |  |  | 0 | LargeHotel | 6 |  | 7 | BTAP1980TO2010 | 0.17066 | 35185.0517 | 0.85229 | 71.3893 | 68.9221 | 4.179 | 228.6425 | 83.2998 | HALIFAX | NOVA SCOTIA | 54.1273 | 40.8269 | 0 | 94.9542 | 10.6154 | 10.3051 | 0 | 20.9205 | 0 | 0.023058 | 0 | 0 | 0.26692 | 0.076095 | 0 | 0.59896 | 0.026731 | 0.1363 | 0.82047 | 0.0045825 | 1.0874 | 0.22151 | 21.2317 | 101.2824 | 27.6 | 0.678 |  | 0.459 |  |  |  | 0.267 | 0.426 | 2.95 |  | 0 | Halifax Dockyard | CAN | 112 | 3647 | 44.655 | -63.577 | 6 | 4000 | NS | CAN_NS_Halifax.Dockyard.713280_CWEC2016.epw | 1.0874 | 10.499 | 89.852 | 19.4283 | 30.2554 | TRUE | TRUE | FALSE | FALSE | 11.0945 | 14.9595 | 0 | 0 | 0 | 0 | 2513.1 | 514.3909 | 27.1084 | 0.0527 | 9908.12 | 0.00015865 | 1.0874 | 4354 | 4351.1699 | 106.67 | 106.67 |  | https://s3.console.aws.amazon.com/s3/buckets/834599497928?region=ca-central-1&prefix=phylroy.lopez/reference/reference/output/d326008c-8ef3-48a1-93ad-657f5224560c/ | 1.0.002
934 |  | TRUE | 818 | 0 | 0 | 1652.8413 |  |  |  | 0.1 | 2021-09-22 20:20:33 +0000 | 438c2ebff | 0.2.14 | :adv_dx_units: NECB_Default :airloop_economizer_type: NECB_Default :algorithm_type: parametric :analysis_id: reference :analysis_name: reference :boiler_eff: NECB_Default :btap_batch_version: 1.0.002 :building_type: SmallHotel :chiller_type: NECB_Default :compute_environment: aws_batch :datapoint_id: c1722496-8429-401c-9eb2-6f216609944b :daylighting_type: NECB_Default :dcv_type: NECB_Default :door_construction_cond: NECB_Default :ecm_system_name: NECB_Default :electrical_loads_scale: NECB_Default :enable_costing: true :epw_file: CAN_AB_Edmonton.Intl.AP.711230_CWEC2016.epw :erv_package: NECB_Default :ext_floor_cond: NECB_Default :ext_roof_cond: NECB_Default :ext_wall_cond: NECB_Default :fdwr_set: NECB_Default :fixed_wind_solar_trans: NECB_Default :fixed_window_cond: NECB_Default :furnace_eff: NECB_Default :glass_door_cond: NECB_Default :glass_door_solar_trans: NECB_Default :ground_floor_cond: NECB_Default :ground_roof_cond: NECB_Default :ground_wall_cond: NECB_Default :image_name: btap_private_cli :infiltration_scale: NECB_Default :lights_scale: NECB_Default :lights_type: NECB_Default :nv_delta_temp_in_out: NECB_Default :nv_opening_fraction: NECB_Default :nv_temp_out_min: NECB_Default :nv_type: NECB_Default :oa_scale: NECB_Default :occupancy_loads_scale: NECB_Default :output_meters: [] :output_variables: [] :overhead_door_cond: NECB_Default :primary_heating_fuel: NaturalGas :pv_ground_azimuth_angle: NECB_Default :pv_ground_module_description: NECB_Default :pv_ground_tilt_angle: NECB_Default :pv_ground_total_area_pv_panels_m2: NECB_Default :pv_ground_type: NECB_Default :rotation_degrees: NECB_Default :run_annual_simulation: true :s3_bucket: '834599497928' :scale_x: NECB_Default :scale_y: NECB_Default :scale_z: NECB_Default :shw_eff: NECB_Default :skylight_cond: NECB_Default :skylight_solar_trans: NECB_Default :srr_set: NECB_Default :template: BTAPPRE1980 | reference | reference | c1722496-8429-401c-9eb2-6f216609944b | BTAPPRE1980 | SmallHotel | NaturalGas | Natural Gas | CAN_AB_Edmonton.Intl.AP.711230_CWEC2016.epw | parametric |  | NECB_Default | NECB_Default | NECB_Default | NECB_Default | NECB_Default | NECB_Default | NECB_Default | NECB_Default | NECB_Default | NECB_Default | NECB_Default | NECB_Default | NECB_Default | NECB_Default | NECB_Default | NECB_Default | NECB_Default | NECB_Default | NECB_Default | NECB_Default | NECB_Default | NECB_Default | NECB_Default | NECB_Default | NECB_Default | NECB_Default | NECB_Default | NECB_Default | NECB_Default | NECB_Default | NECB_Default | NECB_Default | NECB_Default | NECB_Default | NECB_Default | NECB_Default | NECB_Default | NECB_Default | NECB_Default | NECB_Default | NECB_Default | NECB_Default | NECB_Default | NECB_Default | NECB_Default | aws_batch | 834599497928 | btap_private_cli |  | TRUE | TRUE |  |  | 112.6963 | 7.7394 | 159.8524 | 336.2625 | 4013.58 | 2697.9741 | 10.9 | SmallHotel |  |  | 0 | SmallHotel | 4 |  | 4 | BTAPPRE1980 | 0.23215 | 11621.7287 | 0.37425 | 99.9291 | 70.336 | 7.5375 | 353.0279 | 174.8511 | EDMONTON | ALBERTA | 46.5858 | 56.5584 | 0 | 103.1442 | 4.4154 | 4.0349 | 0 | 8.4503 | 0 | 0.0096722 | 0 | 0 | 0.21227 | 0.07805 | 0 | 0.77625 | 0.024402 | 0.098127 | 1.1208 | 0.0020057 | 1.3331 | 0.34457 | 14.4878 | 133.7393 | 10.9 | 0.678 | [5 empty] | 0.227 | 0.772 | 2.95 |  | 0 | Edmonton Intl AP | CAN | 23 | 5588 | 53.31 | -113.579 | 7a | 5120 | AB | CAN_AB_Edmonton.Intl.AP.711230_CWEC2016.epw | 1.3331 | 7.7394 | 112.6963 | 13.8954 | 20.2805 | TRUE | TRUE | FALSE | FALSE | 11.9094 | 20.7674 | 0 | 0 | 0 | 0 | 1382.94 | 160.3432 | 13.2057 | 0.082359 | 4826.69 | 1.7441e-05 | 1.3331 | 1241.25 | 1240.25 | 89.5 | 89.5 |  | https://s3.console.aws.amazon.com/s3/buckets/834599497928?region=ca-central-1&prefix=phylroy.lopez/reference/reference/output/c1722496-8429-401c-9eb2-6f216609944b/ | 1.0.002
935 |  | TRUE | 910 | 2 | 0 | 1643.9214 |  |  |  | 0.1 | 2021-09-22 20:21:00 +0000 | 438c2ebff | 0.2.14 | :adv_dx_units: NECB_Default :airloop_economizer_type: NECB_Default :algorithm_type: parametric :analysis_id: reference :analysis_name: reference :boiler_eff: NECB_Default :btap_batch_version: 1.0.002 :building_type: LargeHotel :chiller_type: NECB_Default :compute_environment: aws_batch :datapoint_id: 0e34375a-ba20-47e0-a22c-307ba2b859d4 :daylighting_type: NECB_Default :dcv_type: NECB_Default :door_construction_cond: NECB_Default :ecm_system_name: NECB_Default :electrical_loads_scale: NECB_Default :enable_costing: true :epw_file: CAN_NS_Halifax.Dockyard.713280_CWEC2016.epw :erv_package: NECB_Default :ext_floor_cond: NECB_Default :ext_roof_cond: NECB_Default :ext_wall_cond: NECB_Default :fdwr_set: NECB_Default :fixed_wind_solar_trans: NECB_Default :fixed_window_cond: NECB_Default :furnace_eff: NECB_Default :glass_door_cond: NECB_Default :glass_door_solar_trans: NECB_Default :ground_floor_cond: NECB_Default :ground_roof_cond: NECB_Default :ground_wall_cond: NECB_Default :image_name: btap_private_cli :infiltration_scale: NECB_Default :lights_scale: NECB_Default :lights_type: NECB_Default :nv_delta_temp_in_out: NECB_Default :nv_opening_fraction: NECB_Default :nv_temp_out_min: NECB_Default :nv_type: NECB_Default :oa_scale: NECB_Default :occupancy_loads_scale: NECB_Default :output_meters: [] :output_variables: [] :overhead_door_cond: NECB_Default :primary_heating_fuel: NaturalGas :pv_ground_azimuth_angle: NECB_Default :pv_ground_module_description: NECB_Default :pv_ground_tilt_angle: NECB_Default :pv_ground_total_area_pv_panels_m2: NECB_Default :pv_ground_type: NECB_Default :rotation_degrees: NECB_Default :run_annual_simulation: true :s3_bucket: '834599497928' :scale_x: NECB_Default :scale_y: NECB_Default :scale_z: NECB_Default :shw_eff: NECB_Default :skylight_cond: NECB_Default :skylight_solar_trans: NECB_Default :srr_set: NECB_Default :template: NECB2011 | reference | reference | 0e34375a-ba20-47e0-a22c-307ba2b859d4 | NECB2011 | LargeHotel | NaturalGas | Natural Gas | CAN_NS_Halifax.Dockyard.713280_CWEC2016.epw | parametric |  | NECB_Default | NECB_Default | NECB_Default | NECB_Default | NECB_Default | NECB_Default | NECB_Default | NECB_Default | NECB_Default | NECB_Default | NECB_Default | NECB_Default | NECB_Default | NECB_Default | NECB_Default | NECB_Default | NECB_Default | NECB_Default | NECB_Default | NECB_Default | NECB_Default | NECB_Default | NECB_Default | NECB_Default | NECB_Default | NECB_Default | NECB_Default | NECB_Default | NECB_Default | NECB_Default | NECB_Default | NECB_Default | NECB_Default | NECB_Default | NECB_Default | NECB_Default | NECB_Default | NECB_Default | NECB_Default | NECB_Default | NECB_Default | NECB_Default | NECB_Default | NECB_Default | NECB_Default | aws_batch | 834599497928 | btap_private_cli |  | TRUE | TRUE |  |  | 59.8524 | 12.7013 | 86.4574 | 219.9393 | 11345.38 | 6004.6889 | 40 | LargeHotel |  |  | 5 | LargeHotel | 6 |  | 7 | NECB2011 | 0.17066 | 35185.0517 | 55.8087 | 73.0737 | 68.9221 | 4.179 | 300.0467 | 98.0631 | HALIFAX | NOVA SCOTIA | 62.0919 | 32.3063 | 0 | 94.3982 | 12.1774 | 8.1544 | 0 | 20.3318 | 0 | 0.044063 | 0 | 0 | 0.30619 | 0.092201 | 0 | 0.42804 | 0.026731 | 0.1363 | 0.64924 | 0.0062801 | 0.95543 | 0.22119 | 24.6596 | 71.2712 | 40 | 0.757 |  | 0.284 |  |  |  | 0.183 | 0.247 | 2.2 | 2.2 | 5 | Halifax Dockyard | CAN | 112 | 3647 | 44.655 | -63.577 | 6 | 4000 | NS | CAN_NS_Halifax.Dockyard.713280_CWEC2016.epw | 0.95543 | 12.7013 | 59.8524 | 19.4283 | 30.2554 | TRUE | FALSE | FALSE | FALSE | 11.0945 | 14.9595 | 0 | 0 | 0 | 0 | 2509.54 | 514.3909 | 27.1084 | 0.0527 | 9908.12 | 0.00062404 | 0.95543 | 567.5 | 560 | 270.5 | 262.83 |  | https://s3.console.aws.amazon.com/s3/buckets/834599497928?region=ca-central-1&prefix=phylroy.lopez/reference/reference/output/0e34375a-ba20-47e0-a22c-307ba2b859d4/ | 1.0.002
936 |  | TRUE | 721 | 0 | 0 | 1648.2386 |  |  |  | 0.1 | 2021-09-22 20:21:00 +0000 | 438c2ebff | 0.2.14 | :adv_dx_units: NECB_Default :airloop_economizer_type: NECB_Default :algorithm_type: parametric :analysis_id: reference :analysis_name: reference :boiler_eff: NECB_Default :btap_batch_version: 1.0.002 :building_type: SmallHotel :chiller_type: NECB_Default :compute_environment: aws_batch :datapoint_id: 6dee5db3-8e05-4b66-8da0-1dbc858a56fd :daylighting_type: NECB_Default :dcv_type: NECB_Default :door_construction_cond: NECB_Default :ecm_system_name: NECB_Default :electrical_loads_scale: NECB_Default :enable_costing: true :epw_file: CAN_AB_Calgary.Intl.AP.718770_CWEC2016.epw :erv_package: NECB_Default :ext_floor_cond: NECB_Default :ext_roof_cond: NECB_Default :ext_wall_cond: NECB_Default :fdwr_set: NECB_Default :fixed_wind_solar_trans: NECB_Default :fixed_window_cond: NECB_Default :furnace_eff: NECB_Default :glass_door_cond: NECB_Default :glass_door_solar_trans: NECB_Default :ground_floor_cond: NECB_Default :ground_roof_cond: NECB_Default :ground_wall_cond: NECB_Default :image_name: btap_private_cli :infiltration_scale: NECB_Default :lights_scale: NECB_Default :lights_type: NECB_Default :nv_delta_temp_in_out: NECB_Default :nv_opening_fraction: NECB_Default :nv_temp_out_min: NECB_Default :nv_type: NECB_Default :oa_scale: NECB_Default :occupancy_loads_scale: NECB_Default :output_meters: [] :output_variables: [] :overhead_door_cond: NECB_Default :primary_heating_fuel: NaturalGas :pv_ground_azimuth_angle: NECB_Default :pv_ground_module_description: NECB_Default :pv_ground_tilt_angle: NECB_Default :pv_ground_total_area_pv_panels_m2: NECB_Default :pv_ground_type: NECB_Default :rotation_degrees: NECB_Default :run_annual_simulation: true :s3_bucket: '834599497928' :scale_x: NECB_Default :scale_y: NECB_Default :scale_z: NECB_Default :shw_eff: NECB_Default :skylight_cond: NECB_Default :skylight_solar_trans: NECB_Default :srr_set: NECB_Default :template: NECB2017 | reference | reference | 6dee5db3-8e05-4b66-8da0-1dbc858a56fd | NECB2017 | SmallHotel | NaturalGas | Natural Gas | CAN_AB_Calgary.Intl.AP.718770_CWEC2016.epw | parametric |  | NECB_Default | NECB_Default | NECB_Default | NECB_Default | NECB_Default | NECB_Default | NECB_Default | NECB_Default | NECB_Default | NECB_Default | NECB_Default | NECB_Default | NECB_Default | NECB_Default | NECB_Default | NECB_Default | NECB_Default | NECB_Default | NECB_Default | NECB_Default | NECB_Default | NECB_Default | NECB_Default | NECB_Default | NECB_Default | NECB_Default | NECB_Default | NECB_Default | NECB_Default | NECB_Default | NECB_Default | NECB_Default | NECB_Default | NECB_Default | NECB_Default | NECB_Default | NECB_Default | NECB_Default | NECB_Default | NECB_Default | NECB_Default | NECB_Default | NECB_Default | NECB_Default | NECB_Default | aws_batch | 834599497928 | btap_private_cli |  | TRUE | TRUE |  |  | 50.4402 | 10.9179 | 34.1044 | 142.4303 | 4013.58 | 2697.9741 | 33.3 | SmallHotel |  |  | 2 | SmallHotel | 4 |  | 4 | NECB2017 | 0.23215 | 11621.7287 | 76.2133 | 77.4788 | 68.0385 | 7.5369 | 473.0746 | 243.8071 | CALGARY | ALBERTA | 53.6617 | 19.6244 | 0 | 73.2862 | 5.086 | 1.4 | 0 | 6.486 | 0 | 0.030148 | 0 | 0 | 0.24452 | 0.084174 | 0.023739 | 0.14691 | 0.019673 | 0.077175 | 0.3889 | 0.0095301 | 0.63341 | 0.24199 | 19.8525 | 60.7748 | 33.3 | 0.757 | [5 empty] | 0.138 | 0.21 | 1.9 | 1.9 | 2 | Calgary Intl AP | CAN | 64 | 4781 | 51.114 | -114.02 | 7a | 5000 | AB | CAN_AB_Calgary.Intl.AP.718770_CWEC2016.epw | 0.63342 | 10.9179 | 50.4402 | 13.603 | 22.2858 | TRUE | TRUE | FALSE | FALSE | 12.8461 | 18.4313 | 0 | 0 | 0 | 0 | 971.23 | 160.2628 | 9.2987 | 0.058022 | 3398.69 | 7.7238e-05 | 0.63341 | 1824.25 | 1814.25 | 99 | 99 |  | https://s3.console.aws.amazon.com/s3/buckets/834599497928?region=ca-central-1&prefix=phylroy.lopez/reference/reference/output/6dee5db3-8e05-4b66-8da0-1dbc858a56fd/ | 1.0.002
937 |  | TRUE | 912 | 0 | 0 | 1644.0875 |  |  |  | 0.1 | 2021-09-22 20:20:59 +0000 | 438c2ebff | 0.2.14 | :adv_dx_units: NECB_Default :airloop_economizer_type: NECB_Default :algorithm_type: parametric :analysis_id: reference :analysis_name: reference :boiler_eff: NECB_Default :btap_batch_version: 1.0.002 :building_type: LargeHotel :chiller_type: NECB_Default :compute_environment: aws_batch :datapoint_id: 171b3bfa-f436-4a71-89f2-835f1010a7b7 :daylighting_type: NECB_Default :dcv_type: NECB_Default :door_construction_cond: NECB_Default :ecm_system_name: NECB_Default :electrical_loads_scale: NECB_Default :enable_costing: true :epw_file: CAN_YT_Whitehorse.Intl.AP.719640_CWEC2016.epw :erv_package: NECB_Default :ext_floor_cond: NECB_Default :ext_roof_cond: NECB_Default :ext_wall_cond: NECB_Default :fdwr_set: NECB_Default :fixed_wind_solar_trans: NECB_Default :fixed_window_cond: NECB_Default :furnace_eff: NECB_Default :glass_door_cond: NECB_Default :glass_door_solar_trans: NECB_Default :ground_floor_cond: NECB_Default :ground_roof_cond: NECB_Default :ground_wall_cond: NECB_Default :image_name: btap_private_cli :infiltration_scale: NECB_Default :lights_scale: NECB_Default :lights_type: NECB_Default :nv_delta_temp_in_out: NECB_Default :nv_opening_fraction: NECB_Default :nv_temp_out_min: NECB_Default :nv_type: NECB_Default :oa_scale: NECB_Default :occupancy_loads_scale: NECB_Default :output_meters: [] :output_variables: [] :overhead_door_cond: NECB_Default :primary_heating_fuel: Electricity :pv_ground_azimuth_angle: NECB_Default :pv_ground_module_description: NECB_Default :pv_ground_tilt_angle: NECB_Default :pv_ground_total_area_pv_panels_m2: NECB_Default :pv_ground_type: NECB_Default :rotation_degrees: NECB_Default :run_annual_simulation: true :s3_bucket: '834599497928' :scale_x: NECB_Default :scale_y: NECB_Default :scale_z: NECB_Default :shw_eff: NECB_Default :skylight_cond: NECB_Default :skylight_solar_trans: NECB_Default :srr_set: NECB_Default :template: NECB2011 | reference | reference | 171b3bfa-f436-4a71-89f2-835f1010a7b7 | NECB2011 | LargeHotel | Electricity | Electricity | CAN_YT_Whitehorse.Intl.AP.719640_CWEC2016.epw | parametric |  | NECB_Default | NECB_Default | NECB_Default | NECB_Default | NECB_Default | NECB_Default | NECB_Default | NECB_Default | NECB_Default | NECB_Default | NECB_Default | NECB_Default | NECB_Default | NECB_Default | NECB_Default | NECB_Default | NECB_Default | NECB_Default | NECB_Default | NECB_Default | NECB_Default | NECB_Default | NECB_Default | NECB_Default | NECB_Default | NECB_Default | NECB_Default | NECB_Default | NECB_Default | NECB_Default | NECB_Default | NECB_Default | NECB_Default | NECB_Default | NECB_Default | NECB_Default | NECB_Default | NECB_Default | NECB_Default | NECB_Default | NECB_Default | NECB_Default | NECB_Default | NECB_Default | NECB_Default | aws_batch | 834599497928 | btap_private_cli |  | TRUE | TRUE |  |  | 77.7558 | 9.4545 | 147.16 | 231.9579 | 11345.38 | 6004.6889 | 22.8 | LargeHotel |  |  | 5 | LargeHotel | 6 |  | 7 | NECB2011 | 0.17066 | 35185.0517 | 53.1573 | 38.5481 | 63.1658 | 13.5055 | 268.7396 | 100.363 | WHITEHORSE | YUKON | 15.5251 | 0 | 0 | 15.5251 | 35.5545 | 0 | 0 | 35.5545 | 0 | 0.020213 | 0 | 0 | 0.99816 | 0.080119 | 8.8142e-06 | 0.52978 | 0.026731 | 0.1363 | 0 | 0.0037231 | 0.99816 | 0.20122 | 96.5391 | 0 | 22.8 | 0.757 |  | 0.284 |  |  |  | 0.162 | 0.21 | 2.2 | 2.2 | 5 | Whitehorse Intl AP | CAN | 5 | 6491 | 60.709 | -135.069 | 7b | 6580 | YT | CAN_YT_Whitehorse.Intl.AP.719640_CWEC2016.epw | 0.99816 | 9.4545 | 77.7558 | 17.5438 | 23.3737 | TRUE | TRUE | FALSE | FALSE | 11.1745 | 35.3653 | 0 | 6.2459 | 0.012142 | 2282.89 | 0 | 514.3909 | 27.1084 | 0.0527 | 9908.12 | 8.0209e-05 | 0.99816 | 483 | 471 | 283.67 | 279.67 |  | https://s3.console.aws.amazon.com/s3/buckets/834599497928?region=ca-central-1&prefix=phylroy.lopez/reference/reference/output/171b3bfa-f436-4a71-89f2-835f1010a7b7/ | 1.0.002
938 |  | TRUE | 767 | 0 | 0 | 1649.4792 |  |  |  | 0.1 | 2021-09-22 20:20:54 +0000 | 438c2ebff | 0.2.14 | :adv_dx_units: NECB_Default :airloop_economizer_type: NECB_Default :algorithm_type: parametric :analysis_id: reference :analysis_name: reference :boiler_eff: NECB_Default :btap_batch_version: 1.0.002 :building_type: SmallHotel :chiller_type: NECB_Default :compute_environment: aws_batch :datapoint_id: 656adb72-7ca1-40bc-bd6e-2d40c1113ba6 :daylighting_type: NECB_Default :dcv_type: NECB_Default :door_construction_cond: NECB_Default :ecm_system_name: NECB_Default :electrical_loads_scale: NECB_Default :enable_costing: true :epw_file: CAN_ON_Toronto.Pearson.Intl.AP.716240_CWEC2016.epw :erv_package: NECB_Default :ext_floor_cond: NECB_Default :ext_roof_cond: NECB_Default :ext_wall_cond: NECB_Default :fdwr_set: NECB_Default :fixed_wind_solar_trans: NECB_Default :fixed_window_cond: NECB_Default :furnace_eff: NECB_Default :glass_door_cond: NECB_Default :glass_door_solar_trans: NECB_Default :ground_floor_cond: NECB_Default :ground_roof_cond: NECB_Default :ground_wall_cond: NECB_Default :image_name: btap_private_cli :infiltration_scale: NECB_Default :lights_scale: NECB_Default :lights_type: NECB_Default :nv_delta_temp_in_out: NECB_Default :nv_opening_fraction: NECB_Default :nv_temp_out_min: NECB_Default :nv_type: NECB_Default :oa_scale: NECB_Default :occupancy_loads_scale: NECB_Default :output_meters: [] :output_variables: [] :overhead_door_cond: NECB_Default :primary_heating_fuel: NaturalGas :pv_ground_azimuth_angle: NECB_Default :pv_ground_module_description: NECB_Default :pv_ground_tilt_angle: NECB_Default :pv_ground_total_area_pv_panels_m2: NECB_Default :pv_ground_type: NECB_Default :rotation_degrees: NECB_Default :run_annual_simulation: true :s3_bucket: '834599497928' :scale_x: NECB_Default :scale_y: NECB_Default :scale_z: NECB_Default :shw_eff: NECB_Default :skylight_cond: NECB_Default :skylight_solar_trans: NECB_Default :srr_set: NECB_Default :template: NECB2015 | reference | reference | 656adb72-7ca1-40bc-bd6e-2d40c1113ba6 | NECB2015 | SmallHotel | NaturalGas | Natural Gas | CAN_ON_Toronto.Pearson.Intl.AP.716240_CWEC2016.epw | parametric |  | NECB_Default | NECB_Default | NECB_Default | NECB_Default | NECB_Default | NECB_Default | NECB_Default | NECB_Default | NECB_Default | NECB_Default | NECB_Default | NECB_Default | NECB_Default | NECB_Default | NECB_Default | NECB_Default | NECB_Default | NECB_Default | NECB_Default | NECB_Default | NECB_Default | NECB_Default | NECB_Default | NECB_Default | NECB_Default | NECB_Default | NECB_Default | NECB_Default | NECB_Default | NECB_Default | NECB_Default | NECB_Default | NECB_Default | NECB_Default | NECB_Default | NECB_Default | NECB_Default | NECB_Default | NECB_Default | NECB_Default | NECB_Default | NECB_Default | NECB_Default | NECB_Default | NECB_Default | aws_batch | 834599497928 | btap_private_cli |  | TRUE | TRUE |  |  | 71.4212 | 16.4918 | 68.9472 | 186.323 | 4013.58 | 2697.9741 | 40 | SmallHotel |  |  | 5 | SmallHotel | 4 |  | 4 | NECB2015 | 0.23215 | 11621.7287 | 78.1639 | 86.5065 | 40.6426 | 7.6609 | 424.2164 | 211.2425 | TORONTO | ONTARIO | 1.3039 | 25.7635 | 0 | 27.0673 | 10.4466 | 4.546 | 0 | 14.9926 | 0 | 0.048924 | 0 | 0 | 0.23476 | 0.090782 | 0 | 0.29712 | 0.019673 | 0.065495 | 0.52133 | 0.0097295 | 0.75608 | 0.2242 | 24.3889 | 86.6938 | 40 | 0.757 | [5 empty] | 0.183 | 0.278 | 2.2 | 2.2 | 5 | Toronto Pearson Intl AP | CAN | 382 | 3615 | 43.677 | -79.631 | 5 | 3890 | ON | CAN_ON_Toronto.Pearson.Intl.AP.716240_CWEC2016.epw | 0.75608 | 16.4918 | 71.4212 | 19.9057 | 21.676 | TRUE | FALSE | FALSE | FALSE | 13.2652 | 10.7093 | 0 | 0 | 0 | 0 | 899.86 | 160.2628 | 9.2987 | 0.058022 | 3398.69 | 0.00015198 | 0.75608 | 2178.75 | 2156.75 | 67.75 | 67.75 |  | https://s3.console.aws.amazon.com/s3/buckets/834599497928?region=ca-central-1&prefix=phylroy.lopez/reference/reference/output/656adb72-7ca1-40bc-bd6e-2d40c1113ba6/ | 1.0.002
939 |  | TRUE | 854 | 2 | 0 | 1653.463 |  |  |  | 0.1 | 2021-09-22 20:21:25 +0000 | 438c2ebff | 0.2.14 | :adv_dx_units: NECB_Default :airloop_economizer_type: NECB_Default :algorithm_type: parametric :analysis_id: reference :analysis_name: reference :boiler_eff: NECB_Default :btap_batch_version: 1.0.002 :building_type: SmallHotel :chiller_type: NECB_Default :compute_environment: aws_batch :datapoint_id: 4d3ee5ca-568e-4130-a971-304714e46569 :daylighting_type: NECB_Default :dcv_type: NECB_Default :door_construction_cond: NECB_Default :ecm_system_name: NECB_Default :electrical_loads_scale: NECB_Default :enable_costing: true :epw_file: CAN_QC_Montreal-Trudeau.Intl.AP.716270_CWEC2016.epw :erv_package: NECB_Default :ext_floor_cond: NECB_Default :ext_roof_cond: NECB_Default :ext_wall_cond: NECB_Default :fdwr_set: NECB_Default :fixed_wind_solar_trans: NECB_Default :fixed_window_cond: NECB_Default :furnace_eff: NECB_Default :glass_door_cond: NECB_Default :glass_door_solar_trans: NECB_Default :ground_floor_cond: NECB_Default :ground_roof_cond: NECB_Default :ground_wall_cond: NECB_Default :image_name: btap_private_cli :infiltration_scale: NECB_Default :lights_scale: NECB_Default :lights_type: NECB_Default :nv_delta_temp_in_out: NECB_Default :nv_opening_fraction: NECB_Default :nv_temp_out_min: NECB_Default :nv_type: NECB_Default :oa_scale: NECB_Default :occupancy_loads_scale: NECB_Default :output_meters: [] :output_variables: [] :overhead_door_cond: NECB_Default :primary_heating_fuel: NaturalGas :pv_ground_azimuth_angle: NECB_Default :pv_ground_module_description: NECB_Default :pv_ground_tilt_angle: NECB_Default :pv_ground_total_area_pv_panels_m2: NECB_Default :pv_ground_type: NECB_Default :rotation_degrees: NECB_Default :run_annual_simulation: true :s3_bucket: '834599497928' :scale_x: NECB_Default :scale_y: NECB_Default :scale_z: NECB_Default :shw_eff: NECB_Default :skylight_cond: NECB_Default :skylight_solar_trans: NECB_Default :srr_set: NECB_Default :template: BTAP1980TO2010 | reference | reference | 4d3ee5ca-568e-4130-a971-304714e46569 | BTAP1980TO2010 | SmallHotel | NaturalGas | Natural Gas | CAN_QC_Montreal-Trudeau.Intl.AP.716270_CWEC2016.epw | parametric |  | NECB_Default | NECB_Default | NECB_Default | NECB_Default | NECB_Default | NECB_Default | NECB_Default | NECB_Default | NECB_Default | NECB_Default | NECB_Default | NECB_Default | NECB_Default | NECB_Default | NECB_Default | NECB_Default | NECB_Default | NECB_Default | NECB_Default | NECB_Default | NECB_Default | NECB_Default | NECB_Default | NECB_Default | NECB_Default | NECB_Default | NECB_Default | NECB_Default | NECB_Default | NECB_Default | NECB_Default | NECB_Default | NECB_Default | NECB_Default | NECB_Default | NECB_Default | NECB_Default | NECB_Default | NECB_Default | NECB_Default | NECB_Default | NECB_Default | NECB_Default | NECB_Default | NECB_Default | aws_batch | 834599497928 | btap_private_cli |  | TRUE | TRUE |  |  | 123.4289 | 19.6193 | 141.5687 | 307.1884 | 4013.58 | 2697.9741 | 10.9 | SmallHotel |  |  | 0 | SmallHotel | 4 |  | 4 | BTAP1980TO2010 | 0.23215 | 11621.7287 | 0.36234 | 104.147 | 64.6262 | 7.418 | 344.7062 | 168.1526 | MONTREAL | QUEBEC | 0.0899 | 49.2586 | 0 | 49.3485 | 5.7257 | 12.9029 | 0 | 18.6285 | 0 | 0.03022 | 0 | 0 | 0.23134 | 0.076336 | 0 | 0.68248 | 0.024402 | 0.098127 | 0.99713 | 0.0021901 | 1.2285 | 0.31465 | 26.8676 | 139.3783 | 10.9 | 0.678 | [5 empty] | 0.267 | 0.426 | 2.95 |  | 0 | Montreal-Trudeau Intl AP | CAN | 323 | 4090 | 45.471 | -73.741 | 6 | 4400 | QC | CAN_QC_Montreal-Trudeau.Intl.AP.716270_CWEC2016.epw | 1.2285 | 19.6193 | 123.4289 | 18.8426 | 23.1522 | TRUE | FALSE | FALSE | FALSE | 13.2323 | 16.8046 | 0 | 0 | 0 | 0 | 1262.88 | 160.3432 | 13.2057 | 0.082359 | 4826.69 | 6.2289e-05 | 1.2285 | 1419.75 | 1419.75 | 75.25 | 75 |  | https://s3.console.aws.amazon.com/s3/buckets/834599497928?region=ca-central-1&prefix=phylroy.lopez/reference/reference/output/4d3ee5ca-568e-4130-a971-304714e46569/ | 1.0.002
940 |  | TRUE | 927 | 0 | 0 | 1647.9874 |  |  |  | 0.1 | 2021-09-22 20:21:38 +0000 | 438c2ebff | 0.2.14 | :adv_dx_units: NECB_Default :airloop_economizer_type: NECB_Default :algorithm_type: parametric :analysis_id: reference :analysis_name: reference :boiler_eff: NECB_Default :btap_batch_version: 1.0.002 :building_type: LargeHotel :chiller_type: NECB_Default :compute_environment: aws_batch :datapoint_id: 4a53d49f-8114-40fa-b612-61d6d2682bd3 :daylighting_type: NECB_Default :dcv_type: NECB_Default :door_construction_cond: NECB_Default :ecm_system_name: NECB_Default :electrical_loads_scale: NECB_Default :enable_costing: true :epw_file: CAN_AB_Edmonton.Intl.AP.711230_CWEC2016.epw :erv_package: NECB_Default :ext_floor_cond: NECB_Default :ext_roof_cond: NECB_Default :ext_wall_cond: NECB_Default :fdwr_set: NECB_Default :fixed_wind_solar_trans: NECB_Default :fixed_window_cond: NECB_Default :furnace_eff: NECB_Default :glass_door_cond: NECB_Default :glass_door_solar_trans: NECB_Default :ground_floor_cond: NECB_Default :ground_roof_cond: NECB_Default :ground_wall_cond: NECB_Default :image_name: btap_private_cli :infiltration_scale: NECB_Default :lights_scale: NECB_Default :lights_type: NECB_Default :nv_delta_temp_in_out: NECB_Default :nv_opening_fraction: NECB_Default :nv_temp_out_min: NECB_Default :nv_type: NECB_Default :oa_scale: NECB_Default :occupancy_loads_scale: NECB_Default :output_meters: [] :output_variables: [] :overhead_door_cond: NECB_Default :primary_heating_fuel: Electricity :pv_ground_azimuth_angle: NECB_Default :pv_ground_module_description: NECB_Default :pv_ground_tilt_angle: NECB_Default :pv_ground_total_area_pv_panels_m2: NECB_Default :pv_ground_type: NECB_Default :rotation_degrees: NECB_Default :run_annual_simulation: true :s3_bucket: '834599497928' :scale_x: NECB_Default :scale_y: NECB_Default :scale_z: NECB_Default :shw_eff: NECB_Default :skylight_cond: NECB_Default :skylight_solar_trans: NECB_Default :srr_set: NECB_Default :template: BTAPPRE1980 | reference | reference | 4a53d49f-8114-40fa-b612-61d6d2682bd3 | BTAPPRE1980 | LargeHotel | Electricity | Electricity | CAN_AB_Edmonton.Intl.AP.711230_CWEC2016.epw | parametric |  | NECB_Default | NECB_Default | NECB_Default | NECB_Default | NECB_Default | NECB_Default | NECB_Default | NECB_Default | NECB_Default | NECB_Default | NECB_Default | NECB_Default | NECB_Default | NECB_Default | NECB_Default | NECB_Default | NECB_Default | NECB_Default | NECB_Default | NECB_Default | NECB_Default | NECB_Default | NECB_Default | NECB_Default | NECB_Default | NECB_Default | NECB_Default | NECB_Default | NECB_Default | NECB_Default | NECB_Default | NECB_Default | NECB_Default | NECB_Default | NECB_Default | NECB_Default | NECB_Default | NECB_Default | NECB_Default | NECB_Default | NECB_Default | NECB_Default | NECB_Default | NECB_Default | NECB_Default | aws_batch | 834599497928 | btap_private_cli |  | TRUE | TRUE |  |  | 88.8066 | 12.7788 | 171.3005 | 258.8381 | 11345.38 | 6004.6889 | 27.6 | LargeHotel |  |  | 0 | LargeHotel | 6 |  | 7 | BTAPPRE1980 | 0.17066 | 35185.0517 | 0.87264 | 48.2529 | 70.6223 | 13.6763 | 226.2728 | 92.8487 | EDMONTON | ALBERTA | 240.3014 | 0 | 0 | 240.3014 | 22.7756 | 0 | 0 | 22.7756 | 0 | 0.024495 | 0 | 0 | 1.095 | 0.094584 | 0 | 0.61668 | 0.026731 | 0.1363 | 0 | 0.0037081 | 1.095 | 0.19235 | 108.808 | 0 | 27.6 | 0.678 |  | 0.678 |  |  |  | 0.227 | 0.772 | 2.95 |  | 0 | Edmonton Intl AP | CAN | 23 | 5588 | 53.31 | -113.579 | 7a | 5120 | AB | CAN_AB_Edmonton.Intl.AP.711230_CWEC2016.epw | 1.095 | 12.7788 | 88.8066 | 15.1156 | 27.2132 | TRUE | TRUE | FALSE | FALSE | 14.3112 | 31.3904 | 0 | 5.9707 | 0.011607 | 2182.28 | 0 | 514.3909 | 27.1084 | 0.0527 | 9908.12 | 0.00013574 | 1.095 | 3277.5 | 3277.5 | 19.83 | 19.17 |  | https://s3.console.aws.amazon.com/s3/buckets/834599497928?region=ca-central-1&prefix=phylroy.lopez/reference/reference/output/4a53d49f-8114-40fa-b612-61d6d2682bd3/ | 1.0.002
941 |  | TRUE | 745 | 2 | 0 | 1644.4126 |  |  |  | 0.1 | 2021-09-22 20:20:53 +0000 | 438c2ebff | 0.2.14 | :adv_dx_units: NECB_Default :airloop_economizer_type: NECB_Default :algorithm_type: parametric :analysis_id: reference :analysis_name: reference :boiler_eff: NECB_Default :btap_batch_version: 1.0.002 :building_type: LargeHotel :chiller_type: NECB_Default :compute_environment: aws_batch :datapoint_id: 5309af3c-f4e0-4f8a-be12-633243894471 :daylighting_type: NECB_Default :dcv_type: NECB_Default :door_construction_cond: NECB_Default :ecm_system_name: NECB_Default :electrical_loads_scale: NECB_Default :enable_costing: true :epw_file: CAN_AB_Edmonton.Intl.AP.711230_CWEC2016.epw :erv_package: NECB_Default :ext_floor_cond: NECB_Default :ext_roof_cond: NECB_Default :ext_wall_cond: NECB_Default :fdwr_set: NECB_Default :fixed_wind_solar_trans: NECB_Default :fixed_window_cond: NECB_Default :furnace_eff: NECB_Default :glass_door_cond: NECB_Default :glass_door_solar_trans: NECB_Default :ground_floor_cond: NECB_Default :ground_roof_cond: NECB_Default :ground_wall_cond: NECB_Default :image_name: btap_private_cli :infiltration_scale: NECB_Default :lights_scale: NECB_Default :lights_type: NECB_Default :nv_delta_temp_in_out: NECB_Default :nv_opening_fraction: NECB_Default :nv_temp_out_min: NECB_Default :nv_type: NECB_Default :oa_scale: NECB_Default :occupancy_loads_scale: NECB_Default :output_meters: [] :output_variables: [] :overhead_door_cond: NECB_Default :primary_heating_fuel: NaturalGas :pv_ground_azimuth_angle: NECB_Default :pv_ground_module_description: NECB_Default :pv_ground_tilt_angle: NECB_Default :pv_ground_total_area_pv_panels_m2: NECB_Default :pv_ground_type: NECB_Default :rotation_degrees: NECB_Default :run_annual_simulation: true :s3_bucket: '834599497928' :scale_x: NECB_Default :scale_y: NECB_Default :scale_z: NECB_Default :shw_eff: NECB_Default :skylight_cond: NECB_Default :skylight_solar_trans: NECB_Default :srr_set: NECB_Default :template: NECB2015 | reference | reference | 5309af3c-f4e0-4f8a-be12-633243894471 | NECB2015 | LargeHotel | NaturalGas | Natural Gas | CAN_AB_Edmonton.Intl.AP.711230_CWEC2016.epw | parametric |  | NECB_Default | NECB_Default | NECB_Default | NECB_Default | NECB_Default | NECB_Default | NECB_Default | NECB_Default | NECB_Default | NECB_Default | NECB_Default | NECB_Default | NECB_Default | NECB_Default | NECB_Default | NECB_Default | NECB_Default | NECB_Default | NECB_Default | NECB_Default | NECB_Default | NECB_Default | NECB_Default | NECB_Default | NECB_Default | NECB_Default | NECB_Default | NECB_Default | NECB_Default | NECB_Default | NECB_Default | NECB_Default | NECB_Default | NECB_Default | NECB_Default | NECB_Default | NECB_Default | NECB_Default | NECB_Default | NECB_Default | NECB_Default | NECB_Default | NECB_Default | NECB_Default | NECB_Default | aws_batch | 834599497928 | btap_private_cli |  | TRUE | TRUE |  |  | 71.9655 | 11.9927 | 117.4979 | 248.2376 | 11345.38 | 6004.6889 | 32.5 | LargeHotel |  |  | 5 | LargeHotel | 6 |  | 7 | NECB2015 | 0.17066 | 35185.0517 | 61.0622 | 78.5151 | 51.4461 | 4.2294 | 301.9711 | 106.7183 | EDMONTON | ALBERTA | 57.1215 | 38.3373 | 0 | 95.4587 | 5.4139 | 2.735 | 0 | 8.1489 | 0 | 0.029401 | 0 | 0 | 0.26029 | 0.098958 | 0 | 0.57793 | 0.02416 | 0.10196 | 0.75973 | 0.005567 | 1.02 | 0.1818 | 23.0217 | 81.5819 | 32.5 | 0.757 |  | 0.284 |  |  |  | 0.162 | 0.21 | 2.2 | 2.2 | 5 | Edmonton Intl AP | CAN | 23 | 5588 | 53.31 | -113.579 | 7a | 5120 | AB | CAN_AB_Edmonton.Intl.AP.711230_CWEC2016.epw | 1.02 | 11.9927 | 71.9655 | 15.1156 | 27.2132 | TRUE | TRUE | FALSE | FALSE | 14.311 | 31.3899 | 0 | 0 | 0 | 0 | 2062.63 | 514.2133 | 19.4879 | 0.037899 | 7122.84 | 0.00024151 | 1.02 | 205.67 | 203.83 | 218.33 | 218.33 |  | https://s3.console.aws.amazon.com/s3/buckets/834599497928?region=ca-central-1&prefix=phylroy.lopez/reference/reference/output/5309af3c-f4e0-4f8a-be12-633243894471/ | 1.0.002
942 |  | TRUE | 885 | 0 | 0 | 1645.8128 |  |  |  | 0.1 | 2021-09-22 20:21:18 +0000 | 438c2ebff | 0.2.14 | :adv_dx_units: NECB_Default :airloop_economizer_type: NECB_Default :algorithm_type: parametric :analysis_id: reference :analysis_name: reference :boiler_eff: NECB_Default :btap_batch_version: 1.0.002 :building_type: LargeHotel :chiller_type: NECB_Default :compute_environment: aws_batch :datapoint_id: d9844c41-1bb0-445c-a8a2-0c45a5a77175 :daylighting_type: NECB_Default :dcv_type: NECB_Default :door_construction_cond: NECB_Default :ecm_system_name: NECB_Default :electrical_loads_scale: NECB_Default :enable_costing: true :epw_file: CAN_ON_Toronto.Pearson.Intl.AP.716240_CWEC2016.epw :erv_package: NECB_Default :ext_floor_cond: NECB_Default :ext_roof_cond: NECB_Default :ext_wall_cond: NECB_Default :fdwr_set: NECB_Default :fixed_wind_solar_trans: NECB_Default :fixed_window_cond: NECB_Default :furnace_eff: NECB_Default :glass_door_cond: NECB_Default :glass_door_solar_trans: NECB_Default :ground_floor_cond: NECB_Default :ground_roof_cond: NECB_Default :ground_wall_cond: NECB_Default :image_name: btap_private_cli :infiltration_scale: NECB_Default :lights_scale: NECB_Default :lights_type: NECB_Default :nv_delta_temp_in_out: NECB_Default :nv_opening_fraction: NECB_Default :nv_temp_out_min: NECB_Default :nv_type: NECB_Default :oa_scale: NECB_Default :occupancy_loads_scale: NECB_Default :output_meters: [] :output_variables: [] :overhead_door_cond: NECB_Default :primary_heating_fuel: NaturalGas :pv_ground_azimuth_angle: NECB_Default :pv_ground_module_description: NECB_Default :pv_ground_tilt_angle: NECB_Default :pv_ground_total_area_pv_panels_m2: NECB_Default :pv_ground_type: NECB_Default :rotation_degrees: NECB_Default :run_annual_simulation: true :s3_bucket: '834599497928' :scale_x: NECB_Default :scale_y: NECB_Default :scale_z: NECB_Default :shw_eff: NECB_Default :skylight_cond: NECB_Default :skylight_solar_trans: NECB_Default :srr_set: NECB_Default :template: BTAP1980TO2010 | reference | reference | d9844c41-1bb0-445c-a8a2-0c45a5a77175 | BTAP1980TO2010 | LargeHotel | NaturalGas | Natural Gas | CAN_ON_Toronto.Pearson.Intl.AP.716240_CWEC2016.epw | parametric |  | NECB_Default | NECB_Default | NECB_Default | NECB_Default | NECB_Default | NECB_Default | NECB_Default | NECB_Default | NECB_Default | NECB_Default | NECB_Default | NECB_Default | NECB_Default | NECB_Default | NECB_Default | NECB_Default | NECB_Default | NECB_Default | NECB_Default | NECB_Default | NECB_Default | NECB_Default | NECB_Default | NECB_Default | NECB_Default | NECB_Default | NECB_Default | NECB_Default | NECB_Default | NECB_Default | NECB_Default | NECB_Default | NECB_Default | NECB_Default | NECB_Default | NECB_Default | NECB_Default | NECB_Default | NECB_Default | NECB_Default | NECB_Default | NECB_Default | NECB_Default | NECB_Default | NECB_Default | aws_batch | 834599497928 | btap_private_cli |  | TRUE | TRUE |  |  | 121.586 | 20.697 | 127.6102 | 271.1848 | 11345.38 | 6004.6889 | 27.6 | LargeHotel |  |  | 0 | LargeHotel | 6 |  | 7 | BTAP1980TO2010 | 0.17066 | 35185.0517 | 1.006 | 83.4072 | 71.2828 | 4.2949 | 254.9313 | 94.9404 | TORONTO | ONTARIO | 1.658 | 41.5752 | 0 | 43.2331 | 13.2834 | 7.3359 | 0 | 20.6194 | 0 | 0.043056 | 0 | 0 | 0.2985 | 0.085697 | 0 | 0.62341 | 0.026731 | 0.1363 | 0.84128 | 0.0062351 | 1.1398 | 0.21787 | 31.786 | 132.7051 | 27.6 | 0.678 |  | 0.547 |  |  |  | 0.296 | 0.682 | 3.35 |  | 0 | Toronto Pearson Intl AP | CAN | 382 | 3615 | 43.677 | -79.631 | 5 | 3890 | ON | CAN_ON_Toronto.Pearson.Intl.AP.716240_CWEC2016.epw | 1.1398 | 20.697 | 121.586 | 27.0836 | 29.1269 | TRUE | FALSE | FALSE | FALSE | 15.5933 | 17.6769 | 0 | 0 | 0 | 0 | 2471.77 | 514.3909 | 27.1084 | 0.0527 | 9908.12 | 0.00048919 | 1.1398 | 3780.5 | 3779.1699 | 3.5 | 3.5 |  | https://s3.console.aws.amazon.com/s3/buckets/834599497928?region=ca-central-1&prefix=phylroy.lopez/reference/reference/output/d9844c41-1bb0-445c-a8a2-0c45a5a77175/ | 1.0.002
943 |  | TRUE | 749 | 1 | 0 | 1650.5359 |  |  |  | 0.1 | 2021-09-22 20:20:31 +0000 | 438c2ebff | 0.2.14 | :adv_dx_units: NECB_Default :airloop_economizer_type: NECB_Default :algorithm_type: parametric :analysis_id: reference :analysis_name: reference :boiler_eff: NECB_Default :btap_batch_version: 1.0.002 :building_type: SmallHotel :chiller_type: NECB_Default :compute_environment: aws_batch :datapoint_id: 3dbb148a-382f-45a5-a943-63f2c52211e2 :daylighting_type: NECB_Default :dcv_type: NECB_Default :door_construction_cond: NECB_Default :ecm_system_name: NECB_Default :electrical_loads_scale: NECB_Default :enable_costing: true :epw_file: CAN_AB_Edmonton.Intl.AP.711230_CWEC2016.epw :erv_package: NECB_Default :ext_floor_cond: NECB_Default :ext_roof_cond: NECB_Default :ext_wall_cond: NECB_Default :fdwr_set: NECB_Default :fixed_wind_solar_trans: NECB_Default :fixed_window_cond: NECB_Default :furnace_eff: NECB_Default :glass_door_cond: NECB_Default :glass_door_solar_trans: NECB_Default :ground_floor_cond: NECB_Default :ground_roof_cond: NECB_Default :ground_wall_cond: NECB_Default :image_name: btap_private_cli :infiltration_scale: NECB_Default :lights_scale: NECB_Default :lights_type: NECB_Default :nv_delta_temp_in_out: NECB_Default :nv_opening_fraction: NECB_Default :nv_temp_out_min: NECB_Default :nv_type: NECB_Default :oa_scale: NECB_Default :occupancy_loads_scale: NECB_Default :output_meters: [] :output_variables: [] :overhead_door_cond: NECB_Default :primary_heating_fuel: Electricity :pv_ground_azimuth_angle: NECB_Default :pv_ground_module_description: NECB_Default :pv_ground_tilt_angle: NECB_Default :pv_ground_total_area_pv_panels_m2: NECB_Default :pv_ground_type: NECB_Default :rotation_degrees: NECB_Default :run_annual_simulation: true :s3_bucket: '834599497928' :scale_x: NECB_Default :scale_y: NECB_Default :scale_z: NECB_Default :shw_eff: NECB_Default :skylight_cond: NECB_Default :skylight_solar_trans: NECB_Default :srr_set: NECB_Default :template: NECB2015 | reference | reference | 3dbb148a-382f-45a5-a943-63f2c52211e2 | NECB2015 | SmallHotel | Electricity | Electricity | CAN_AB_Edmonton.Intl.AP.711230_CWEC2016.epw | parametric |  | NECB_Default | NECB_Default | NECB_Default | NECB_Default | NECB_Default | NECB_Default | NECB_Default | NECB_Default | NECB_Default | NECB_Default | NECB_Default | NECB_Default | NECB_Default | NECB_Default | NECB_Default | NECB_Default | NECB_Default | NECB_Default | NECB_Default | NECB_Default | NECB_Default | NECB_Default | NECB_Default | NECB_Default | NECB_Default | NECB_Default | NECB_Default | NECB_Default | NECB_Default | NECB_Default | NECB_Default | NECB_Default | NECB_Default | NECB_Default | NECB_Default | NECB_Default | NECB_Default | NECB_Default | NECB_Default | NECB_Default | NECB_Default | NECB_Default | NECB_Default | NECB_Default | NECB_Default | aws_batch | 834599497928 | btap_private_cli |  | TRUE | TRUE |  |  | 56.4329 | 10.3466 | 95.943 | 180.9226 | 4013.58 | 2697.9741 | 32.5 | SmallHotel |  |  | 5 | SmallHotel | 4 |  | 4 | NECB2015 | 0.23215 | 11621.7287 | 73.3616 | 49.1568 | 40.2092 | 15.8825 | 351.4864 | 172.8763 | EDMONTON | ALBERTA | 161.6441 | 0 | 0 | 161.6441 | 15.3205 | 0 | 0 | 15.3205 | 0 | 0.025571 | 0 | 0 | 0.73656 | 0.090323 | 0 | 0.34539 | 0.019673 | 0.065495 | 0 | 0.0017017 | 0.73656 | 0.18833 | 77.6669 | 0 | 32.5 | 0.757 | [5 empty] | 0.162 | 0.21 | 2.2 | 2.2 | 5 | Edmonton Intl AP | CAN | 23 | 5588 | 53.31 | -113.579 | 7a | 5120 | AB | CAN_AB_Edmonton.Intl.AP.711230_CWEC2016.epw | 0.73656 | 10.3466 | 56.4329 | 13.8954 | 20.2805 | TRUE | TRUE | FALSE | FALSE | 11.9089 | 20.7666 | 0 | 2.0681 | 0.012904 | 755.88 | 0 | 160.2628 | 9.2987 | 0.058022 | 3398.69 | 7.4746e-05 | 0.73656 | 1573 | 1551.75 | 0 | 0 |  | https://s3.console.aws.amazon.com/s3/buckets/834599497928?region=ca-central-1&prefix=phylroy.lopez/reference/reference/output/3dbb148a-382f-45a5-a943-63f2c52211e2/ | 1.0.002
944 |  | TRUE | 885 | 0 | 0 | 1646.9503 |  |  |  | 0.1 | 2021-09-22 20:21:06 +0000 | 438c2ebff | 0.2.14 | :adv_dx_units: NECB_Default :airloop_economizer_type: NECB_Default :algorithm_type: parametric :analysis_id: reference :analysis_name: reference :boiler_eff: NECB_Default :btap_batch_version: 1.0.002 :building_type: LargeHotel :chiller_type: NECB_Default :compute_environment: aws_batch :datapoint_id: ad29a0db-e3c8-4199-8f60-043635882d42 :daylighting_type: NECB_Default :dcv_type: NECB_Default :door_construction_cond: NECB_Default :ecm_system_name: NECB_Default :electrical_loads_scale: NECB_Default :enable_costing: true :epw_file: CAN_ON_Toronto.Pearson.Intl.AP.716240_CWEC2016.epw :erv_package: NECB_Default :ext_floor_cond: NECB_Default :ext_roof_cond: NECB_Default :ext_wall_cond: NECB_Default :fdwr_set: NECB_Default :fixed_wind_solar_trans: NECB_Default :fixed_window_cond: NECB_Default :furnace_eff: NECB_Default :glass_door_cond: NECB_Default :glass_door_solar_trans: NECB_Default :ground_floor_cond: NECB_Default :ground_roof_cond: NECB_Default :ground_wall_cond: NECB_Default :image_name: btap_private_cli :infiltration_scale: NECB_Default :lights_scale: NECB_Default :lights_type: NECB_Default :nv_delta_temp_in_out: NECB_Default :nv_opening_fraction: NECB_Default :nv_temp_out_min: NECB_Default :nv_type: NECB_Default :oa_scale: NECB_Default :occupancy_loads_scale: NECB_Default :output_meters: [] :output_variables: [] :overhead_door_cond: NECB_Default :primary_heating_fuel: NaturalGas :pv_ground_azimuth_angle: NECB_Default :pv_ground_module_description: NECB_Default :pv_ground_tilt_angle: NECB_Default :pv_ground_total_area_pv_panels_m2: NECB_Default :pv_ground_type: NECB_Default :rotation_degrees: NECB_Default :run_annual_simulation: true :s3_bucket: '834599497928' :scale_x: NECB_Default :scale_y: NECB_Default :scale_z: NECB_Default :shw_eff: NECB_Default :skylight_cond: NECB_Default :skylight_solar_trans: NECB_Default :srr_set: NECB_Default :template: BTAPPRE1980 | reference | reference | ad29a0db-e3c8-4199-8f60-043635882d42 | BTAPPRE1980 | LargeHotel | NaturalGas | Natural Gas | CAN_ON_Toronto.Pearson.Intl.AP.716240_CWEC2016.epw | parametric |  | NECB_Default | NECB_Default | NECB_Default | NECB_Default | NECB_Default | NECB_Default | NECB_Default | NECB_Default | NECB_Default | NECB_Default | NECB_Default | NECB_Default | NECB_Default | NECB_Default | NECB_Default | NECB_Default | NECB_Default | NECB_Default | NECB_Default | NECB_Default | NECB_Default | NECB_Default | NECB_Default | NECB_Default | NECB_Default | NECB_Default | NECB_Default | NECB_Default | NECB_Default | NECB_Default | NECB_Default | NECB_Default | NECB_Default | NECB_Default | NECB_Default | NECB_Default | NECB_Default | NECB_Default | NECB_Default | NECB_Default | NECB_Default | NECB_Default | NECB_Default | NECB_Default | NECB_Default | aws_batch | 834599497928 | btap_private_cli |  | TRUE | TRUE |  |  | 124.3075 | 20.8491 | 129.9359 | 274.7851 | 11345.38 | 6004.6889 | 27.6 | LargeHotel |  |  | 0 | LargeHotel | 6 |  | 7 | BTAPPRE1980 | 0.17066 | 35185.0517 | 1.006 | 85.8889 | 71.2828 | 4.2949 | 257.3161 | 94.8436 | TORONTO | ONTARIO | 1.6651 | 42.1517 | 0 | 43.8168 | 13.341 | 7.4377 | 0 | 20.7786 | 0 | 0.042732 | 0 | 0 | 0.2998 | 0.087295 | 0 | 0.63508 | 0.026731 | 0.1363 | 0.85294 | 0.0062572 | 1.1527 | 0.21786 | 31.9174 | 135.4253 | 27.6 | 0.678 |  | 0.678 |  |  |  | 0.296 | 0.9 | 3.35 |  | 0 | Toronto Pearson Intl AP | CAN | 382 | 3615 | 43.677 | -79.631 | 5 | 3890 | ON | CAN_ON_Toronto.Pearson.Intl.AP.716240_CWEC2016.epw | 1.1527 | 20.8491 | 124.3075 | 27.0836 | 29.1269 | TRUE | FALSE | FALSE | FALSE | 15.5933 | 17.6769 | 0 | 0 | 0 | 0 | 2471.74 | 514.3909 | 27.1084 | 0.0527 | 9908.12 | 0.00048742 | 1.1527 | 3463.33 | 3461.8301 | 2.83 | 2.83 |  | https://s3.console.aws.amazon.com/s3/buckets/834599497928?region=ca-central-1&prefix=phylroy.lopez/reference/reference/output/ad29a0db-e3c8-4199-8f60-043635882d42/ | 1.0.002
945 |  | TRUE | 1044 | 2 | 0 | 866.2098 |  |  |  | 0.1 | 2021-09-22 20:20:41 +0000 | 438c2ebff | 0.2.14 | :adv_dx_units: NECB_Default :airloop_economizer_type: NECB_Default :algorithm_type: parametric :analysis_id: reference :analysis_name: reference :boiler_eff: NECB_Default :btap_batch_version: 1.0.002 :building_type: HighriseApartment :chiller_type: NECB_Default :compute_environment: aws_batch :datapoint_id: 636a84b0-a68f-41c4-bb82-21e7962f47fa :daylighting_type: NECB_Default :dcv_type: NECB_Default :door_construction_cond: NECB_Default :ecm_system_name: NECB_Default :electrical_loads_scale: NECB_Default :enable_costing: true :epw_file: CAN_NS_Halifax.Dockyard.713280_CWEC2016.epw :erv_package: NECB_Default :ext_floor_cond: NECB_Default :ext_roof_cond: NECB_Default :ext_wall_cond: NECB_Default :fdwr_set: NECB_Default :fixed_wind_solar_trans: NECB_Default :fixed_window_cond: NECB_Default :furnace_eff: NECB_Default :glass_door_cond: NECB_Default :glass_door_solar_trans: NECB_Default :ground_floor_cond: NECB_Default :ground_roof_cond: NECB_Default :ground_wall_cond: NECB_Default :image_name: btap_private_cli :infiltration_scale: NECB_Default :lights_scale: NECB_Default :lights_type: NECB_Default :nv_delta_temp_in_out: NECB_Default :nv_opening_fraction: NECB_Default :nv_temp_out_min: NECB_Default :nv_type: NECB_Default :oa_scale: NECB_Default :occupancy_loads_scale: NECB_Default :output_meters: [] :output_variables: [] :overhead_door_cond: NECB_Default :primary_heating_fuel: NaturalGas :pv_ground_azimuth_angle: NECB_Default :pv_ground_module_description: NECB_Default :pv_ground_tilt_angle: NECB_Default :pv_ground_total_area_pv_panels_m2: NECB_Default :pv_ground_type: NECB_Default :rotation_degrees: NECB_Default :run_annual_simulation: true :s3_bucket: '834599497928' :scale_x: NECB_Default :scale_y: NECB_Default :scale_z: NECB_Default :shw_eff: NECB_Default :skylight_cond: NECB_Default :skylight_solar_trans: NECB_Default :srr_set: NECB_Default :template: BTAPPRE1980 | reference | reference | 636a84b0-a68f-41c4-bb82-21e7962f47fa | BTAPPRE1980 | HighriseApartment | NaturalGas | Natural Gas | CAN_NS_Halifax.Dockyard.713280_CWEC2016.epw | parametric |  | NECB_Default | NECB_Default | NECB_Default | NECB_Default | NECB_Default | NECB_Default | NECB_Default | NECB_Default | NECB_Default | NECB_Default | NECB_Default | NECB_Default | NECB_Default | NECB_Default | NECB_Default | NECB_Default | NECB_Default | NECB_Default | NECB_Default | NECB_Default | NECB_Default | NECB_Default | NECB_Default | NECB_Default | NECB_Default | NECB_Default | NECB_Default | NECB_Default | NECB_Default | NECB_Default | NECB_Default | NECB_Default | NECB_Default | NECB_Default | NECB_Default | NECB_Default | NECB_Default | NECB_Default | NECB_Default | NECB_Default | NECB_Default | NECB_Default | NECB_Default | NECB_Default | NECB_Default | aws_batch | 834599497928 | btap_private_cli |  | TRUE | TRUE |  |  | 77.625 | 7.1942 | 75.822 | 158.117 | 7836.48 | 4638.6699 | 29.8 | HighriseApartment |  |  | 0 | HighriseApartment | 10 |  | 10 | BTAPPRE1980 | 0.19422 | 23884.0213 | 1.1692 | 85.8378 | 27.0586 | 3.3363 | 150.5914 | 33.1895 | HALIFAX | NOVA SCOTIA | 38.2756 | 24.076 | 0 | 62.3516 | 7.5066 | 6.077 | 0 | 13.5836 | 0 | 0.014854 | 0 | 0 | 0.18875 | 0.069141 | 0 | 0.38337 | 0.063082 | 0.040272 | 0.48384 | 0.0013884 | 0.67259 | 0.10047 | 16.3382 | 86.0516 | 29.8 | 0.678 | [5 empty] | 0.267 | 0.823 | 2.95 |  | 0 | Halifax Dockyard | CAN | 112 | 3647 | 44.655 | -63.577 | 6 | 4000 | NS | CAN_NS_Halifax.Dockyard.713280_CWEC2016.epw | 0.67259 | 7.1942 | 77.625 | 17.2425 | 22.6612 | TRUE | TRUE | FALSE | FALSE | 8.0716 | 7.1373 | 0 | 0 | 0 | 0 | 787.35 | 128.5028 | 8.3471 | 0.064956 | 3050.86 | 1.4037e-05 | 0.67259 | 312.5 | 312.5 | 33.75 | 33.75 |  | https://s3.console.aws.amazon.com/s3/buckets/834599497928?region=ca-central-1&prefix=phylroy.lopez/reference/reference/output/636a84b0-a68f-41c4-bb82-21e7962f47fa/ | 1.0.002
946 |  | TRUE | 1057 | 0 | 0 | 865.2375 |  |  |  | 0.1 | 2021-09-22 20:20:10 +0000 | 438c2ebff | 0.2.14 | :adv_dx_units: NECB_Default :airloop_economizer_type: NECB_Default :algorithm_type: parametric :analysis_id: reference :analysis_name: reference :boiler_eff: NECB_Default :btap_batch_version: 1.0.002 :building_type: HighriseApartment :chiller_type: NECB_Default :compute_environment: aws_batch :datapoint_id: e2eb6c0c-9f5c-4e9c-b607-9ab3f7a939b4 :daylighting_type: NECB_Default :dcv_type: NECB_Default :door_construction_cond: NECB_Default :ecm_system_name: NECB_Default :electrical_loads_scale: NECB_Default :enable_costing: true :epw_file: CAN_NS_Halifax.Dockyard.713280_CWEC2016.epw :erv_package: NECB_Default :ext_floor_cond: NECB_Default :ext_roof_cond: NECB_Default :ext_wall_cond: NECB_Default :fdwr_set: NECB_Default :fixed_wind_solar_trans: NECB_Default :fixed_window_cond: NECB_Default :furnace_eff: NECB_Default :glass_door_cond: NECB_Default :glass_door_solar_trans: NECB_Default :ground_floor_cond: NECB_Default :ground_roof_cond: NECB_Default :ground_wall_cond: NECB_Default :image_name: btap_private_cli :infiltration_scale: NECB_Default :lights_scale: NECB_Default :lights_type: NECB_Default :nv_delta_temp_in_out: NECB_Default :nv_opening_fraction: NECB_Default :nv_temp_out_min: NECB_Default :nv_type: NECB_Default :oa_scale: NECB_Default :occupancy_loads_scale: NECB_Default :output_meters: [] :output_variables: [] :overhead_door_cond: NECB_Default :primary_heating_fuel: Electricity :pv_ground_azimuth_angle: NECB_Default :pv_ground_module_description: NECB_Default :pv_ground_tilt_angle: NECB_Default :pv_ground_total_area_pv_panels_m2: NECB_Default :pv_ground_type: NECB_Default :rotation_degrees: NECB_Default :run_annual_simulation: true :s3_bucket: '834599497928' :scale_x: NECB_Default :scale_y: NECB_Default :scale_z: NECB_Default :shw_eff: NECB_Default :skylight_cond: NECB_Default :skylight_solar_trans: NECB_Default :srr_set: NECB_Default :template: BTAP1980TO2010 | reference | reference | e2eb6c0c-9f5c-4e9c-b607-9ab3f7a939b4 | BTAP1980TO2010 | HighriseApartment | Electricity | Electricity | CAN_NS_Halifax.Dockyard.713280_CWEC2016.epw | parametric |  | NECB_Default | NECB_Default | NECB_Default | NECB_Default | NECB_Default | NECB_Default | NECB_Default | NECB_Default | NECB_Default | NECB_Default | NECB_Default | NECB_Default | NECB_Default | NECB_Default | NECB_Default | NECB_Default | NECB_Default | NECB_Default | NECB_Default | NECB_Default | NECB_Default | NECB_Default | NECB_Default | NECB_Default | NECB_Default | NECB_Default | NECB_Default | NECB_Default | NECB_Default | NECB_Default | NECB_Default | NECB_Default | NECB_Default | NECB_Default | NECB_Default | NECB_Default | NECB_Default | NECB_Default | NECB_Default | NECB_Default | NECB_Default | NECB_Default | NECB_Default | NECB_Default | NECB_Default | aws_batch | 834599497928 | btap_private_cli |  | TRUE | TRUE |  |  | 57.7781 | 7.1286 | 70.4214 | 113.8302 | 7836.48 | 4638.6699 | 29.8 | HighriseApartment |  |  | 0 | HighriseApartment | 10 |  | 10 | BTAP1980TO2010 | 0.19422 | 23884.0213 | 1.1692 | 52.7982 | 27.0586 | 10.9335 | 120.9719 | 29.0124 | HALIFAX | NOVA SCOTIA | 104.0607 | 0 | 0 | 104.0607 | 20.4082 | 0 | 0 | 20.4082 | 0 | 0.01522 | 0 | 0 | 0.51316 | 0.062713 | 0 | 0.25352 | 0.063082 | 0.040272 | 0 | 0.00081159 | 0.51316 | 0.077527 | 73.4987 | 0 | 29.8 | 0.678 | [5 empty] | 0.267 | 0.426 | 2.95 |  | 0 | Halifax Dockyard | CAN | 112 | 3647 | 44.655 | -63.577 | 6 | 4000 | NS | CAN_NS_Halifax.Dockyard.713280_CWEC2016.epw | 0.51316 | 7.1286 | 57.7781 | 17.2425 | 22.6612 | TRUE | TRUE | FALSE | FALSE | 8.0716 | 7.1373 | 0 | 1.6622 | 0.012935 | 607.54 | 0 | 128.5028 | 8.3471 | 0.064956 | 3050.86 | 1.4037e-05 | 0.51316 | 309.25 | 309.25 | 0.25 | 0.25 |  | https://s3.console.aws.amazon.com/s3/buckets/834599497928?region=ca-central-1&prefix=phylroy.lopez/reference/reference/output/e2eb6c0c-9f5c-4e9c-b607-9ab3f7a939b4/ | 1.0.002
947 |  | TRUE | 1034 | 0 | 0 | 865.8775 |  |  |  | 0.1 | 2021-09-22 20:19:45 +0000 | 438c2ebff | 0.2.14 | :adv_dx_units: NECB_Default :airloop_economizer_type: NECB_Default :algorithm_type: parametric :analysis_id: reference :analysis_name: reference :boiler_eff: NECB_Default :btap_batch_version: 1.0.002 :building_type: HighriseApartment :chiller_type: NECB_Default :compute_environment: aws_batch :datapoint_id: b13dcf0b-0798-49e7-ad74-7a5582fc7162 :daylighting_type: NECB_Default :dcv_type: NECB_Default :door_construction_cond: NECB_Default :ecm_system_name: NECB_Default :electrical_loads_scale: NECB_Default :enable_costing: true :epw_file: CAN_BC_Vancouver.Intl.AP.718920_CWEC2016.epw :erv_package: NECB_Default :ext_floor_cond: NECB_Default :ext_roof_cond: NECB_Default :ext_wall_cond: NECB_Default :fdwr_set: NECB_Default :fixed_wind_solar_trans: NECB_Default :fixed_window_cond: NECB_Default :furnace_eff: NECB_Default :glass_door_cond: NECB_Default :glass_door_solar_trans: NECB_Default :ground_floor_cond: NECB_Default :ground_roof_cond: NECB_Default :ground_wall_cond: NECB_Default :image_name: btap_private_cli :infiltration_scale: NECB_Default :lights_scale: NECB_Default :lights_type: NECB_Default :nv_delta_temp_in_out: NECB_Default :nv_opening_fraction: NECB_Default :nv_temp_out_min: NECB_Default :nv_type: NECB_Default :oa_scale: NECB_Default :occupancy_loads_scale: NECB_Default :output_meters: [] :output_variables: [] :overhead_door_cond: NECB_Default :primary_heating_fuel: Electricity :pv_ground_azimuth_angle: NECB_Default :pv_ground_module_description: NECB_Default :pv_ground_tilt_angle: NECB_Default :pv_ground_total_area_pv_panels_m2: NECB_Default :pv_ground_type: NECB_Default :rotation_degrees: NECB_Default :run_annual_simulation: true :s3_bucket: '834599497928' :scale_x: NECB_Default :scale_y: NECB_Default :scale_z: NECB_Default :shw_eff: NECB_Default :skylight_cond: NECB_Default :skylight_solar_trans: NECB_Default :srr_set: NECB_Default :template: BTAP1980TO2010 | reference | reference | b13dcf0b-0798-49e7-ad74-7a5582fc7162 | BTAP1980TO2010 | HighriseApartment | Electricity | Electricity | CAN_BC_Vancouver.Intl.AP.718920_CWEC2016.epw | parametric |  | NECB_Default | NECB_Default | NECB_Default | NECB_Default | NECB_Default | NECB_Default | NECB_Default | NECB_Default | NECB_Default | NECB_Default | NECB_Default | NECB_Default | NECB_Default | NECB_Default | NECB_Default | NECB_Default | NECB_Default | NECB_Default | NECB_Default | NECB_Default | NECB_Default | NECB_Default | NECB_Default | NECB_Default | NECB_Default | NECB_Default | NECB_Default | NECB_Default | NECB_Default | NECB_Default | NECB_Default | NECB_Default | NECB_Default | NECB_Default | NECB_Default | NECB_Default | NECB_Default | NECB_Default | NECB_Default | NECB_Default | NECB_Default | NECB_Default | NECB_Default | NECB_Default | NECB_Default | aws_batch | 834599497928 | btap_private_cli |  | TRUE | TRUE |  |  | 40.2162 | 7.2959 | 59.3506 | 98.1794 | 7836.48 | 4638.6699 | 29.8 | HighriseApartment |  |  | 0 | HighriseApartment | 10 |  | 10 | BTAP1980TO2010 | 0.19422 | 23884.0213 | 1.265 | 47.2702 | 24.7963 | 10.9626 | 112.807 | 28.5129 | VANCOUVER | BRITISH COLUMBIA | 1.2946 | 0 | 0 | 1.2946 | 12.9278 | 0 | 0 | 12.9278 | 0 | 0.012416 | 0 | 0 | 0.45681 | 0.052535 | 0 | 0.21366 | 0.063082 | 0.040272 | 0 | 0.00081286 | 0.45681 | 0.074019 | 55.2825 | 0 | 29.8 | 0.678 | [5 empty] | 0.363 | 0.568 | 4.09 |  | 0 | Vancouver Intl AP | CAN | 42 | 2797 | 49.195 | -123.184 | 4 | 2800 | BC | CAN_BC_Vancouver.Intl.AP.718920_CWEC2016.epw | 0.45681 | 7.2959 | 40.2162 | 15.0941 | 24.7638 | TRUE | TRUE | FALSE | FALSE | 10.9327 | 7.3037 | 0 | 1.587 | 0.01235 | 580.05 | 0 | 128.5028 | 8.3471 | 0.064956 | 3050.86 | 1.4037e-05 | 0.45681 | 186.75 | 186.75 | 1.25 | 1.25 |  | https://s3.console.aws.amazon.com/s3/buckets/834599497928?region=ca-central-1&prefix=phylroy.lopez/reference/reference/output/b13dcf0b-0798-49e7-ad74-7a5582fc7162/ | 1.0.002
948 |  | TRUE | 1097 | 2 | 0 | 868.3637 |  |  |  | 0.1 | 2021-09-22 20:20:54 +0000 | 438c2ebff | 0.2.14 | :adv_dx_units: NECB_Default :airloop_economizer_type: NECB_Default :algorithm_type: parametric :analysis_id: reference :analysis_name: reference :boiler_eff: NECB_Default :btap_batch_version: 1.0.002 :building_type: HighriseApartment :chiller_type: NECB_Default :compute_environment: aws_batch :datapoint_id: 994e9b5b-ed88-4bdb-838a-53195ebbc1c8 :daylighting_type: NECB_Default :dcv_type: NECB_Default :door_construction_cond: NECB_Default :ecm_system_name: NECB_Default :electrical_loads_scale: NECB_Default :enable_costing: true :epw_file: CAN_AB_Edmonton.Intl.AP.711230_CWEC2016.epw :erv_package: NECB_Default :ext_floor_cond: NECB_Default :ext_roof_cond: NECB_Default :ext_wall_cond: NECB_Default :fdwr_set: NECB_Default :fixed_wind_solar_trans: NECB_Default :fixed_window_cond: NECB_Default :furnace_eff: NECB_Default :glass_door_cond: NECB_Default :glass_door_solar_trans: NECB_Default :ground_floor_cond: NECB_Default :ground_roof_cond: NECB_Default :ground_wall_cond: NECB_Default :image_name: btap_private_cli :infiltration_scale: NECB_Default :lights_scale: NECB_Default :lights_type: NECB_Default :nv_delta_temp_in_out: NECB_Default :nv_opening_fraction: NECB_Default :nv_temp_out_min: NECB_Default :nv_type: NECB_Default :oa_scale: NECB_Default :occupancy_loads_scale: NECB_Default :output_meters: [] :output_variables: [] :overhead_door_cond: NECB_Default :primary_heating_fuel: NaturalGas :pv_ground_azimuth_angle: NECB_Default :pv_ground_module_description: NECB_Default :pv_ground_tilt_angle: NECB_Default :pv_ground_total_area_pv_panels_m2: NECB_Default :pv_ground_type: NECB_Default :rotation_degrees: NECB_Default :run_annual_simulation: true :s3_bucket: '834599497928' :scale_x: NECB_Default :scale_y: NECB_Default :scale_z: NECB_Default :shw_eff: NECB_Default :skylight_cond: NECB_Default :skylight_solar_trans: NECB_Default :srr_set: NECB_Default :template: BTAP1980TO2010 | reference | reference | 994e9b5b-ed88-4bdb-838a-53195ebbc1c8 | BTAP1980TO2010 | HighriseApartment | NaturalGas | Natural Gas | CAN_AB_Edmonton.Intl.AP.711230_CWEC2016.epw | parametric |  | NECB_Default | NECB_Default | NECB_Default | NECB_Default | NECB_Default | NECB_Default | NECB_Default | NECB_Default | NECB_Default | NECB_Default | NECB_Default | NECB_Default | NECB_Default | NECB_Default | NECB_Default | NECB_Default | NECB_Default | NECB_Default | NECB_Default | NECB_Default | NECB_Default | NECB_Default | NECB_Default | NECB_Default | NECB_Default | NECB_Default | NECB_Default | NECB_Default | NECB_Default | NECB_Default | NECB_Default | NECB_Default | NECB_Default | NECB_Default | NECB_Default | NECB_Default | NECB_Default | NECB_Default | NECB_Default | NECB_Default | NECB_Default | NECB_Default | NECB_Default | NECB_Default | NECB_Default | aws_batch | 834599497928 | btap_private_cli |  | TRUE | TRUE |  |  | 91.9197 | 9.2752 | 93.0984 | 185.769 | 7836.48 | 4638.6699 | 29.8 | HighriseApartment |  |  | 0 | HighriseApartment | 10 |  | 10 | BTAP1980TO2010 | 0.19422 | 23884.0213 | 1.1971 | 89.2603 | 27.736 | 3.3846 | 156.9593 | 35.3813 | EDMONTON | ALBERTA | 43.1579 | 29.0398 | 0 | 72.1977 | 4.0905 | 2.0717 | 0 | 6.1622 | 0 | 0.017066 | 0 | 0 | 0.19666 | 0.074727 | 0 | 0.46413 | 0.063082 | 0.040272 | 0.57548 | 0.001493 | 0.77214 | 0.11135 | 20.2314 | 94.2167 | 29.8 | 0.678 | [5 empty] | 0.227 | 0.346 | 2.95 |  | 0 | Edmonton Intl AP | CAN | 23 | 5588 | 53.31 | -113.579 | 7a | 5120 | AB | CAN_AB_Edmonton.Intl.AP.711230_CWEC2016.epw | 0.77214 | 9.2752 | 91.9197 | 15.1989 | 19.8306 | TRUE | TRUE | FALSE | FALSE | 11.2278 | 18.2467 | 0 | 0 | 0 | 0 | 872.63 | 128.5028 | 8.3471 | 0.064956 | 3050.86 | 1.6589e-05 | 0.77214 | 623.75 | 623.75 | 63 | 63 |  | https://s3.console.aws.amazon.com/s3/buckets/834599497928?region=ca-central-1&prefix=phylroy.lopez/reference/reference/output/994e9b5b-ed88-4bdb-838a-53195ebbc1c8/ | 1.0.002
949 |  | TRUE | 1111 | 0 | 0 | 864.1648 |  |  |  | 0.1 | 2021-09-22 20:20:46 +0000 | 438c2ebff | 0.2.14 | :adv_dx_units: NECB_Default :airloop_economizer_type: NECB_Default :algorithm_type: parametric :analysis_id: reference :analysis_name: reference :boiler_eff: NECB_Default :btap_batch_version: 1.0.002 :building_type: HighriseApartment :chiller_type: NECB_Default :compute_environment: aws_batch :datapoint_id: 2b639691-1d81-45c1-952b-bba8ee683bf6 :daylighting_type: NECB_Default :dcv_type: NECB_Default :door_construction_cond: NECB_Default :ecm_system_name: NECB_Default :electrical_loads_scale: NECB_Default :enable_costing: true :epw_file: CAN_BC_Vancouver.Intl.AP.718920_CWEC2016.epw :erv_package: NECB_Default :ext_floor_cond: NECB_Default :ext_roof_cond: NECB_Default :ext_wall_cond: NECB_Default :fdwr_set: NECB_Default :fixed_wind_solar_trans: NECB_Default :fixed_window_cond: NECB_Default :furnace_eff: NECB_Default :glass_door_cond: NECB_Default :glass_door_solar_trans: NECB_Default :ground_floor_cond: NECB_Default :ground_roof_cond: NECB_Default :ground_wall_cond: NECB_Default :image_name: btap_private_cli :infiltration_scale: NECB_Default :lights_scale: NECB_Default :lights_type: NECB_Default :nv_delta_temp_in_out: NECB_Default :nv_opening_fraction: NECB_Default :nv_temp_out_min: NECB_Default :nv_type: NECB_Default :oa_scale: NECB_Default :occupancy_loads_scale: NECB_Default :output_meters: [] :output_variables: [] :overhead_door_cond: NECB_Default :primary_heating_fuel: NaturalGas :pv_ground_azimuth_angle: NECB_Default :pv_ground_module_description: NECB_Default :pv_ground_tilt_angle: NECB_Default :pv_ground_total_area_pv_panels_m2: NECB_Default :pv_ground_type: NECB_Default :rotation_degrees: NECB_Default :run_annual_simulation: true :s3_bucket: '834599497928' :scale_x: NECB_Default :scale_y: NECB_Default :scale_z: NECB_Default :shw_eff: NECB_Default :skylight_cond: NECB_Default :skylight_solar_trans: NECB_Default :srr_set: NECB_Default :template: NECB2011 | reference | reference | 2b639691-1d81-45c1-952b-bba8ee683bf6 | NECB2011 | HighriseApartment | NaturalGas | Natural Gas | CAN_BC_Vancouver.Intl.AP.718920_CWEC2016.epw | parametric |  | NECB_Default | NECB_Default | NECB_Default | NECB_Default | NECB_Default | NECB_Default | NECB_Default | NECB_Default | NECB_Default | NECB_Default | NECB_Default | NECB_Default | NECB_Default | NECB_Default | NECB_Default | NECB_Default | NECB_Default | NECB_Default | NECB_Default | NECB_Default | NECB_Default | NECB_Default | NECB_Default | NECB_Default | NECB_Default | NECB_Default | NECB_Default | NECB_Default | NECB_Default | NECB_Default | NECB_Default | NECB_Default | NECB_Default | NECB_Default | NECB_Default | NECB_Default | NECB_Default | NECB_Default | NECB_Default | NECB_Default | NECB_Default | NECB_Default | NECB_Default | NECB_Default | NECB_Default | aws_batch | 834599497928 | btap_private_cli |  | TRUE | TRUE |  |  | 25.4986 | 8.6705 | 29.8671 | 89.2003 | 7836.48 | 4638.6699 | 40 | HighriseApartment |  |  | 5 | HighriseApartment | 10 |  | 10 | NECB2011 | 0.19422 | 23884.0213 | 51.8737 | 66.5317 | 24.7963 | 3.3613 | 183.4418 | 36.8788 | VANCOUVER | BRITISH COLUMBIA | 0.57716 | 11.1344 | 0 | 11.7116 | 5.7635 | 2.4979 | 0 | 8.2614 | 0 | 0.03841 | 0 | 0 | 0.20366 | 0.055931 | 0 | 0.1247 | 0.063082 | 0.040272 | 0.22086 | 0.0059223 | 0.42451 | 0.096161 | 19.701 | 32.677 | 40 | 0.757 | [5 empty] | 0.227 | 0.315 | 2.4 | 2.4 | 5 | Vancouver Intl AP | CAN | 42 | 2797 | 49.195 | -123.184 | 4 | 2800 | BC | CAN_BC_Vancouver.Intl.AP.718920_CWEC2016.epw | 0.42452 | 8.6705 | 25.4986 | 15.0941 | 24.7638 | TRUE | TRUE | FALSE | FALSE | 10.9327 | 7.3037 | 0 | 0 | 0 | 0 | 753.56 | 128.5028 | 8.3471 | 0.064956 | 3050.86 | 3.9559e-05 | 0.42451 | 115 | 115 | 0.25 | 0.25 |  | https://s3.console.aws.amazon.com/s3/buckets/834599497928?region=ca-central-1&prefix=phylroy.lopez/reference/reference/output/2b639691-1d81-45c1-952b-bba8ee683bf6/ | 1.0.002
950 |  | TRUE | 716 | 0 | 0 | 1705.6503 |  |  |  | 0.1 | 2021-09-22 20:21:01 +0000 | 438c2ebff | 0.2.14 | :adv_dx_units: NECB_Default :airloop_economizer_type: NECB_Default :algorithm_type: parametric :analysis_id: reference :analysis_name: reference :boiler_eff: NECB_Default :btap_batch_version: 1.0.002 :building_type: SmallHotel :chiller_type: NECB_Default :compute_environment: aws_batch :datapoint_id: 249c236f-33fb-4c33-81c3-5606403b389e :daylighting_type: NECB_Default :dcv_type: NECB_Default :door_construction_cond: NECB_Default :ecm_system_name: NECB_Default :electrical_loads_scale: NECB_Default :enable_costing: true :epw_file: CAN_NS_Halifax.Dockyard.713280_CWEC2016.epw :erv_package: NECB_Default :ext_floor_cond: NECB_Default :ext_roof_cond: NECB_Default :ext_wall_cond: NECB_Default :fdwr_set: NECB_Default :fixed_wind_solar_trans: NECB_Default :fixed_window_cond: NECB_Default :furnace_eff: NECB_Default :glass_door_cond: NECB_Default :glass_door_solar_trans: NECB_Default :ground_floor_cond: NECB_Default :ground_roof_cond: NECB_Default :ground_wall_cond: NECB_Default :image_name: btap_private_cli :infiltration_scale: NECB_Default :lights_scale: NECB_Default :lights_type: NECB_Default :nv_delta_temp_in_out: NECB_Default :nv_opening_fraction: NECB_Default :nv_temp_out_min: NECB_Default :nv_type: NECB_Default :oa_scale: NECB_Default :occupancy_loads_scale: NECB_Default :output_meters: [] :output_variables: [] :overhead_door_cond: NECB_Default :primary_heating_fuel: NaturalGas :pv_ground_azimuth_angle: NECB_Default :pv_ground_module_description: NECB_Default :pv_ground_tilt_angle: NECB_Default :pv_ground_total_area_pv_panels_m2: NECB_Default :pv_ground_type: NECB_Default :rotation_degrees: NECB_Default :run_annual_simulation: true :s3_bucket: '834599497928' :scale_x: NECB_Default :scale_y: NECB_Default :scale_z: NECB_Default :shw_eff: NECB_Default :skylight_cond: NECB_Default :skylight_solar_trans: NECB_Default :srr_set: NECB_Default :template: NECB2017 | reference | reference | 249c236f-33fb-4c33-81c3-5606403b389e | NECB2017 | SmallHotel | NaturalGas | Natural Gas | CAN_NS_Halifax.Dockyard.713280_CWEC2016.epw | parametric |  | NECB_Default | NECB_Default | NECB_Default | NECB_Default | NECB_Default | NECB_Default | NECB_Default | NECB_Default | NECB_Default | NECB_Default | NECB_Default | NECB_Default | NECB_Default | NECB_Default | NECB_Default | NECB_Default | NECB_Default | NECB_Default | NECB_Default | NECB_Default | NECB_Default | NECB_Default | NECB_Default | NECB_Default | NECB_Default | NECB_Default | NECB_Default | NECB_Default | NECB_Default | NECB_Default | NECB_Default | NECB_Default | NECB_Default | NECB_Default | NECB_Default | NECB_Default | NECB_Default | NECB_Default | NECB_Default | NECB_Default | NECB_Default | NECB_Default | NECB_Default | NECB_Default | NECB_Default | aws_batch | 834599497928 | btap_private_cli |  | TRUE | TRUE |  |  | 41.1514 | 9.8931 | 28.5538 | 131.3893 | 4013.58 | 2697.9741 | 40 | SmallHotel |  |  | 2 | SmallHotel | 4 |  | 4 | NECB2017 | 0.23215 | 11621.7287 | 69.9205 | 73.7023 | 68.98 | 7.4417 | 455.8797 | 235.8352 | HALIFAX | NOVA SCOTIA | 49.1066 | 17.4947 | 0 | 66.6013 | 9.6307 | 4.4158 | 0 | 14.0465 | 0 | 0.032273 | 0 | 0 | 0.24216 | 0.080417 | 0.023767 | 0.1237 | 0.019673 | 0.077175 | 0.35158 | 0.0087353 | 0.59374 | 0.22788 | 18.1774 | 56.1788 | 40 | 0.757 | [5 empty] | 0.156 | 0.247 | 1.9 | 1.9 | 2 | Halifax Dockyard | CAN | 112 | 3647 | 44.655 | -63.577 | 6 | 4000 | NS | CAN_NS_Halifax.Dockyard.713280_CWEC2016.epw | 0.59374 | 9.8931 | 41.1514 | 16.1379 | 22.8401 | TRUE | FALSE | FALSE | FALSE | 8.6949 | 9.0436 | 0 | 0 | 0 | 0 | 914.62 | 160.2628 | 9.2987 | 0.058022 | 3398.69 | 0.00011959 | 0.59374 | 1530.5 | 1522.25 | 120 | 120 |  | https://s3.console.aws.amazon.com/s3/buckets/834599497928?region=ca-central-1&prefix=phylroy.lopez/reference/reference/output/249c236f-33fb-4c33-81c3-5606403b389e/ | 1.0.002
951 |  | TRUE | 680 | 0 | 0 | 1707.1912 |  |  |  | 0.1 | 2021-09-22 20:21:54 +0000 | 438c2ebff | 0.2.14 | :adv_dx_units: NECB_Default :airloop_economizer_type: NECB_Default :algorithm_type: parametric :analysis_id: reference :analysis_name: reference :boiler_eff: NECB_Default :btap_batch_version: 1.0.002 :building_type: SmallHotel :chiller_type: NECB_Default :compute_environment: aws_batch :datapoint_id: df079053-1a4a-4ceb-bedd-e1e6b3970d91 :daylighting_type: NECB_Default :dcv_type: NECB_Default :door_construction_cond: NECB_Default :ecm_system_name: NECB_Default :electrical_loads_scale: NECB_Default :enable_costing: true :epw_file: CAN_BC_Vancouver.Intl.AP.718920_CWEC2016.epw :erv_package: NECB_Default :ext_floor_cond: NECB_Default :ext_roof_cond: NECB_Default :ext_wall_cond: NECB_Default :fdwr_set: NECB_Default :fixed_wind_solar_trans: NECB_Default :fixed_window_cond: NECB_Default :furnace_eff: NECB_Default :glass_door_cond: NECB_Default :glass_door_solar_trans: NECB_Default :ground_floor_cond: NECB_Default :ground_roof_cond: NECB_Default :ground_wall_cond: NECB_Default :image_name: btap_private_cli :infiltration_scale: NECB_Default :lights_scale: NECB_Default :lights_type: NECB_Default :nv_delta_temp_in_out: NECB_Default :nv_opening_fraction: NECB_Default :nv_temp_out_min: NECB_Default :nv_type: NECB_Default :oa_scale: NECB_Default :occupancy_loads_scale: NECB_Default :output_meters: [] :output_variables: [] :overhead_door_cond: NECB_Default :primary_heating_fuel: NaturalGas :pv_ground_azimuth_angle: NECB_Default :pv_ground_module_description: NECB_Default :pv_ground_tilt_angle: NECB_Default :pv_ground_total_area_pv_panels_m2: NECB_Default :pv_ground_type: NECB_Default :rotation_degrees: NECB_Default :run_annual_simulation: true :s3_bucket: '834599497928' :scale_x: NECB_Default :scale_y: NECB_Default :scale_z: NECB_Default :shw_eff: NECB_Default :skylight_cond: NECB_Default :skylight_solar_trans: NECB_Default :srr_set: NECB_Default :template: NECB2015 | reference | reference | df079053-1a4a-4ceb-bedd-e1e6b3970d91 | NECB2015 | SmallHotel | NaturalGas | Natural Gas | CAN_BC_Vancouver.Intl.AP.718920_CWEC2016.epw | parametric |  | NECB_Default | NECB_Default | NECB_Default | NECB_Default | NECB_Default | NECB_Default | NECB_Default | NECB_Default | NECB_Default | NECB_Default | NECB_Default | NECB_Default | NECB_Default | NECB_Default | NECB_Default | NECB_Default | NECB_Default | NECB_Default | NECB_Default | NECB_Default | NECB_Default | NECB_Default | NECB_Default | NECB_Default | NECB_Default | NECB_Default | NECB_Default | NECB_Default | NECB_Default | NECB_Default | NECB_Default | NECB_Default | NECB_Default | NECB_Default | NECB_Default | NECB_Default | NECB_Default | NECB_Default | NECB_Default | NECB_Default | NECB_Default | NECB_Default | NECB_Default | NECB_Default | NECB_Default | aws_batch | 834599497928 | btap_private_cli |  | TRUE | TRUE |  |  | 37.1647 | 9.7181 | 51.9881 | 157.8121 | 4013.58 | 2697.9741 | 40 | SmallHotel |  |  | 5 | SmallHotel | 4 |  | 4 | NECB2015 | 0.23215 | 11621.7287 | 68.5257 | 74.3125 | 35.9866 | 7.4757 | 384.2734 | 197.9729 | VANCOUVER | BRITISH COLUMBIA | 0.59594 | 22.339 | 0 | 22.935 | 5.951 | 5.0116 | 0 | 10.9626 | 0 | 0.029871 | 0 | 0 | 0.21028 | 0.086399 | 0 | 0.22471 | 0.019673 | 0.065495 | 0.44311 | 0.0087453 | 0.65339 | 0.2184 | 17.4975 | 51.3969 | 40 | 0.757 | [5 empty] | 0.227 | 0.315 | 2.4 | 2.4 | 5 | Vancouver Intl AP | CAN | 42 | 2797 | 49.195 | -123.184 | 4 | 2800 | BC | CAN_BC_Vancouver.Intl.AP.718920_CWEC2016.epw | 0.65339 | 9.7181 | 37.1647 | 13.7683 | 24.8934 | TRUE | TRUE | FALSE | FALSE | 11.3292 | 8.9588 | 0 | 0 | 0 | 0 | 876.57 | 160.2628 | 9.2987 | 0.058022 | 3398.69 | 9.9662e-05 | 0.65339 | 1625 | 1603.25 | 192.75 | 192.75 |  | https://s3.console.aws.amazon.com/s3/buckets/834599497928?region=ca-central-1&prefix=phylroy.lopez/reference/reference/output/df079053-1a4a-4ceb-bedd-e1e6b3970d91/ | 1.0.002
952 |  | TRUE | 911 | 0 | 0 | 1703.6371 |  |  |  | 0.1 | 2021-09-22 20:22:39 +0000 | 438c2ebff | 0.2.14 | :adv_dx_units: NECB_Default :airloop_economizer_type: NECB_Default :algorithm_type: parametric :analysis_id: reference :analysis_name: reference :boiler_eff: NECB_Default :btap_batch_version: 1.0.002 :building_type: LargeHotel :chiller_type: NECB_Default :compute_environment: aws_batch :datapoint_id: fa2613a5-c8fe-4996-9a76-25079552594b :daylighting_type: NECB_Default :dcv_type: NECB_Default :door_construction_cond: NECB_Default :ecm_system_name: NECB_Default :electrical_loads_scale: NECB_Default :enable_costing: true :epw_file: CAN_AB_Edmonton.Intl.AP.711230_CWEC2016.epw :erv_package: NECB_Default :ext_floor_cond: NECB_Default :ext_roof_cond: NECB_Default :ext_wall_cond: NECB_Default :fdwr_set: NECB_Default :fixed_wind_solar_trans: NECB_Default :fixed_window_cond: NECB_Default :furnace_eff: NECB_Default :glass_door_cond: NECB_Default :glass_door_solar_trans: NECB_Default :ground_floor_cond: NECB_Default :ground_roof_cond: NECB_Default :ground_wall_cond: NECB_Default :image_name: btap_private_cli :infiltration_scale: NECB_Default :lights_scale: NECB_Default :lights_type: NECB_Default :nv_delta_temp_in_out: NECB_Default :nv_opening_fraction: NECB_Default :nv_temp_out_min: NECB_Default :nv_type: NECB_Default :oa_scale: NECB_Default :occupancy_loads_scale: NECB_Default :output_meters: [] :output_variables: [] :overhead_door_cond: NECB_Default :primary_heating_fuel: NaturalGas :pv_ground_azimuth_angle: NECB_Default :pv_ground_module_description: NECB_Default :pv_ground_tilt_angle: NECB_Default :pv_ground_total_area_pv_panels_m2: NECB_Default :pv_ground_type: NECB_Default :rotation_degrees: NECB_Default :run_annual_simulation: true :s3_bucket: '834599497928' :scale_x: NECB_Default :scale_y: NECB_Default :scale_z: NECB_Default :shw_eff: NECB_Default :skylight_cond: NECB_Default :skylight_solar_trans: NECB_Default :srr_set: NECB_Default :template: BTAP1980TO2010 | reference | reference | fa2613a5-c8fe-4996-9a76-25079552594b | BTAP1980TO2010 | LargeHotel | NaturalGas | Natural Gas | CAN_AB_Edmonton.Intl.AP.711230_CWEC2016.epw | parametric |  | NECB_Default | NECB_Default | NECB_Default | NECB_Default | NECB_Default | NECB_Default | NECB_Default | NECB_Default | NECB_Default | NECB_Default | NECB_Default | NECB_Default | NECB_Default | NECB_Default | NECB_Default | NECB_Default | NECB_Default | NECB_Default | NECB_Default | NECB_Default | NECB_Default | NECB_Default | NECB_Default | NECB_Default | NECB_Default | NECB_Default | NECB_Default | NECB_Default | NECB_Default | NECB_Default | NECB_Default | NECB_Default | NECB_Default | NECB_Default | NECB_Default | NECB_Default | NECB_Default | NECB_Default | NECB_Default | NECB_Default | NECB_Default | NECB_Default | NECB_Default | NECB_Default | NECB_Default | aws_batch | 834599497928 | btap_private_cli |  | TRUE | TRUE |  |  | 109.2751 | 12.8228 | 165.1928 | 330.5308 | 11345.38 | 6004.6889 | 27.6 | LargeHotel |  |  | 0 | LargeHotel | 6 |  | 7 | BTAP1980TO2010 | 0.17066 | 35185.0517 | 0.87264 | 75.9152 | 70.6223 | 4.2294 | 242.7826 | 91.1431 | EDMONTON | ALBERTA | 62.603 | 53.8839 | 0 | 116.4869 | 5.9335 | 3.8441 | 0 | 9.7776 | 0 | 0.026458 | 0 | 0 | 0.28526 | 0.091011 | 0 | 0.82159 | 0.026731 | 0.1363 | 1.0678 | 0.0046266 | 1.3531 | 0.24623 | 23.3165 | 119.4625 | 27.6 | 0.678 |  | 0.425 |  |  |  | 0.227 | 0.346 | 2.95 |  | 0 | Edmonton Intl AP | CAN | 23 | 5588 | 53.31 | -113.579 | 7a | 5120 | AB | CAN_AB_Edmonton.Intl.AP.711230_CWEC2016.epw | 1.3531 | 12.8228 | 109.2751 | 15.1156 | 27.2132 | TRUE | TRUE | FALSE | FALSE | 14.3112 | 31.3904 | 0 | 0 | 0 | 0 | 2793.54 | 514.3909 | 27.1084 | 0.0527 | 9908.12 | 0.00014103 | 1.3531 | 4280.17 | 4280 | 10.67 | 9.83 |  | https://s3.console.aws.amazon.com/s3/buckets/834599497928?region=ca-central-1&prefix=phylroy.lopez/reference/reference/output/fa2613a5-c8fe-4996-9a76-25079552594b/ | 1.0.002
953 |  | TRUE | 751 | 0 | 0 | 1700.59 |  |  |  | 0.1 | 2021-09-22 20:22:26 +0000 | 438c2ebff | 0.2.14 | :adv_dx_units: NECB_Default :airloop_economizer_type: NECB_Default :algorithm_type: parametric :analysis_id: reference :analysis_name: reference :boiler_eff: NECB_Default :btap_batch_version: 1.0.002 :building_type: LargeHotel :chiller_type: NECB_Default :compute_environment: aws_batch :datapoint_id: 350b4aec-7102-488f-b5a3-b9cd2e2a6946 :daylighting_type: NECB_Default :dcv_type: NECB_Default :door_construction_cond: NECB_Default :ecm_system_name: NECB_Default :electrical_loads_scale: NECB_Default :enable_costing: true :epw_file: CAN_AB_Edmonton.Intl.AP.711230_CWEC2016.epw :erv_package: NECB_Default :ext_floor_cond: NECB_Default :ext_roof_cond: NECB_Default :ext_wall_cond: NECB_Default :fdwr_set: NECB_Default :fixed_wind_solar_trans: NECB_Default :fixed_window_cond: NECB_Default :furnace_eff: NECB_Default :glass_door_cond: NECB_Default :glass_door_solar_trans: NECB_Default :ground_floor_cond: NECB_Default :ground_roof_cond: NECB_Default :ground_wall_cond: NECB_Default :image_name: btap_private_cli :infiltration_scale: NECB_Default :lights_scale: NECB_Default :lights_type: NECB_Default :nv_delta_temp_in_out: NECB_Default :nv_opening_fraction: NECB_Default :nv_temp_out_min: NECB_Default :nv_type: NECB_Default :oa_scale: NECB_Default :occupancy_loads_scale: NECB_Default :output_meters: [] :output_variables: [] :overhead_door_cond: NECB_Default :primary_heating_fuel: Electricity :pv_ground_azimuth_angle: NECB_Default :pv_ground_module_description: NECB_Default :pv_ground_tilt_angle: NECB_Default :pv_ground_total_area_pv_panels_m2: NECB_Default :pv_ground_type: NECB_Default :rotation_degrees: NECB_Default :run_annual_simulation: true :s3_bucket: '834599497928' :scale_x: NECB_Default :scale_y: NECB_Default :scale_z: NECB_Default :shw_eff: NECB_Default :skylight_cond: NECB_Default :skylight_solar_trans: NECB_Default :srr_set: NECB_Default :template: NECB2017 | reference | reference | 350b4aec-7102-488f-b5a3-b9cd2e2a6946 | NECB2017 | LargeHotel | Electricity | Electricity | CAN_AB_Edmonton.Intl.AP.711230_CWEC2016.epw | parametric |  | NECB_Default | NECB_Default | NECB_Default | NECB_Default | NECB_Default | NECB_Default | NECB_Default | NECB_Default | NECB_Default | NECB_Default | NECB_Default | NECB_Default | NECB_Default | NECB_Default | NECB_Default | NECB_Default | NECB_Default | NECB_Default | NECB_Default | NECB_Default | NECB_Default | NECB_Default | NECB_Default | NECB_Default | NECB_Default | NECB_Default | NECB_Default | NECB_Default | NECB_Default | NECB_Default | NECB_Default | NECB_Default | NECB_Default | NECB_Default | NECB_Default | NECB_Default | NECB_Default | NECB_Default | NECB_Default | NECB_Default | NECB_Default | NECB_Default | NECB_Default | NECB_Default | NECB_Default | aws_batch | 834599497928 | btap_private_cli |  | TRUE | TRUE |  |  | 55.4973 | 10.2057 | 73.9542 | 147.4085 | 11345.38 | 6004.6889 | 32.5 | LargeHotel |  |  | 2 | LargeHotel | 6 |  | 7 | NECB2017 | 0.17066 | 35185.0517 | 62.3855 | 49.8041 | 70.6808 | 9.1023 | 310.5372 | 118.5646 | EDMONTON | ALBERTA | 147.1491 | 0 | 0 | 147.1491 | 13.9467 | 0 | 0 | 13.9467 | 0 | 0.029725 | 0 | 0 | 0.67051 | 0.092093 | 0.010263 | 0.26624 | 0.02416 | 0.10518 | 0 | 0.0048557 | 0.67051 | 0.13776 | 74.013 | 0 | 32.5 | 0.757 |  | 0.284 |  |  |  | 0.138 | 0.21 | 1.9 | 1.9 | 2 | Edmonton Intl AP | CAN | 23 | 5588 | 53.31 | -113.579 | 7a | 5120 | AB | CAN_AB_Edmonton.Intl.AP.711230_CWEC2016.epw | 0.67051 | 10.2057 | 55.4973 | 15.1156 | 27.2132 | TRUE | TRUE | FALSE | FALSE | 14.311 | 31.3899 | 0 | 4.2762 | 0.0083161 | 1562.96 | 0 | 514.2133 | 19.4879 | 0.037899 | 7122.84 | 0.00024151 | 0.67051 | 262.17 | 258.67 | 12.67 | 12.67 |  | https://s3.console.aws.amazon.com/s3/buckets/834599497928?region=ca-central-1&prefix=phylroy.lopez/reference/reference/output/350b4aec-7102-488f-b5a3-b9cd2e2a6946/ | 1.0.002
954 |  | TRUE | 915 | 0 | 0 | 1703.8315 |  |  |  | 0.1 | 2021-09-22 20:22:01 +0000 | 438c2ebff | 0.2.14 | :adv_dx_units: NECB_Default :airloop_economizer_type: NECB_Default :algorithm_type: parametric :analysis_id: reference :analysis_name: reference :boiler_eff: NECB_Default :btap_batch_version: 1.0.002 :building_type: LargeHotel :chiller_type: NECB_Default :compute_environment: aws_batch :datapoint_id: 09c568d1-6f9d-45b8-b83c-250923a0c9c5 :daylighting_type: NECB_Default :dcv_type: NECB_Default :door_construction_cond: NECB_Default :ecm_system_name: NECB_Default :electrical_loads_scale: NECB_Default :enable_costing: true :epw_file: CAN_AB_Calgary.Intl.AP.718770_CWEC2016.epw :erv_package: NECB_Default :ext_floor_cond: NECB_Default :ext_roof_cond: NECB_Default :ext_wall_cond: NECB_Default :fdwr_set: NECB_Default :fixed_wind_solar_trans: NECB_Default :fixed_window_cond: NECB_Default :furnace_eff: NECB_Default :glass_door_cond: NECB_Default :glass_door_solar_trans: NECB_Default :ground_floor_cond: NECB_Default :ground_roof_cond: NECB_Default :ground_wall_cond: NECB_Default :image_name: btap_private_cli :infiltration_scale: NECB_Default :lights_scale: NECB_Default :lights_type: NECB_Default :nv_delta_temp_in_out: NECB_Default :nv_opening_fraction: NECB_Default :nv_temp_out_min: NECB_Default :nv_type: NECB_Default :oa_scale: NECB_Default :occupancy_loads_scale: NECB_Default :output_meters: [] :output_variables: [] :overhead_door_cond: NECB_Default :primary_heating_fuel: NaturalGas :pv_ground_azimuth_angle: NECB_Default :pv_ground_module_description: NECB_Default :pv_ground_tilt_angle: NECB_Default :pv_ground_total_area_pv_panels_m2: NECB_Default :pv_ground_type: NECB_Default :rotation_degrees: NECB_Default :run_annual_simulation: true :s3_bucket: '834599497928' :scale_x: NECB_Default :scale_y: NECB_Default :scale_z: NECB_Default :shw_eff: NECB_Default :skylight_cond: NECB_Default :skylight_solar_trans: NECB_Default :srr_set: NECB_Default :template: BTAP1980TO2010 | reference | reference | 09c568d1-6f9d-45b8-b83c-250923a0c9c5 | BTAP1980TO2010 | LargeHotel | NaturalGas | Natural Gas | CAN_AB_Calgary.Intl.AP.718770_CWEC2016.epw | parametric |  | NECB_Default | NECB_Default | NECB_Default | NECB_Default | NECB_Default | NECB_Default | NECB_Default | NECB_Default | NECB_Default | NECB_Default | NECB_Default | NECB_Default | NECB_Default | NECB_Default | NECB_Default | NECB_Default | NECB_Default | NECB_Default | NECB_Default | NECB_Default | NECB_Default | NECB_Default | NECB_Default | NECB_Default | NECB_Default | NECB_Default | NECB_Default | NECB_Default | NECB_Default | NECB_Default | NECB_Default | NECB_Default | NECB_Default | NECB_Default | NECB_Default | NECB_Default | NECB_Default | NECB_Default | NECB_Default | NECB_Default | NECB_Default | NECB_Default | NECB_Default | NECB_Default | NECB_Default | aws_batch | 834599497928 | btap_private_cli |  | TRUE | TRUE |  |  | 96.8225 | 14.0823 | 135.1113 | 289.5263 | 11345.38 | 6004.6889 | 27.6 | LargeHotel |  |  | 0 | LargeHotel | 6 |  | 7 | BTAP1980TO2010 | 0.17066 | 35185.0517 | 0.87565 | 76.2138 | 67.9849 | 4.2292 | 239.1441 | 89.8406 | CALGARY | ALBERTA | 62.7719 | 46.3964 | 0 | 109.1682 | 5.9495 | 3.31 | 0 | 9.2594 | 0 | 0.028485 | 0 | 0 | 0.28603 | 0.089956 | 0 | 0.68368 | 0.026731 | 0.1363 | 0.91944 | 0.0044177 | 1.2055 | 0.23576 | 24.8644 | 106.2385 | 27.6 | 0.678 |  | 0.425 |  |  |  | 0.227 | 0.346 | 2.95 |  | 0 | Calgary Intl AP | CAN | 64 | 4781 | 51.114 | -114.02 | 7a | 5000 | AB | CAN_AB_Calgary.Intl.AP.718770_CWEC2016.epw | 1.2055 | 14.0823 | 96.8225 | 14.6989 | 29.3698 | TRUE | TRUE | FALSE | FALSE | 15.2365 | 28.0284 | 0 | 0 | 0 | 0 | 2674.75 | 514.3909 | 27.1084 | 0.0527 | 9908.12 | 0.0001472 | 1.2055 | 4763.67 | 4763.6699 | 3.33 | 3.33 |  | https://s3.console.aws.amazon.com/s3/buckets/834599497928?region=ca-central-1&prefix=phylroy.lopez/reference/reference/output/09c568d1-6f9d-45b8-b83c-250923a0c9c5/ | 1.0.002
955 |  | TRUE | 680 | 0 | 0 | 1707.1081 |  |  |  | 0.1 | 2021-09-22 20:22:00 +0000 | 438c2ebff | 0.2.14 | :adv_dx_units: NECB_Default :airloop_economizer_type: NECB_Default :algorithm_type: parametric :analysis_id: reference :analysis_name: reference :boiler_eff: NECB_Default :btap_batch_version: 1.0.002 :building_type: SmallHotel :chiller_type: NECB_Default :compute_environment: aws_batch :datapoint_id: 56ea1c2e-37f9-444a-8d8e-5476c48f8111 :daylighting_type: NECB_Default :dcv_type: NECB_Default :door_construction_cond: NECB_Default :ecm_system_name: NECB_Default :electrical_loads_scale: NECB_Default :enable_costing: true :epw_file: CAN_BC_Vancouver.Intl.AP.718920_CWEC2016.epw :erv_package: NECB_Default :ext_floor_cond: NECB_Default :ext_roof_cond: NECB_Default :ext_wall_cond: NECB_Default :fdwr_set: NECB_Default :fixed_wind_solar_trans: NECB_Default :fixed_window_cond: NECB_Default :furnace_eff: NECB_Default :glass_door_cond: NECB_Default :glass_door_solar_trans: NECB_Default :ground_floor_cond: NECB_Default :ground_roof_cond: NECB_Default :ground_wall_cond: NECB_Default :image_name: btap_private_cli :infiltration_scale: NECB_Default :lights_scale: NECB_Default :lights_type: NECB_Default :nv_delta_temp_in_out: NECB_Default :nv_opening_fraction: NECB_Default :nv_temp_out_min: NECB_Default :nv_type: NECB_Default :oa_scale: NECB_Default :occupancy_loads_scale: NECB_Default :output_meters: [] :output_variables: [] :overhead_door_cond: NECB_Default :primary_heating_fuel: NaturalGas :pv_ground_azimuth_angle: NECB_Default :pv_ground_module_description: NECB_Default :pv_ground_tilt_angle: NECB_Default :pv_ground_total_area_pv_panels_m2: NECB_Default :pv_ground_type: NECB_Default :rotation_degrees: NECB_Default :run_annual_simulation: true :s3_bucket: '834599497928' :scale_x: NECB_Default :scale_y: NECB_Default :scale_z: NECB_Default :shw_eff: NECB_Default :skylight_cond: NECB_Default :skylight_solar_trans: NECB_Default :srr_set: NECB_Default :template: NECB2017 | reference | reference | 56ea1c2e-37f9-444a-8d8e-5476c48f8111 | NECB2017 | SmallHotel | NaturalGas | Natural Gas | CAN_BC_Vancouver.Intl.AP.718920_CWEC2016.epw | parametric |  | NECB_Default | NECB_Default | NECB_Default | NECB_Default | NECB_Default | NECB_Default | NECB_Default | NECB_Default | NECB_Default | NECB_Default | NECB_Default | NECB_Default | NECB_Default | NECB_Default | NECB_Default | NECB_Default | NECB_Default | NECB_Default | NECB_Default | NECB_Default | NECB_Default | NECB_Default | NECB_Default | NECB_Default | NECB_Default | NECB_Default | NECB_Default | NECB_Default | NECB_Default | NECB_Default | NECB_Default | NECB_Default | NECB_Default | NECB_Default | NECB_Default | NECB_Default | NECB_Default | NECB_Default | NECB_Default | NECB_Default | NECB_Default | NECB_Default | NECB_Default | NECB_Default | NECB_Default | aws_batch | 834599497928 | btap_private_cli |  | TRUE | TRUE |  |  | 28.318 | 9.2603 | 22.473 | 120.8771 | 4013.58 | 2697.9741 | 40 | SmallHotel |  |  | 2 | SmallHotel | 4 |  | 4 | NECB2017 | 0.23215 | 11621.7287 | 68.6276 | 71.9184 | 63.3242 | 7.4757 | 440.4893 | 229.1433 | VANCOUVER | BRITISH COLUMBIA | 0.67454 | 15.9409 | 0 | 16.6154 | 6.7359 | 3.5762 | 0 | 10.3121 | 0 | 0.031246 | 0 | 0 | 0.23802 | 0.080103 | 0.022115 | 0.097753 | 0.019673 | 0.077175 | 0.3162 | 0.0076117 | 0.55422 | 0.21844 | 17.6462 | 42.4789 | 40 | 0.757 | [5 empty] | 0.193 | 0.315 | 2.1 | 2.1 | 2 | Vancouver Intl AP | CAN | 42 | 2797 | 49.195 | -123.184 | 4 | 2800 | BC | CAN_BC_Vancouver.Intl.AP.718920_CWEC2016.epw | 0.55422 | 9.2603 | 28.318 | 13.7683 | 24.8934 | TRUE | TRUE | FALSE | FALSE | 11.3292 | 8.9588 | 0 | 0 | 0 | 0 | 876.74 | 160.2628 | 9.2987 | 0.058022 | 3398.69 | 9.4679e-05 | 0.55422 | 1588.75 | 1568.5 | 281.5 | 281.5 |  | https://s3.console.aws.amazon.com/s3/buckets/834599497928?region=ca-central-1&prefix=phylroy.lopez/reference/reference/output/56ea1c2e-37f9-444a-8d8e-5476c48f8111/ | 1.0.002
956 |  | TRUE | 819 | 0 | 0 | 1711.0246 |  |  |  | 0.1 | 2021-09-22 20:20:46 +0000 | 438c2ebff | 0.2.14 | :adv_dx_units: NECB_Default :airloop_economizer_type: NECB_Default :algorithm_type: parametric :analysis_id: reference :analysis_name: reference :boiler_eff: NECB_Default :btap_batch_version: 1.0.002 :building_type: SmallHotel :chiller_type: NECB_Default :compute_environment: aws_batch :datapoint_id: ab57fb8b-e9e6-48dc-94b0-fb663674a912 :daylighting_type: NECB_Default :dcv_type: NECB_Default :door_construction_cond: NECB_Default :ecm_system_name: NECB_Default :electrical_loads_scale: NECB_Default :enable_costing: true :epw_file: CAN_YT_Whitehorse.Intl.AP.719640_CWEC2016.epw :erv_package: NECB_Default :ext_floor_cond: NECB_Default :ext_roof_cond: NECB_Default :ext_wall_cond: NECB_Default :fdwr_set: NECB_Default :fixed_wind_solar_trans: NECB_Default :fixed_window_cond: NECB_Default :furnace_eff: NECB_Default :glass_door_cond: NECB_Default :glass_door_solar_trans: NECB_Default :ground_floor_cond: NECB_Default :ground_roof_cond: NECB_Default :ground_wall_cond: NECB_Default :image_name: btap_private_cli :infiltration_scale: NECB_Default :lights_scale: NECB_Default :lights_type: NECB_Default :nv_delta_temp_in_out: NECB_Default :nv_opening_fraction: NECB_Default :nv_temp_out_min: NECB_Default :nv_type: NECB_Default :oa_scale: NECB_Default :occupancy_loads_scale: NECB_Default :output_meters: [] :output_variables: [] :overhead_door_cond: NECB_Default :primary_heating_fuel: NaturalGas :pv_ground_azimuth_angle: NECB_Default :pv_ground_module_description: NECB_Default :pv_ground_tilt_angle: NECB_Default :pv_ground_total_area_pv_panels_m2: NECB_Default :pv_ground_type: NECB_Default :rotation_degrees: NECB_Default :run_annual_simulation: true :s3_bucket: '834599497928' :scale_x: NECB_Default :scale_y: NECB_Default :scale_z: NECB_Default :shw_eff: NECB_Default :skylight_cond: NECB_Default :skylight_solar_trans: NECB_Default :srr_set: NECB_Default :template: BTAP1980TO2010 | reference | reference | ab57fb8b-e9e6-48dc-94b0-fb663674a912 | BTAP1980TO2010 | SmallHotel | NaturalGas | Natural Gas | CAN_YT_Whitehorse.Intl.AP.719640_CWEC2016.epw | parametric |  | NECB_Default | NECB_Default | NECB_Default | NECB_Default | NECB_Default | NECB_Default | NECB_Default | NECB_Default | NECB_Default | NECB_Default | NECB_Default | NECB_Default | NECB_Default | NECB_Default | NECB_Default | NECB_Default | NECB_Default | NECB_Default | NECB_Default | NECB_Default | NECB_Default | NECB_Default | NECB_Default | NECB_Default | NECB_Default | NECB_Default | NECB_Default | NECB_Default | NECB_Default | NECB_Default | NECB_Default | NECB_Default | NECB_Default | NECB_Default | NECB_Default | NECB_Default | NECB_Default | NECB_Default | NECB_Default | NECB_Default | NECB_Default | NECB_Default | NECB_Default | NECB_Default | NECB_Default | aws_batch | 834599497928 | btap_private_cli |  | TRUE | TRUE |  |  | 95.0763 | 6.3467 | 178.0926 | 349.7183 | 4013.58 | 2697.9741 | 10.9 | SmallHotel |  |  | 0 | SmallHotel | 4 |  | 4 | BTAP1980TO2010 | 0.23215 | 11621.7287 | 0.28151 | 76.9463 | 62.9217 | 7.2294 | 307.0768 | 159.6979 | WHITEHORSE | YUKON | 3.1199 | 58.7641 | 0 | 61.8839 | 7.1449 | 10.7111 | 0 | 17.856 | 0 | 0.0053045 | 0 | 0 | 0.20058 | 0.063522 | 0 | 0.8216 | 0.024402 | 0.098127 | 1.1809 | 0.0092212 | 1.3815 | 0.35934 | 15.1677 | 114.282 | 10.9 | 0.678 | [5 empty] | 0.227 | 0.346 | 2.95 |  | 0 | Whitehorse Intl AP | CAN | 5 | 6491 | 60.709 | -135.069 | 7b | 6580 | YT | CAN_YT_Whitehorse.Intl.AP.719640_CWEC2016.epw | 1.3815 | 6.3467 | 95.0763 | 16.375 | 16.5176 | TRUE | TRUE | FALSE | FALSE | 8.7335 | 22.9643 | 0 | 0 | 0 | 0 | 1442.24 | 160.3432 | 13.2057 | 0.082359 | 4826.69 | 7.4746e-06 | 1.3815 | 1410.5 | 1409.5 | 1325.25 | 1325 |  | https://s3.console.aws.amazon.com/s3/buckets/834599497928?region=ca-central-1&prefix=phylroy.lopez/reference/reference/output/ab57fb8b-e9e6-48dc-94b0-fb663674a912/ | 1.0.002
957 |  | TRUE | 897 | 0 | 0 | 1703.7049 |  |  |  | 0.1 | 2021-09-22 20:22:32 +0000 | 438c2ebff | 0.2.14 | :adv_dx_units: NECB_Default :airloop_economizer_type: NECB_Default :algorithm_type: parametric :analysis_id: reference :analysis_name: reference :boiler_eff: NECB_Default :btap_batch_version: 1.0.002 :building_type: LargeHotel :chiller_type: NECB_Default :compute_environment: aws_batch :datapoint_id: b45b70b0-e638-4cad-9e31-20cf61ddd2ec :daylighting_type: NECB_Default :dcv_type: NECB_Default :door_construction_cond: NECB_Default :ecm_system_name: NECB_Default :electrical_loads_scale: NECB_Default :enable_costing: true :epw_file: CAN_BC_Vancouver.Intl.AP.718920_CWEC2016.epw :erv_package: NECB_Default :ext_floor_cond: NECB_Default :ext_roof_cond: NECB_Default :ext_wall_cond: NECB_Default :fdwr_set: NECB_Default :fixed_wind_solar_trans: NECB_Default :fixed_window_cond: NECB_Default :furnace_eff: NECB_Default :glass_door_cond: NECB_Default :glass_door_solar_trans: NECB_Default :ground_floor_cond: NECB_Default :ground_roof_cond: NECB_Default :ground_wall_cond: NECB_Default :image_name: btap_private_cli :infiltration_scale: NECB_Default :lights_scale: NECB_Default :lights_type: NECB_Default :nv_delta_temp_in_out: NECB_Default :nv_opening_fraction: NECB_Default :nv_temp_out_min: NECB_Default :nv_type: NECB_Default :oa_scale: NECB_Default :occupancy_loads_scale: NECB_Default :output_meters: [] :output_variables: [] :overhead_door_cond: NECB_Default :primary_heating_fuel: NaturalGas :pv_ground_azimuth_angle: NECB_Default :pv_ground_module_description: NECB_Default :pv_ground_tilt_angle: NECB_Default :pv_ground_total_area_pv_panels_m2: NECB_Default :pv_ground_type: NECB_Default :rotation_degrees: NECB_Default :run_annual_simulation: true :s3_bucket: '834599497928' :scale_x: NECB_Default :scale_y: NECB_Default :scale_z: NECB_Default :shw_eff: NECB_Default :skylight_cond: NECB_Default :skylight_solar_trans: NECB_Default :srr_set: NECB_Default :template: NECB2011 | reference | reference | b45b70b0-e638-4cad-9e31-20cf61ddd2ec | NECB2011 | LargeHotel | NaturalGas | Natural Gas | CAN_BC_Vancouver.Intl.AP.718920_CWEC2016.epw | parametric |  | NECB_Default | NECB_Default | NECB_Default | NECB_Default | NECB_Default | NECB_Default | NECB_Default | NECB_Default | NECB_Default | NECB_Default | NECB_Default | NECB_Default | NECB_Default | NECB_Default | NECB_Default | NECB_Default | NECB_Default | NECB_Default | NECB_Default | NECB_Default | NECB_Default | NECB_Default | NECB_Default | NECB_Default | NECB_Default | NECB_Default | NECB_Default | NECB_Default | NECB_Default | NECB_Default | NECB_Default | NECB_Default | NECB_Default | NECB_Default | NECB_Default | NECB_Default | NECB_Default | NECB_Default | NECB_Default | NECB_Default | NECB_Default | NECB_Default | NECB_Default | NECB_Default | NECB_Default | aws_batch | 834599497928 | btap_private_cli |  | TRUE | TRUE |  |  | 36.2679 | 11.2791 | 64.7628 | 186.9505 | 11345.38 | 6004.6889 | 40 | LargeHotel |  |  | 5 | LargeHotel | 6 |  | 7 | NECB2011 | 0.17066 | 35185.0517 | 56.9411 | 71.3513 | 63.2675 | 4.196 | 292.1897 | 96.4338 | VANCOUVER | BRITISH COLUMBIA | 0.85046 | 27.0396 | 0 | 27.8901 | 8.4927 | 6.0661 | 0 | 14.5588 | 0 | 0.039908 | 0 | 0 | 0.3001 | 0.090556 | 0 | 0.32483 | 0.026731 | 0.1363 | 0.53635 | 0.0062113 | 0.83644 | 0.21152 | 21.866 | 49.5877 | 40 | 0.757 |  | 0.568 |  |  |  | 0.227 | 0.315 | 2.4 | 2.4 | 5 | Vancouver Intl AP | CAN | 42 | 2797 | 49.195 | -123.184 | 4 | 2800 | BC | CAN_BC_Vancouver.Intl.AP.718920_CWEC2016.epw | 0.83644 | 11.2791 | 36.2679 | 15.0146 | 32.3964 | TRUE | TRUE | FALSE | FALSE | 13.7631 | 12.9464 | 0 | 0 | 0 | 0 | 2399.78 | 514.3909 | 27.1084 | 0.0527 | 9908.12 | 0.00039576 | 0.83644 | 638.67 | 633.17 | 172.17 | 160 |  | https://s3.console.aws.amazon.com/s3/buckets/834599497928?region=ca-central-1&prefix=phylroy.lopez/reference/reference/output/b45b70b0-e638-4cad-9e31-20cf61ddd2ec/ | 1.0.002
958 |  | TRUE | 912 | 4 | 0 | 1706.0593 |  |  |  | 0.1 | 2021-09-22 20:22:31 +0000 | 438c2ebff | 0.2.14 | :adv_dx_units: NECB_Default :airloop_economizer_type: NECB_Default :algorithm_type: parametric :analysis_id: reference :analysis_name: reference :boiler_eff: NECB_Default :btap_batch_version: 1.0.002 :building_type: LargeHotel :chiller_type: NECB_Default :compute_environment: aws_batch :datapoint_id: b5ddd76b-aa1a-49e4-88fd-cf1239eef3e9 :daylighting_type: NECB_Default :dcv_type: NECB_Default :door_construction_cond: NECB_Default :ecm_system_name: NECB_Default :electrical_loads_scale: NECB_Default :enable_costing: true :epw_file: CAN_AB_Edmonton.Intl.AP.711230_CWEC2016.epw :erv_package: NECB_Default :ext_floor_cond: NECB_Default :ext_roof_cond: NECB_Default :ext_wall_cond: NECB_Default :fdwr_set: NECB_Default :fixed_wind_solar_trans: NECB_Default :fixed_window_cond: NECB_Default :furnace_eff: NECB_Default :glass_door_cond: NECB_Default :glass_door_solar_trans: NECB_Default :ground_floor_cond: NECB_Default :ground_roof_cond: NECB_Default :ground_wall_cond: NECB_Default :image_name: btap_private_cli :infiltration_scale: NECB_Default :lights_scale: NECB_Default :lights_type: NECB_Default :nv_delta_temp_in_out: NECB_Default :nv_opening_fraction: NECB_Default :nv_temp_out_min: NECB_Default :nv_type: NECB_Default :oa_scale: NECB_Default :occupancy_loads_scale: NECB_Default :output_meters: [] :output_variables: [] :overhead_door_cond: NECB_Default :primary_heating_fuel: NaturalGas :pv_ground_azimuth_angle: NECB_Default :pv_ground_module_description: NECB_Default :pv_ground_tilt_angle: NECB_Default :pv_ground_total_area_pv_panels_m2: NECB_Default :pv_ground_type: NECB_Default :rotation_degrees: NECB_Default :run_annual_simulation: true :s3_bucket: '834599497928' :scale_x: NECB_Default :scale_y: NECB_Default :scale_z: NECB_Default :shw_eff: NECB_Default :skylight_cond: NECB_Default :skylight_solar_trans: NECB_Default :srr_set: NECB_Default :template: BTAPPRE1980 | reference | reference | b5ddd76b-aa1a-49e4-88fd-cf1239eef3e9 | BTAPPRE1980 | LargeHotel | NaturalGas | Natural Gas | CAN_AB_Edmonton.Intl.AP.711230_CWEC2016.epw | parametric |  | NECB_Default | NECB_Default | NECB_Default | NECB_Default | NECB_Default | NECB_Default | NECB_Default | NECB_Default | NECB_Default | NECB_Default | NECB_Default | NECB_Default | NECB_Default | NECB_Default | NECB_Default | NECB_Default | NECB_Default | NECB_Default | NECB_Default | NECB_Default | NECB_Default | NECB_Default | NECB_Default | NECB_Default | NECB_Default | NECB_Default | NECB_Default | NECB_Default | NECB_Default | NECB_Default | NECB_Default | NECB_Default | NECB_Default | NECB_Default | NECB_Default | NECB_Default | NECB_Default | NECB_Default | NECB_Default | NECB_Default | NECB_Default | NECB_Default | NECB_Default | NECB_Default | NECB_Default | aws_batch | 834599497928 | btap_private_cli |  | TRUE | TRUE |  |  | 113.0091 | 12.7793 | 172.2191 | 340.791 | 11345.38 | 6004.6889 | 27.6 | LargeHotel |  |  | 0 | LargeHotel | 6 |  | 7 | BTAPPRE1980 | 0.17066 | 35185.0517 | 0.87264 | 79.2631 | 70.6223 | 4.2294 | 246.2746 | 91.2872 | EDMONTON | ALBERTA | 63.0185 | 55.6519 | 0 | 118.6703 | 5.9728 | 3.9703 | 0 | 9.9431 | 0 | 0.024468 | 0 | 0 | 0.28716 | 0.094889 | 0 | 0.85668 | 0.026731 | 0.1363 | 1.1029 | 0.0046389 | 1.39 | 0.24617 | 23.263 | 123.6186 | 27.6 | 0.678 |  | 0.678 |  |  |  | 0.227 | 0.772 | 2.95 |  | 0 | Edmonton Intl AP | CAN | 23 | 5588 | 53.31 | -113.579 | 7a | 5120 | AB | CAN_AB_Edmonton.Intl.AP.711230_CWEC2016.epw | 1.39 | 12.7793 | 113.0091 | 15.1156 | 27.2132 | TRUE | TRUE | FALSE | FALSE | 14.3112 | 31.3904 | 0 | 0 | 0 | 0 | 2792.92 | 514.3909 | 27.1084 | 0.0527 | 9908.12 | 0.00013486 | 1.39 | 3274 | 3274 | 6.67 | 6.5 |  | https://s3.console.aws.amazon.com/s3/buckets/834599497928?region=ca-central-1&prefix=phylroy.lopez/reference/reference/output/b5ddd76b-aa1a-49e4-88fd-cf1239eef3e9/ | 1.0.002
959 |  | TRUE | 915 | 2 | 0 | 1704.5213 |  |  |  | 0.1 | 2021-09-22 20:21:38 +0000 | 438c2ebff | 0.2.14 | :adv_dx_units: NECB_Default :airloop_economizer_type: NECB_Default :algorithm_type: parametric :analysis_id: reference :analysis_name: reference :boiler_eff: NECB_Default :btap_batch_version: 1.0.002 :building_type: LargeHotel :chiller_type: NECB_Default :compute_environment: aws_batch :datapoint_id: 75f2cbe3-f38e-4a37-8214-f2410edd2395 :daylighting_type: NECB_Default :dcv_type: NECB_Default :door_construction_cond: NECB_Default :ecm_system_name: NECB_Default :electrical_loads_scale: NECB_Default :enable_costing: true :epw_file: CAN_QC_Montreal-Trudeau.Intl.AP.716270_CWEC2016.epw :erv_package: NECB_Default :ext_floor_cond: NECB_Default :ext_roof_cond: NECB_Default :ext_wall_cond: NECB_Default :fdwr_set: NECB_Default :fixed_wind_solar_trans: NECB_Default :fixed_window_cond: NECB_Default :furnace_eff: NECB_Default :glass_door_cond: NECB_Default :glass_door_solar_trans: NECB_Default :ground_floor_cond: NECB_Default :ground_roof_cond: NECB_Default :ground_wall_cond: NECB_Default :image_name: btap_private_cli :infiltration_scale: NECB_Default :lights_scale: NECB_Default :lights_type: NECB_Default :nv_delta_temp_in_out: NECB_Default :nv_opening_fraction: NECB_Default :nv_temp_out_min: NECB_Default :nv_type: NECB_Default :oa_scale: NECB_Default :occupancy_loads_scale: NECB_Default :output_meters: [] :output_variables: [] :overhead_door_cond: NECB_Default :primary_heating_fuel: NaturalGas :pv_ground_azimuth_angle: NECB_Default :pv_ground_module_description: NECB_Default :pv_ground_tilt_angle: NECB_Default :pv_ground_total_area_pv_panels_m2: NECB_Default :pv_ground_type: NECB_Default :rotation_degrees: NECB_Default :run_annual_simulation: true :s3_bucket: '834599497928' :scale_x: NECB_Default :scale_y: NECB_Default :scale_z: NECB_Default :shw_eff: NECB_Default :skylight_cond: NECB_Default :skylight_solar_trans: NECB_Default :srr_set: NECB_Default :template: NECB2011 | reference | reference | 75f2cbe3-f38e-4a37-8214-f2410edd2395 | NECB2011 | LargeHotel | NaturalGas | Natural Gas | CAN_QC_Montreal-Trudeau.Intl.AP.716270_CWEC2016.epw | parametric |  | NECB_Default | NECB_Default | NECB_Default | NECB_Default | NECB_Default | NECB_Default | NECB_Default | NECB_Default | NECB_Default | NECB_Default | NECB_Default | NECB_Default | NECB_Default | NECB_Default | NECB_Default | NECB_Default | NECB_Default | NECB_Default | NECB_Default | NECB_Default | NECB_Default | NECB_Default | NECB_Default | NECB_Default | NECB_Default | NECB_Default | NECB_Default | NECB_Default | NECB_Default | NECB_Default | NECB_Default | NECB_Default | NECB_Default | NECB_Default | NECB_Default | NECB_Default | NECB_Default | NECB_Default | NECB_Default | NECB_Default | NECB_Default | NECB_Default | NECB_Default | NECB_Default | NECB_Default | aws_batch | 834599497928 | btap_private_cli |  | TRUE | TRUE |  |  | 85.9828 | 17.4404 | 103.8144 | 244.7305 | 11345.38 | 6004.6889 | 37.3 | LargeHotel |  |  | 5 | LargeHotel | 6 |  | 7 | NECB2011 | 0.17066 | 35185.0517 | 58.9328 | 77.9003 | 64.8882 | 4.1662 | 307.0392 | 101.1515 | MONTREAL | QUEBEC | 0.12243 | 36.0577 | 0 | 36.1801 | 7.7978 | 9.445 | 0 | 17.2428 | 0 | 0.057941 | 0 | 0 | 0.31506 | 0.085556 | 0 | 0.50582 | 0.026731 | 0.1363 | 0.72991 | 0.0076242 | 1.045 | 0.22409 | 29.2778 | 95.574 | 37.3 | 0.757 |  | 0.284 |  |  |  | 0.183 | 0.247 | 2.2 | 2.2 | 5 | Montreal-Trudeau Intl AP | CAN | 323 | 4090 | 45.471 | -73.741 | 6 | 4400 | QC | CAN_QC_Montreal-Trudeau.Intl.AP.716270_CWEC2016.epw | 1.045 | 17.4404 | 85.9828 | 25.6979 | 30.3905 | TRUE | FALSE | FALSE | FALSE | 15.5813 | 25.0485 | 0 | 0 | 0 | 0 | 2542.41 | 514.3909 | 27.1084 | 0.0527 | 9908.12 | 0.00091491 | 1.045 | 1095 | 1080.17 | 478.83 | 476.33 |  | https://s3.console.aws.amazon.com/s3/buckets/834599497928?region=ca-central-1&prefix=phylroy.lopez/reference/reference/output/75f2cbe3-f38e-4a37-8214-f2410edd2395/ | 1.0.002
960 |  | TRUE | 911 | 0 | 0 | 1705.3355 |  |  |  | 0.1 | 2021-09-22 20:21:39 +0000 | 438c2ebff | 0.2.14 | :adv_dx_units: NECB_Default :airloop_economizer_type: NECB_Default :algorithm_type: parametric :analysis_id: reference :analysis_name: reference :boiler_eff: NECB_Default :btap_batch_version: 1.0.002 :building_type: LargeHotel :chiller_type: NECB_Default :compute_environment: aws_batch :datapoint_id: 726d6b5d-5b38-4b67-b8e0-78a9aab1914f :daylighting_type: NECB_Default :dcv_type: NECB_Default :door_construction_cond: NECB_Default :ecm_system_name: NECB_Default :electrical_loads_scale: NECB_Default :enable_costing: true :epw_file: CAN_NS_Halifax.Dockyard.713280_CWEC2016.epw :erv_package: NECB_Default :ext_floor_cond: NECB_Default :ext_roof_cond: NECB_Default :ext_wall_cond: NECB_Default :fdwr_set: NECB_Default :fixed_wind_solar_trans: NECB_Default :fixed_window_cond: NECB_Default :furnace_eff: NECB_Default :glass_door_cond: NECB_Default :glass_door_solar_trans: NECB_Default :ground_floor_cond: NECB_Default :ground_roof_cond: NECB_Default :ground_wall_cond: NECB_Default :image_name: btap_private_cli :infiltration_scale: NECB_Default :lights_scale: NECB_Default :lights_type: NECB_Default :nv_delta_temp_in_out: NECB_Default :nv_opening_fraction: NECB_Default :nv_temp_out_min: NECB_Default :nv_type: NECB_Default :oa_scale: NECB_Default :occupancy_loads_scale: NECB_Default :output_meters: [] :output_variables: [] :overhead_door_cond: NECB_Default :primary_heating_fuel: Electricity :pv_ground_azimuth_angle: NECB_Default :pv_ground_module_description: NECB_Default :pv_ground_tilt_angle: NECB_Default :pv_ground_total_area_pv_panels_m2: NECB_Default :pv_ground_type: NECB_Default :rotation_degrees: NECB_Default :run_annual_simulation: true :s3_bucket: '834599497928' :scale_x: NECB_Default :scale_y: NECB_Default :scale_z: NECB_Default :shw_eff: NECB_Default :skylight_cond: NECB_Default :skylight_solar_trans: NECB_Default :srr_set: NECB_Default :template: NECB2011 | reference | reference | 726d6b5d-5b38-4b67-b8e0-78a9aab1914f | NECB2011 | LargeHotel | Electricity | Electricity | CAN_NS_Halifax.Dockyard.713280_CWEC2016.epw | parametric |  | NECB_Default | NECB_Default | NECB_Default | NECB_Default | NECB_Default | NECB_Default | NECB_Default | NECB_Default | NECB_Default | NECB_Default | NECB_Default | NECB_Default | NECB_Default | NECB_Default | NECB_Default | NECB_Default | NECB_Default | NECB_Default | NECB_Default | NECB_Default | NECB_Default | NECB_Default | NECB_Default | NECB_Default | NECB_Default | NECB_Default | NECB_Default | NECB_Default | NECB_Default | NECB_Default | NECB_Default | NECB_Default | NECB_Default | NECB_Default | NECB_Default | NECB_Default | NECB_Default | NECB_Default | NECB_Default | NECB_Default | NECB_Default | NECB_Default | NECB_Default | NECB_Default | NECB_Default | aws_batch | 834599497928 | btap_private_cli |  | TRUE | TRUE |  |  | 48.9902 | 12.6649 | 86.6493 | 173.849 | 11345.38 | 6004.6889 | 40 | LargeHotel |  |  | 5 | LargeHotel | 6 |  | 7 | NECB2011 | 0.17066 | 35185.0517 | 55.8087 | 46.2729 | 68.9221 | 13.6474 | 285.3455 | 100.6944 | HALIFAX | NOVA SCOTIA | 160.1004 | 0 | 0 | 160.1004 | 31.3987 | 0 | 0 | 31.3987 | 0 | 0.044021 | 0 | 0 | 0.78951 | 0.092098 | 0 | 0.31194 | 0.026731 | 0.1363 | 0 | 0.0058526 | 0.78951 | 0.17195 | 68.5185 | 0 | 40 | 0.757 |  | 0.284 |  |  |  | 0.183 | 0.247 | 2.2 | 2.2 | 5 | Halifax Dockyard | CAN | 112 | 3647 | 44.655 | -63.577 | 6 | 4000 | NS | CAN_NS_Halifax.Dockyard.713280_CWEC2016.epw | 0.78951 | 12.6649 | 48.9902 | 19.4283 | 30.2554 | TRUE | FALSE | FALSE | FALSE | 11.0945 | 14.9595 | 0 | 5.3373 | 0.010376 | 1950.8 | 0 | 514.3909 | 27.1084 | 0.0527 | 9908.12 | 0.00062492 | 0.78951 | 566.83 | 559.5 | 12.33 | 12.33 |  | https://s3.console.aws.amazon.com/s3/buckets/834599497928?region=ca-central-1&prefix=phylroy.lopez/reference/reference/output/726d6b5d-5b38-4b67-b8e0-78a9aab1914f/ | 1.0.002
961 |  | TRUE | 755 | 0 | 0 | 1702.5616 |  |  |  | 0.1 | 2021-09-22 20:22:25 +0000 | 438c2ebff | 0.2.14 | :adv_dx_units: NECB_Default :airloop_economizer_type: NECB_Default :algorithm_type: parametric :analysis_id: reference :analysis_name: reference :boiler_eff: NECB_Default :btap_batch_version: 1.0.002 :building_type: LargeHotel :chiller_type: NECB_Default :compute_environment: aws_batch :datapoint_id: f9b3ec4d-88e1-4615-9593-55cfe1583fbb :daylighting_type: NECB_Default :dcv_type: NECB_Default :door_construction_cond: NECB_Default :ecm_system_name: NECB_Default :electrical_loads_scale: NECB_Default :enable_costing: true :epw_file: CAN_AB_Calgary.Intl.AP.718770_CWEC2016.epw :erv_package: NECB_Default :ext_floor_cond: NECB_Default :ext_roof_cond: NECB_Default :ext_wall_cond: NECB_Default :fdwr_set: NECB_Default :fixed_wind_solar_trans: NECB_Default :fixed_window_cond: NECB_Default :furnace_eff: NECB_Default :glass_door_cond: NECB_Default :glass_door_solar_trans: NECB_Default :ground_floor_cond: NECB_Default :ground_roof_cond: NECB_Default :ground_wall_cond: NECB_Default :image_name: btap_private_cli :infiltration_scale: NECB_Default :lights_scale: NECB_Default :lights_type: NECB_Default :nv_delta_temp_in_out: NECB_Default :nv_opening_fraction: NECB_Default :nv_temp_out_min: NECB_Default :nv_type: NECB_Default :oa_scale: NECB_Default :occupancy_loads_scale: NECB_Default :output_meters: [] :output_variables: [] :overhead_door_cond: NECB_Default :primary_heating_fuel: Electricity :pv_ground_azimuth_angle: NECB_Default :pv_ground_module_description: NECB_Default :pv_ground_tilt_angle: NECB_Default :pv_ground_total_area_pv_panels_m2: NECB_Default :pv_ground_type: NECB_Default :rotation_degrees: NECB_Default :run_annual_simulation: true :s3_bucket: '834599497928' :scale_x: NECB_Default :scale_y: NECB_Default :scale_z: NECB_Default :shw_eff: NECB_Default :skylight_cond: NECB_Default :skylight_solar_trans: NECB_Default :srr_set: NECB_Default :template: NECB2017 | reference | reference | f9b3ec4d-88e1-4615-9593-55cfe1583fbb | NECB2017 | LargeHotel | Electricity | Electricity | CAN_AB_Calgary.Intl.AP.718770_CWEC2016.epw | parametric |  | NECB_Default | NECB_Default | NECB_Default | NECB_Default | NECB_Default | NECB_Default | NECB_Default | NECB_Default | NECB_Default | NECB_Default | NECB_Default | NECB_Default | NECB_Default | NECB_Default | NECB_Default | NECB_Default | NECB_Default | NECB_Default | NECB_Default | NECB_Default | NECB_Default | NECB_Default | NECB_Default | NECB_Default | NECB_Default | NECB_Default | NECB_Default | NECB_Default | NECB_Default | NECB_Default | NECB_Default | NECB_Default | NECB_Default | NECB_Default | NECB_Default | NECB_Default | NECB_Default | NECB_Default | NECB_Default | NECB_Default | NECB_Default | NECB_Default | NECB_Default | NECB_Default | NECB_Default | aws_batch | 834599497928 | btap_private_cli |  | TRUE | TRUE |  |  | 50.0718 | 11.6679 | 60.07 | 132.4854 | 11345.38 | 6004.6889 | 33.3 | LargeHotel |  |  | 2 | LargeHotel | 6 |  | 7 | NECB2017 | 0.17066 | 35185.0517 | 63.1112 | 46.6883 | 68.0385 | 9.1127 | 302.5646 | 115.6139 | CALGARY | ALBERTA | 135.1192 | 0 | 0 | 135.1192 | 12.8065 | 0 | 0 | 12.8065 | 0 | 0.032133 | 0 | 0 | 0.6157 | 0.092067 | 0.0091711 | 0.21625 | 0.02416 | 0.10518 | 0 | 0.0048266 | 0.6157 | 0.13167 | 65.9892 | 0 | 33.3 | 0.757 |  | 0.284 |  |  |  | 0.138 | 0.21 | 1.9 | 1.9 | 2 | Calgary Intl AP | CAN | 64 | 4781 | 51.114 | -114.02 | 7a | 5000 | AB | CAN_AB_Calgary.Intl.AP.718770_CWEC2016.epw | 0.6157 | 11.6679 | 50.0718 | 14.6989 | 29.3698 | TRUE | TRUE | FALSE | FALSE | 15.2362 | 28.0279 | 0 | 4.0871 | 0.0079483 | 1493.84 | 0 | 514.2133 | 19.4879 | 0.037899 | 7122.84 | 0.00023886 | 0.6157 | 391.83 | 384.67 | 2.5 | 2.5 |  | https://s3.console.aws.amazon.com/s3/buckets/834599497928?region=ca-central-1&prefix=phylroy.lopez/reference/reference/output/f9b3ec4d-88e1-4615-9593-55cfe1583fbb/ | 1.0.002
962 |  | TRUE | 826 | 0 | 0 | 1711.6449 |  |  |  | 0.1 | 2021-09-22 20:20:39 +0000 | 438c2ebff | 0.2.14 | :adv_dx_units: NECB_Default :airloop_economizer_type: NECB_Default :algorithm_type: parametric :analysis_id: reference :analysis_name: reference :boiler_eff: NECB_Default :btap_batch_version: 1.0.002 :building_type: SmallHotel :chiller_type: NECB_Default :compute_environment: aws_batch :datapoint_id: 9c1a9a51-0fee-45a8-b466-b212c7007870 :daylighting_type: NECB_Default :dcv_type: NECB_Default :door_construction_cond: NECB_Default :ecm_system_name: NECB_Default :electrical_loads_scale: NECB_Default :enable_costing: true :epw_file: CAN_AB_Calgary.Intl.AP.718770_CWEC2016.epw :erv_package: NECB_Default :ext_floor_cond: NECB_Default :ext_roof_cond: NECB_Default :ext_wall_cond: NECB_Default :fdwr_set: NECB_Default :fixed_wind_solar_trans: NECB_Default :fixed_window_cond: NECB_Default :furnace_eff: NECB_Default :glass_door_cond: NECB_Default :glass_door_solar_trans: NECB_Default :ground_floor_cond: NECB_Default :ground_roof_cond: NECB_Default :ground_wall_cond: NECB_Default :image_name: btap_private_cli :infiltration_scale: NECB_Default :lights_scale: NECB_Default :lights_type: NECB_Default :nv_delta_temp_in_out: NECB_Default :nv_opening_fraction: NECB_Default :nv_temp_out_min: NECB_Default :nv_type: NECB_Default :oa_scale: NECB_Default :occupancy_loads_scale: NECB_Default :output_meters: [] :output_variables: [] :overhead_door_cond: NECB_Default :primary_heating_fuel: NaturalGas :pv_ground_azimuth_angle: NECB_Default :pv_ground_module_description: NECB_Default :pv_ground_tilt_angle: NECB_Default :pv_ground_total_area_pv_panels_m2: NECB_Default :pv_ground_type: NECB_Default :rotation_degrees: NECB_Default :run_annual_simulation: true :s3_bucket: '834599497928' :scale_x: NECB_Default :scale_y: NECB_Default :scale_z: NECB_Default :shw_eff: NECB_Default :skylight_cond: NECB_Default :skylight_solar_trans: NECB_Default :srr_set: NECB_Default :template: NECB2011 | reference | reference | 9c1a9a51-0fee-45a8-b466-b212c7007870 | NECB2011 | SmallHotel | NaturalGas | Natural Gas | CAN_AB_Calgary.Intl.AP.718770_CWEC2016.epw | parametric |  | NECB_Default | NECB_Default | NECB_Default | NECB_Default | NECB_Default | NECB_Default | NECB_Default | NECB_Default | NECB_Default | NECB_Default | NECB_Default | NECB_Default | NECB_Default | NECB_Default | NECB_Default | NECB_Default | NECB_Default | NECB_Default | NECB_Default | NECB_Default | NECB_Default | NECB_Default | NECB_Default | NECB_Default | NECB_Default | NECB_Default | NECB_Default | NECB_Default | NECB_Default | NECB_Default | NECB_Default | NECB_Default | NECB_Default | NECB_Default | NECB_Default | NECB_Default | NECB_Default | NECB_Default | NECB_Default | NECB_Default | NECB_Default | NECB_Default | NECB_Default | NECB_Default | NECB_Default | aws_batch | 834599497928 | btap_private_cli |  | TRUE | TRUE |  |  | 60.7477 | 13.2484 | 85.4294 | 233.8747 | 4013.58 | 2697.9741 | 33.3 | SmallHotel |  |  | 5 | SmallHotel | 4 |  | 4 | NECB2011 | 0.23215 | 11621.7287 | 74.5432 | 80.6279 | 67.7078 | 7.5369 | 437.2462 | 206.8305 | CALGARY | ALBERTA | 58.5921 | 35.2013 | 0 | 93.7935 | 5.5533 | 2.5113 | 0 | 8.0646 | 0 | 0.03524 | 0 | 0 | 0.26699 | 0.099445 | 0 | 0.36763 | 0.024402 | 0.098127 | 0.69758 | 0.0096796 | 0.96457 | 0.32996 | 22.254 | 79.451 | 33.3 | 0.757 | [5 empty] | 0.162 | 0.21 | 2.2 | 2.2 | 5 | Calgary Intl AP | CAN | 64 | 4781 | 51.114 | -114.02 | 7a | 5000 | AB | CAN_AB_Calgary.Intl.AP.718770_CWEC2016.epw | 0.96457 | 13.2484 | 60.7477 | 13.603 | 22.2858 | TRUE | FALSE | FALSE | FALSE | 12.8466 | 18.4322 | 0 | 0 | 0 | 0 | 1324.31 | 160.3432 | 13.2057 | 0.082359 | 4826.69 | 9.2187e-05 | 0.96457 | 1749.5 | 1734.5 | 19.75 | 19.75 |  | https://s3.console.aws.amazon.com/s3/buckets/834599497928?region=ca-central-1&prefix=phylroy.lopez/reference/reference/output/9c1a9a51-0fee-45a8-b466-b212c7007870/ | 1.0.002
963 |  | TRUE | 733 | 0 | 0 | 1709.3762 |  |  |  | 0.1 | 2021-09-22 20:21:33 +0000 | 438c2ebff | 0.2.14 | :adv_dx_units: NECB_Default :airloop_economizer_type: NECB_Default :algorithm_type: parametric :analysis_id: reference :analysis_name: reference :boiler_eff: NECB_Default :btap_batch_version: 1.0.002 :building_type: SmallHotel :chiller_type: NECB_Default :compute_environment: aws_batch :datapoint_id: 5bf3a888-b6a7-4c43-8bbd-332099ebcefa :daylighting_type: NECB_Default :dcv_type: NECB_Default :door_construction_cond: NECB_Default :ecm_system_name: NECB_Default :electrical_loads_scale: NECB_Default :enable_costing: true :epw_file: CAN_YT_Whitehorse.Intl.AP.719640_CWEC2016.epw :erv_package: NECB_Default :ext_floor_cond: NECB_Default :ext_roof_cond: NECB_Default :ext_wall_cond: NECB_Default :fdwr_set: NECB_Default :fixed_wind_solar_trans: NECB_Default :fixed_window_cond: NECB_Default :furnace_eff: NECB_Default :glass_door_cond: NECB_Default :glass_door_solar_trans: NECB_Default :ground_floor_cond: NECB_Default :ground_roof_cond: NECB_Default :ground_wall_cond: NECB_Default :image_name: btap_private_cli :infiltration_scale: NECB_Default :lights_scale: NECB_Default :lights_type: NECB_Default :nv_delta_temp_in_out: NECB_Default :nv_opening_fraction: NECB_Default :nv_temp_out_min: NECB_Default :nv_type: NECB_Default :oa_scale: NECB_Default :occupancy_loads_scale: NECB_Default :output_meters: [] :output_variables: [] :overhead_door_cond: NECB_Default :primary_heating_fuel: NaturalGas :pv_ground_azimuth_angle: NECB_Default :pv_ground_module_description: NECB_Default :pv_ground_tilt_angle: NECB_Default :pv_ground_total_area_pv_panels_m2: NECB_Default :pv_ground_type: NECB_Default :rotation_degrees: NECB_Default :run_annual_simulation: true :s3_bucket: '834599497928' :scale_x: NECB_Default :scale_y: NECB_Default :scale_z: NECB_Default :shw_eff: NECB_Default :skylight_cond: NECB_Default :skylight_solar_trans: NECB_Default :srr_set: NECB_Default :template: NECB2017 | reference | reference | 5bf3a888-b6a7-4c43-8bbd-332099ebcefa | NECB2017 | SmallHotel | NaturalGas | Natural Gas | CAN_YT_Whitehorse.Intl.AP.719640_CWEC2016.epw | parametric |  | NECB_Default | NECB_Default | NECB_Default | NECB_Default | NECB_Default | NECB_Default | NECB_Default | NECB_Default | NECB_Default | NECB_Default | NECB_Default | NECB_Default | NECB_Default | NECB_Default | NECB_Default | NECB_Default | NECB_Default | NECB_Default | NECB_Default | NECB_Default | NECB_Default | NECB_Default | NECB_Default | NECB_Default | NECB_Default | NECB_Default | NECB_Default | NECB_Default | NECB_Default | NECB_Default | NECB_Default | NECB_Default | NECB_Default | NECB_Default | NECB_Default | NECB_Default | NECB_Default | NECB_Default | NECB_Default | NECB_Default | NECB_Default | NECB_Default | NECB_Default | NECB_Default | NECB_Default | aws_batch | 834599497928 | btap_private_cli |  | TRUE | TRUE |  |  | 66.9702 | 7.6163 | 60.0607 | 172.0132 | 4013.58 | 2697.9741 | 22.8 | SmallHotel |  |  | 2 | SmallHotel | 4 |  | 4 | NECB2017 | 0.23215 | 11621.7287 | 61.2611 | 69.8537 | 63.239 | 7.2294 | 418.9989 | 217.4157 | WHITEHORSE | YUKON | 3.3723 | 26.0488 | 0 | 29.4211 | 7.7229 | 4.748 | 0 | 12.4709 | 0 | 0.015236 | 0 | 0 | 0.21681 | 0.071173 | 0.024165 | 0.26037 | 0.019673 | 0.077175 | 0.52349 | 0.0093532 | 0.7403 | 0.26312 | 15.7127 | 80.1411 | 22.8 | 0.757 | [5 empty] | 0.138 | 0.21 | 1.9 | 1.9 | 2 | Whitehorse Intl AP | CAN | 5 | 6491 | 60.709 | -135.069 | 7b | 6580 | YT | CAN_YT_Whitehorse.Intl.AP.719640_CWEC2016.epw | 0.7403 | 7.6163 | 66.9702 | 16.375 | 16.5177 | TRUE | TRUE | FALSE | FALSE | 8.7331 | 22.9634 | 0 | 0 | 0 | 0 | 1056.05 | 160.2628 | 9.2987 | 0.058022 | 3398.69 | 3.7373e-05 | 0.7403 | 1267.75 | 1240.75 | 7 | 7 |  | https://s3.console.aws.amazon.com/s3/buckets/834599497928?region=ca-central-1&prefix=phylroy.lopez/reference/reference/output/5bf3a888-b6a7-4c43-8bbd-332099ebcefa/ | 1.0.002
964 |  | TRUE | 911 | 2 | 0 | 1705.8223 |  |  |  | 0.1 | 2021-09-22 20:21:41 +0000 | 438c2ebff | 0.2.14 | :adv_dx_units: NECB_Default :airloop_economizer_type: NECB_Default :algorithm_type: parametric :analysis_id: reference :analysis_name: reference :boiler_eff: NECB_Default :btap_batch_version: 1.0.002 :building_type: LargeHotel :chiller_type: NECB_Default :compute_environment: aws_batch :datapoint_id: 6ccf5d21-f102-4d53-951f-3640306cd68b :daylighting_type: NECB_Default :dcv_type: NECB_Default :door_construction_cond: NECB_Default :ecm_system_name: NECB_Default :electrical_loads_scale: NECB_Default :enable_costing: true :epw_file: CAN_YT_Whitehorse.Intl.AP.719640_CWEC2016.epw :erv_package: NECB_Default :ext_floor_cond: NECB_Default :ext_roof_cond: NECB_Default :ext_wall_cond: NECB_Default :fdwr_set: NECB_Default :fixed_wind_solar_trans: NECB_Default :fixed_window_cond: NECB_Default :furnace_eff: NECB_Default :glass_door_cond: NECB_Default :glass_door_solar_trans: NECB_Default :ground_floor_cond: NECB_Default :ground_roof_cond: NECB_Default :ground_wall_cond: NECB_Default :image_name: btap_private_cli :infiltration_scale: NECB_Default :lights_scale: NECB_Default :lights_type: NECB_Default :nv_delta_temp_in_out: NECB_Default :nv_opening_fraction: NECB_Default :nv_temp_out_min: NECB_Default :nv_type: NECB_Default :oa_scale: NECB_Default :occupancy_loads_scale: NECB_Default :output_meters: [] :output_variables: [] :overhead_door_cond: NECB_Default :primary_heating_fuel: NaturalGas :pv_ground_azimuth_angle: NECB_Default :pv_ground_module_description: NECB_Default :pv_ground_tilt_angle: NECB_Default :pv_ground_total_area_pv_panels_m2: NECB_Default :pv_ground_type: NECB_Default :rotation_degrees: NECB_Default :run_annual_simulation: true :s3_bucket: '834599497928' :scale_x: NECB_Default :scale_y: NECB_Default :scale_z: NECB_Default :shw_eff: NECB_Default :skylight_cond: NECB_Default :skylight_solar_trans: NECB_Default :srr_set: NECB_Default :template: NECB2011 | reference | reference | 6ccf5d21-f102-4d53-951f-3640306cd68b | NECB2011 | LargeHotel | NaturalGas | Natural Gas | CAN_YT_Whitehorse.Intl.AP.719640_CWEC2016.epw | parametric |  | NECB_Default | NECB_Default | NECB_Default | NECB_Default | NECB_Default | NECB_Default | NECB_Default | NECB_Default | NECB_Default | NECB_Default | NECB_Default | NECB_Default | NECB_Default | NECB_Default | NECB_Default | NECB_Default | NECB_Default | NECB_Default | NECB_Default | NECB_Default | NECB_Default | NECB_Default | NECB_Default | NECB_Default | NECB_Default | NECB_Default | NECB_Default | NECB_Default | NECB_Default | NECB_Default | NECB_Default | NECB_Default | NECB_Default | NECB_Default | NECB_Default | NECB_Default | NECB_Default | NECB_Default | NECB_Default | NECB_Default | NECB_Default | NECB_Default | NECB_Default | NECB_Default | NECB_Default | aws_batch | 834599497928 | btap_private_cli |  | TRUE | TRUE |  |  | 98.9021 | 9.4884 | 147.0741 | 298.7797 | 11345.38 | 6004.6889 | 22.8 | LargeHotel |  |  | 5 | LargeHotel | 6 |  | 7 | NECB2011 | 0.17066 | 35185.0517 | 53.1573 | 65.6399 | 63.1658 | 4.064 | 281.8607 | 95.8338 | WHITEHORSE | YUKON | 4.1681 | 48.3045 | 0 | 52.4726 | 9.5454 | 8.8046 | 0 | 18.35 | 0 | 0.020221 | 0 | 0 | 0.26798 | 0.080198 | 8.8142e-06 | 0.71348 | 0.026731 | 0.1363 | 0.97074 | 0.0044459 | 1.2387 | 0.25726 | 19.9785 | 108.2854 | 22.8 | 0.757 |  | 0.284 |  |  |  | 0.162 | 0.21 | 2.2 | 2.2 | 5 | Whitehorse Intl AP | CAN | 5 | 6491 | 60.709 | -135.069 | 7b | 6580 | YT | CAN_YT_Whitehorse.Intl.AP.719640_CWEC2016.epw | 1.2387 | 9.4884 | 98.9021 | 17.5438 | 23.3737 | TRUE | TRUE | FALSE | FALSE | 11.1745 | 35.3653 | 0 | 0 | 0 | 0 | 2918.73 | 514.3909 | 27.1084 | 0.0527 | 9908.12 | 8.0209e-05 | 1.2387 | 482.67 | 470.67 | 471.17 | 471.17 |  | https://s3.console.aws.amazon.com/s3/buckets/834599497928?region=ca-central-1&prefix=phylroy.lopez/reference/reference/output/6ccf5d21-f102-4d53-951f-3640306cd68b/ | 1.0.002
965 |  | TRUE | 702 | 0 | 0 | 1711.7648 |  |  |  | 0.1 | 2021-09-22 20:21:31 +0000 | 438c2ebff | 0.2.14 | :adv_dx_units: NECB_Default :airloop_economizer_type: NECB_Default :algorithm_type: parametric :analysis_id: reference :analysis_name: reference :boiler_eff: NECB_Default :btap_batch_version: 1.0.002 :building_type: SmallHotel :chiller_type: NECB_Default :compute_environment: aws_batch :datapoint_id: f6a47f08-d7d2-4ec8-ab4b-08ffd5241670 :daylighting_type: NECB_Default :dcv_type: NECB_Default :door_construction_cond: NECB_Default :ecm_system_name: NECB_Default :electrical_loads_scale: NECB_Default :enable_costing: true :epw_file: CAN_NS_Halifax.Dockyard.713280_CWEC2016.epw :erv_package: NECB_Default :ext_floor_cond: NECB_Default :ext_roof_cond: NECB_Default :ext_wall_cond: NECB_Default :fdwr_set: NECB_Default :fixed_wind_solar_trans: NECB_Default :fixed_window_cond: NECB_Default :furnace_eff: NECB_Default :glass_door_cond: NECB_Default :glass_door_solar_trans: NECB_Default :ground_floor_cond: NECB_Default :ground_roof_cond: NECB_Default :ground_wall_cond: NECB_Default :image_name: btap_private_cli :infiltration_scale: NECB_Default :lights_scale: NECB_Default :lights_type: NECB_Default :nv_delta_temp_in_out: NECB_Default :nv_opening_fraction: NECB_Default :nv_temp_out_min: NECB_Default :nv_type: NECB_Default :oa_scale: NECB_Default :occupancy_loads_scale: NECB_Default :output_meters: [] :output_variables: [] :overhead_door_cond: NECB_Default :primary_heating_fuel: NaturalGas :pv_ground_azimuth_angle: NECB_Default :pv_ground_module_description: NECB_Default :pv_ground_tilt_angle: NECB_Default :pv_ground_total_area_pv_panels_m2: NECB_Default :pv_ground_type: NECB_Default :rotation_degrees: NECB_Default :run_annual_simulation: true :s3_bucket: '834599497928' :scale_x: NECB_Default :scale_y: NECB_Default :scale_z: NECB_Default :shw_eff: NECB_Default :skylight_cond: NECB_Default :skylight_solar_trans: NECB_Default :srr_set: NECB_Default :template: NECB2015 | reference | reference | f6a47f08-d7d2-4ec8-ab4b-08ffd5241670 | NECB2015 | SmallHotel | NaturalGas | Natural Gas | CAN_NS_Halifax.Dockyard.713280_CWEC2016.epw | parametric |  | NECB_Default | NECB_Default | NECB_Default | NECB_Default | NECB_Default | NECB_Default | NECB_Default | NECB_Default | NECB_Default | NECB_Default | NECB_Default | NECB_Default | NECB_Default | NECB_Default | NECB_Default | NECB_Default | NECB_Default | NECB_Default | NECB_Default | NECB_Default | NECB_Default | NECB_Default | NECB_Default | NECB_Default | NECB_Default | NECB_Default | NECB_Default | NECB_Default | NECB_Default | NECB_Default | NECB_Default | NECB_Default | NECB_Default | NECB_Default | NECB_Default | NECB_Default | NECB_Default | NECB_Default | NECB_Default | NECB_Default | NECB_Default | NECB_Default | NECB_Default | NECB_Default | NECB_Default | aws_batch | 834599497928 | btap_private_cli |  | TRUE | TRUE |  |  | 58.8148 | 10.7732 | 65.9213 | 177.4586 | 4013.58 | 2697.9741 | 40 | SmallHotel |  |  | 5 | SmallHotel | 4 |  | 4 | NECB2015 | 0.23215 | 11621.7287 | 67.8358 | 76.0338 | 39.2345 | 7.4417 | 387.8998 | 197.354 | HALIFAX | NOVA SCOTIA | 43.0229 | 25.4765 | 0 | 68.4995 | 8.4376 | 6.4305 | 0 | 14.8681 | 0 | 0.030636 | 0 | 0 | 0.21216 | 0.086494 | 0 | 0.28415 | 0.019673 | 0.065495 | 0.51198 | 0.0097369 | 0.72414 | 0.22784 | 18.9798 | 73.8414 | 40 | 0.757 | [5 empty] | 0.183 | 0.247 | 2.2 | 2.2 | 5 | Halifax Dockyard | CAN | 112 | 3647 | 44.655 | -63.577 | 6 | 4000 | NS | CAN_NS_Halifax.Dockyard.713280_CWEC2016.epw | 0.72414 | 10.7732 | 58.8148 | 16.1379 | 22.8401 | TRUE | FALSE | FALSE | FALSE | 8.6949 | 9.0436 | 0 | 0 | 0 | 0 | 914.45 | 160.2628 | 9.2987 | 0.058022 | 3398.69 | 0.00012458 | 0.72414 | 1544 | 1531.5 | 67.25 | 67.25 |  | https://s3.console.aws.amazon.com/s3/buckets/834599497928?region=ca-central-1&prefix=phylroy.lopez/reference/reference/output/f6a47f08-d7d2-4ec8-ab4b-08ffd5241670/ | 1.0.002
966 |  | TRUE | 1034 | 0 | 0 | 927.6162 |  |  |  | 0.1 | 2021-09-22 20:21:29 +0000 | 438c2ebff | 0.2.14 | :adv_dx_units: NECB_Default :airloop_economizer_type: NECB_Default :algorithm_type: parametric :analysis_id: reference :analysis_name: reference :boiler_eff: NECB_Default :btap_batch_version: 1.0.002 :building_type: HighriseApartment :chiller_type: NECB_Default :compute_environment: aws_batch :datapoint_id: ef8f601e-f047-4227-8c6c-167afb0c8850 :daylighting_type: NECB_Default :dcv_type: NECB_Default :door_construction_cond: NECB_Default :ecm_system_name: NECB_Default :electrical_loads_scale: NECB_Default :enable_costing: true :epw_file: CAN_BC_Vancouver.Intl.AP.718920_CWEC2016.epw :erv_package: NECB_Default :ext_floor_cond: NECB_Default :ext_roof_cond: NECB_Default :ext_wall_cond: NECB_Default :fdwr_set: NECB_Default :fixed_wind_solar_trans: NECB_Default :fixed_window_cond: NECB_Default :furnace_eff: NECB_Default :glass_door_cond: NECB_Default :glass_door_solar_trans: NECB_Default :ground_floor_cond: NECB_Default :ground_roof_cond: NECB_Default :ground_wall_cond: NECB_Default :image_name: btap_private_cli :infiltration_scale: NECB_Default :lights_scale: NECB_Default :lights_type: NECB_Default :nv_delta_temp_in_out: NECB_Default :nv_opening_fraction: NECB_Default :nv_temp_out_min: NECB_Default :nv_type: NECB_Default :oa_scale: NECB_Default :occupancy_loads_scale: NECB_Default :output_meters: [] :output_variables: [] :overhead_door_cond: NECB_Default :primary_heating_fuel: Electricity :pv_ground_azimuth_angle: NECB_Default :pv_ground_module_description: NECB_Default :pv_ground_tilt_angle: NECB_Default :pv_ground_total_area_pv_panels_m2: NECB_Default :pv_ground_type: NECB_Default :rotation_degrees: NECB_Default :run_annual_simulation: true :s3_bucket: '834599497928' :scale_x: NECB_Default :scale_y: NECB_Default :scale_z: NECB_Default :shw_eff: NECB_Default :skylight_cond: NECB_Default :skylight_solar_trans: NECB_Default :srr_set: NECB_Default :template: BTAPPRE1980 | reference | reference | ef8f601e-f047-4227-8c6c-167afb0c8850 | BTAPPRE1980 | HighriseApartment | Electricity | Electricity | CAN_BC_Vancouver.Intl.AP.718920_CWEC2016.epw | parametric |  | NECB_Default | NECB_Default | NECB_Default | NECB_Default | NECB_Default | NECB_Default | NECB_Default | NECB_Default | NECB_Default | NECB_Default | NECB_Default | NECB_Default | NECB_Default | NECB_Default | NECB_Default | NECB_Default | NECB_Default | NECB_Default | NECB_Default | NECB_Default | NECB_Default | NECB_Default | NECB_Default | NECB_Default | NECB_Default | NECB_Default | NECB_Default | NECB_Default | NECB_Default | NECB_Default | NECB_Default | NECB_Default | NECB_Default | NECB_Default | NECB_Default | NECB_Default | NECB_Default | NECB_Default | NECB_Default | NECB_Default | NECB_Default | NECB_Default | NECB_Default | NECB_Default | NECB_Default | aws_batch | 834599497928 | btap_private_cli |  | TRUE | TRUE |  |  | 42.6946 | 7.5382 | 63.9591 | 104.0344 | 7836.48 | 4638.6699 | 29.8 | HighriseApartment |  |  | 0 | HighriseApartment | 10 |  | 10 | BTAPPRE1980 | 0.19422 | 23884.0213 | 1.265 | 49.6115 | 24.7963 | 10.9626 | 115.1573 | 28.5219 | VANCOUVER | BRITISH COLUMBIA | 1.3543 | 0 | 0 | 1.3543 | 13.5243 | 0 | 0 | 13.5243 | 0 | 0.012058 | 0 | 0 | 0.47789 | 0.057384 | 0 | 0.23025 | 0.063082 | 0.040272 | 0 | 0.00081031 | 0.47789 | 0.074019 | 57.9862 | 0 | 29.8 | 0.678 | [5 empty] | 0.363 | 0.994 | 4.09 |  | 0 | Vancouver Intl AP | CAN | 42 | 2797 | 49.195 | -123.184 | 4 | 2800 | BC | CAN_BC_Vancouver.Intl.AP.718920_CWEC2016.epw | 0.47789 | 7.5382 | 42.6946 | 15.0941 | 24.7638 | TRUE | TRUE | FALSE | FALSE | 10.9327 | 7.3037 | 0 | 1.587 | 0.01235 | 580.05 | 0 | 128.5028 | 8.3471 | 0.064956 | 3050.86 | 1.2761e-05 | 0.47789 | 187.5 | 187.5 | 0.75 | 0.75 |  | https://s3.console.aws.amazon.com/s3/buckets/834599497928?region=ca-central-1&prefix=phylroy.lopez/reference/reference/output/ef8f601e-f047-4227-8c6c-167afb0c8850/ | 1.0.002
967 |  | TRUE | 1183 | 0 | 0 | 925.5172 |  |  |  | 0.1 | 2021-09-22 20:21:43 +0000 | 438c2ebff | 0.2.14 | :adv_dx_units: NECB_Default :airloop_economizer_type: NECB_Default :algorithm_type: parametric :analysis_id: reference :analysis_name: reference :boiler_eff: NECB_Default :btap_batch_version: 1.0.002 :building_type: HighriseApartment :chiller_type: NECB_Default :compute_environment: aws_batch :datapoint_id: 48d95c46-4ab7-4e6f-8c37-61410d24cdbb :daylighting_type: NECB_Default :dcv_type: NECB_Default :door_construction_cond: NECB_Default :ecm_system_name: NECB_Default :electrical_loads_scale: NECB_Default :enable_costing: true :epw_file: CAN_AB_Edmonton.Intl.AP.711230_CWEC2016.epw :erv_package: NECB_Default :ext_floor_cond: NECB_Default :ext_roof_cond: NECB_Default :ext_wall_cond: NECB_Default :fdwr_set: NECB_Default :fixed_wind_solar_trans: NECB_Default :fixed_window_cond: NECB_Default :furnace_eff: NECB_Default :glass_door_cond: NECB_Default :glass_door_solar_trans: NECB_Default :ground_floor_cond: NECB_Default :ground_roof_cond: NECB_Default :ground_wall_cond: NECB_Default :image_name: btap_private_cli :infiltration_scale: NECB_Default :lights_scale: NECB_Default :lights_type: NECB_Default :nv_delta_temp_in_out: NECB_Default :nv_opening_fraction: NECB_Default :nv_temp_out_min: NECB_Default :nv_type: NECB_Default :oa_scale: NECB_Default :occupancy_loads_scale: NECB_Default :output_meters: [] :output_variables: [] :overhead_door_cond: NECB_Default :primary_heating_fuel: NaturalGas :pv_ground_azimuth_angle: NECB_Default :pv_ground_module_description: NECB_Default :pv_ground_tilt_angle: NECB_Default :pv_ground_total_area_pv_panels_m2: NECB_Default :pv_ground_type: NECB_Default :rotation_degrees: NECB_Default :run_annual_simulation: true :s3_bucket: '834599497928' :scale_x: NECB_Default :scale_y: NECB_Default :scale_z: NECB_Default :shw_eff: NECB_Default :skylight_cond: NECB_Default :skylight_solar_trans: NECB_Default :srr_set: NECB_Default :template: NECB2011 | reference | reference | 48d95c46-4ab7-4e6f-8c37-61410d24cdbb | NECB2011 | HighriseApartment | NaturalGas | Natural Gas | CAN_AB_Edmonton.Intl.AP.711230_CWEC2016.epw | parametric |  | NECB_Default | NECB_Default | NECB_Default | NECB_Default | NECB_Default | NECB_Default | NECB_Default | NECB_Default | NECB_Default | NECB_Default | NECB_Default | NECB_Default | NECB_Default | NECB_Default | NECB_Default | NECB_Default | NECB_Default | NECB_Default | NECB_Default | NECB_Default | NECB_Default | NECB_Default | NECB_Default | NECB_Default | NECB_Default | NECB_Default | NECB_Default | NECB_Default | NECB_Default | NECB_Default | NECB_Default | NECB_Default | NECB_Default | NECB_Default | NECB_Default | NECB_Default | NECB_Default | NECB_Default | NECB_Default | NECB_Default | NECB_Default | NECB_Default | NECB_Default | NECB_Default | NECB_Default | aws_batch | 834599497928 | btap_private_cli |  | TRUE | TRUE |  |  | 53.0354 | 8.9335 | 55.1849 | 135.2712 | 7836.48 | 4638.6699 | 32.5 | HighriseApartment |  |  | 5 | HighriseApartment | 10 |  | 10 | NECB2011 | 0.19422 | 23884.0213 | 55.8874 | 79.7184 | 27.736 | 3.3846 | 206.2267 | 39.5003 | EDMONTON | ALBERTA | 42.9568 | 19.9132 | 0 | 62.87 | 4.0714 | 1.4206 | 0 | 5.492 | 0 | 0.031884 | 0 | 0 | 0.19574 | 0.059081 | 0 | 0.28321 | 0.063082 | 0.040272 | 0.39462 | 0.0013935 | 0.59036 | 0.11141 | 20.0016 | 55.3346 | 32.5 | 0.757 | [5 empty] | 0.162 | 0.21 | 2.2 | 2.2 | 5 | Edmonton Intl AP | CAN | 23 | 5588 | 53.31 | -113.579 | 7a | 5120 | AB | CAN_AB_Edmonton.Intl.AP.711230_CWEC2016.epw | 0.59036 | 8.9335 | 53.0354 | 15.1989 | 19.8306 | TRUE | TRUE | FALSE | FALSE | 11.2278 | 18.2467 | 0 | 0 | 0 | 0 | 873.04 | 128.5028 | 8.3471 | 0.064956 | 3050.86 | 2.935e-05 | 0.59036 | 204 | 204 | 0.5 | 0.5 |  | https://s3.console.aws.amazon.com/s3/buckets/834599497928?region=ca-central-1&prefix=phylroy.lopez/reference/reference/output/48d95c46-4ab7-4e6f-8c37-61410d24cdbb/ | 1.0.002
968 |  | TRUE | 1127 | 0 | 0 | 925.3989 |  |  |  | 0.1 | 2021-09-22 20:21:23 +0000 | 438c2ebff | 0.2.14 | :adv_dx_units: NECB_Default :airloop_economizer_type: NECB_Default :algorithm_type: parametric :analysis_id: reference :analysis_name: reference :boiler_eff: NECB_Default :btap_batch_version: 1.0.002 :building_type: HighriseApartment :chiller_type: NECB_Default :compute_environment: aws_batch :datapoint_id: 0b74d639-54e9-4487-8363-9ed1a3e38a1d :daylighting_type: NECB_Default :dcv_type: NECB_Default :door_construction_cond: NECB_Default :ecm_system_name: NECB_Default :electrical_loads_scale: NECB_Default :enable_costing: true :epw_file: CAN_ON_Toronto.Pearson.Intl.AP.716240_CWEC2016.epw :erv_package: NECB_Default :ext_floor_cond: NECB_Default :ext_roof_cond: NECB_Default :ext_wall_cond: NECB_Default :fdwr_set: NECB_Default :fixed_wind_solar_trans: NECB_Default :fixed_window_cond: NECB_Default :furnace_eff: NECB_Default :glass_door_cond: NECB_Default :glass_door_solar_trans: NECB_Default :ground_floor_cond: NECB_Default :ground_roof_cond: NECB_Default :ground_wall_cond: NECB_Default :image_name: btap_private_cli :infiltration_scale: NECB_Default :lights_scale: NECB_Default :lights_type: NECB_Default :nv_delta_temp_in_out: NECB_Default :nv_opening_fraction: NECB_Default :nv_temp_out_min: NECB_Default :nv_type: NECB_Default :oa_scale: NECB_Default :occupancy_loads_scale: NECB_Default :output_meters: [] :output_variables: [] :overhead_door_cond: NECB_Default :primary_heating_fuel: Electricity :pv_ground_azimuth_angle: NECB_Default :pv_ground_module_description: NECB_Default :pv_ground_tilt_angle: NECB_Default :pv_ground_total_area_pv_panels_m2: NECB_Default :pv_ground_type: NECB_Default :rotation_degrees: NECB_Default :run_annual_simulation: true :s3_bucket: '834599497928' :scale_x: NECB_Default :scale_y: NECB_Default :scale_z: NECB_Default :shw_eff: NECB_Default :skylight_cond: NECB_Default :skylight_solar_trans: NECB_Default :srr_set: NECB_Default :template: NECB2011 | reference | reference | 0b74d639-54e9-4487-8363-9ed1a3e38a1d | NECB2011 | HighriseApartment | Electricity | Electricity | CAN_ON_Toronto.Pearson.Intl.AP.716240_CWEC2016.epw | parametric |  | NECB_Default | NECB_Default | NECB_Default | NECB_Default | NECB_Default | NECB_Default | NECB_Default | NECB_Default | NECB_Default | NECB_Default | NECB_Default | NECB_Default | NECB_Default | NECB_Default | NECB_Default | NECB_Default | NECB_Default | NECB_Default | NECB_Default | NECB_Default | NECB_Default | NECB_Default | NECB_Default | NECB_Default | NECB_Default | NECB_Default | NECB_Default | NECB_Default | NECB_Default | NECB_Default | NECB_Default | NECB_Default | NECB_Default | NECB_Default | NECB_Default | NECB_Default | NECB_Default | NECB_Default | NECB_Default | NECB_Default | NECB_Default | NECB_Default | NECB_Default | NECB_Default | NECB_Default | aws_batch | 834599497928 | btap_private_cli |  | TRUE | TRUE |  |  | 45.4164 | 13.1523 | 39.1839 | 91.9953 | 7836.48 | 4638.6699 | 40 | HighriseApartment |  |  | 5 | HighriseApartment | 10 |  | 10 | NECB2011 | 0.19422 | 23884.0213 | 54.7818 | 52.7241 | 28.0792 | 10.9953 | 183.8806 | 37.3002 | TORONTO | ONTARIO | 2.4138 | 0 | 0 | 2.4138 | 19.339 | 0 | 0 | 19.339 | 0 | 0.05298 | 0 | 0 | 0.43458 | 0.059944 | 0 | 0.14106 | 0.063082 | 0.040272 | 0 | 0.00097876 | 0.43458 | 0.076218 | 58.7873 | 0 | 40 | 0.757 | [5 empty] | 0.183 | 0.278 | 2.2 | 2.2 | 5 | Toronto Pearson Intl AP | CAN | 382 | 3615 | 43.677 | -79.631 | 5 | 3890 | ON | CAN_ON_Toronto.Pearson.Intl.AP.716240_CWEC2016.epw | 0.43458 | 13.1523 | 45.4164 | 20.5556 | 21.5171 | TRUE | FALSE | FALSE | FALSE | 12.1965 | 8.6659 | 0 | 1.6341 | 0.012717 | 597.28 | 0 | 128.5028 | 8.3471 | 0.064956 | 3050.86 | 4.7215e-05 | 0.43458 | 133.25 | 133.25 | 0 | 0 |  | https://s3.console.aws.amazon.com/s3/buckets/834599497928?region=ca-central-1&prefix=phylroy.lopez/reference/reference/output/0b74d639-54e9-4487-8363-9ed1a3e38a1d/ | 1.0.002
969 |  | TRUE | 713 | 10 | 0 | 1761.0233 |  |  |  | 0.1 | 2021-09-22 20:23:13 +0000 | 438c2ebff | 0.2.14 | :adv_dx_units: NECB_Default :airloop_economizer_type: NECB_Default :algorithm_type: parametric :analysis_id: reference :analysis_name: reference :boiler_eff: NECB_Default :btap_batch_version: 1.0.002 :building_type: LargeHotel :chiller_type: NECB_Default :compute_environment: aws_batch :datapoint_id: 6a512970-327d-4534-b904-2dc52c04884c :daylighting_type: NECB_Default :dcv_type: NECB_Default :door_construction_cond: NECB_Default :ecm_system_name: NECB_Default :electrical_loads_scale: NECB_Default :enable_costing: true :epw_file: CAN_BC_Vancouver.Intl.AP.718920_CWEC2016.epw :erv_package: NECB_Default :ext_floor_cond: NECB_Default :ext_roof_cond: NECB_Default :ext_wall_cond: NECB_Default :fdwr_set: NECB_Default :fixed_wind_solar_trans: NECB_Default :fixed_window_cond: NECB_Default :furnace_eff: NECB_Default :glass_door_cond: NECB_Default :glass_door_solar_trans: NECB_Default :ground_floor_cond: NECB_Default :ground_roof_cond: NECB_Default :ground_wall_cond: NECB_Default :image_name: btap_private_cli :infiltration_scale: NECB_Default :lights_scale: NECB_Default :lights_type: NECB_Default :nv_delta_temp_in_out: NECB_Default :nv_opening_fraction: NECB_Default :nv_temp_out_min: NECB_Default :nv_type: NECB_Default :oa_scale: NECB_Default :occupancy_loads_scale: NECB_Default :output_meters: [] :output_variables: [] :overhead_door_cond: NECB_Default :primary_heating_fuel: NaturalGas :pv_ground_azimuth_angle: NECB_Default :pv_ground_module_description: NECB_Default :pv_ground_tilt_angle: NECB_Default :pv_ground_total_area_pv_panels_m2: NECB_Default :pv_ground_type: NECB_Default :rotation_degrees: NECB_Default :run_annual_simulation: true :s3_bucket: '834599497928' :scale_x: NECB_Default :scale_y: NECB_Default :scale_z: NECB_Default :shw_eff: NECB_Default :skylight_cond: NECB_Default :skylight_solar_trans: NECB_Default :srr_set: NECB_Default :template: NECB2017 | reference | reference | 6a512970-327d-4534-b904-2dc52c04884c | NECB2017 | LargeHotel | NaturalGas | Natural Gas | CAN_BC_Vancouver.Intl.AP.718920_CWEC2016.epw | parametric |  | NECB_Default | NECB_Default | NECB_Default | NECB_Default | NECB_Default | NECB_Default | NECB_Default | NECB_Default | NECB_Default | NECB_Default | NECB_Default | NECB_Default | NECB_Default | NECB_Default | NECB_Default | NECB_Default | NECB_Default | NECB_Default | NECB_Default | NECB_Default | NECB_Default | NECB_Default | NECB_Default | NECB_Default | NECB_Default | NECB_Default | NECB_Default | NECB_Default | NECB_Default | NECB_Default | NECB_Default | NECB_Default | NECB_Default | NECB_Default | NECB_Default | NECB_Default | NECB_Default | NECB_Default | NECB_Default | NECB_Default | NECB_Default | NECB_Default | NECB_Default | NECB_Default | NECB_Default | aws_batch | 834599497928 | btap_private_cli |  | TRUE | TRUE |  |  | 29.2055 | 9.9094 | 40.0611 | 134.9 | 11345.38 | 6004.6889 | 40 | LargeHotel |  |  | 2 | LargeHotel | 6 |  | 7 | NECB2017 | 0.17066 | 35185.0517 | 57.2121 | 71.4905 | 63.3242 | 4.196 | 301.9465 | 105.7238 | VANCOUVER | BRITISH COLUMBIA | 0.75123 | 18.1444 | 0 | 18.8956 | 7.5017 | 4.0705 | 0 | 11.5723 | 0 | 0.033831 | 0 | 0 | 0.26508 | 0.084637 | 0.00964 | 0.20308 | 0.02416 | 0.10518 | 0.35991 | 0.0072673 | 0.62498 | 0.15682 | 20.8719 | 37.1716 | 40 | 0.757 |  | 0.568 |  |  |  | 0.193 | 0.315 | 2.1 | 2.1 | 2 | Vancouver Intl AP | CAN | 42 | 2797 | 49.195 | -123.184 | 4 | 2800 | BC | CAN_BC_Vancouver.Intl.AP.718920_CWEC2016.epw | 0.62498 | 9.9094 | 29.2055 | 15.0146 | 32.3964 | TRUE | TRUE | FALSE | FALSE | 13.7629 | 12.9459 | 0 | 0 | 0 | 0 | 1779.19 | 514.2133 | 19.4879 | 0.037899 | 7122.84 | 0.00036667 | 0.62498 | 571.67 | 566.33 | 320.5 | 305.33 |  | https://s3.console.aws.amazon.com/s3/buckets/834599497928?region=ca-central-1&prefix=phylroy.lopez/reference/reference/output/6a512970-327d-4534-b904-2dc52c04884c/ | 1.0.002
970 |  | TRUE | 929 | 0 | 0 | 1764.3624 |  |  |  | 0.1 | 2021-09-22 20:22:56 +0000 | 438c2ebff | 0.2.14 | :adv_dx_units: NECB_Default :airloop_economizer_type: NECB_Default :algorithm_type: parametric :analysis_id: reference :analysis_name: reference :boiler_eff: NECB_Default :btap_batch_version: 1.0.002 :building_type: LargeHotel :chiller_type: NECB_Default :compute_environment: aws_batch :datapoint_id: 2143a6b9-ed6f-4c3e-9d71-8a2ccdd6a2cf :daylighting_type: NECB_Default :dcv_type: NECB_Default :door_construction_cond: NECB_Default :ecm_system_name: NECB_Default :electrical_loads_scale: NECB_Default :enable_costing: true :epw_file: CAN_YT_Whitehorse.Intl.AP.719640_CWEC2016.epw :erv_package: NECB_Default :ext_floor_cond: NECB_Default :ext_roof_cond: NECB_Default :ext_wall_cond: NECB_Default :fdwr_set: NECB_Default :fixed_wind_solar_trans: NECB_Default :fixed_window_cond: NECB_Default :furnace_eff: NECB_Default :glass_door_cond: NECB_Default :glass_door_solar_trans: NECB_Default :ground_floor_cond: NECB_Default :ground_roof_cond: NECB_Default :ground_wall_cond: NECB_Default :image_name: btap_private_cli :infiltration_scale: NECB_Default :lights_scale: NECB_Default :lights_type: NECB_Default :nv_delta_temp_in_out: NECB_Default :nv_opening_fraction: NECB_Default :nv_temp_out_min: NECB_Default :nv_type: NECB_Default :oa_scale: NECB_Default :occupancy_loads_scale: NECB_Default :output_meters: [] :output_variables: [] :overhead_door_cond: NECB_Default :primary_heating_fuel: NaturalGas :pv_ground_azimuth_angle: NECB_Default :pv_ground_module_description: NECB_Default :pv_ground_tilt_angle: NECB_Default :pv_ground_total_area_pv_panels_m2: NECB_Default :pv_ground_type: NECB_Default :rotation_degrees: NECB_Default :run_annual_simulation: true :s3_bucket: '834599497928' :scale_x: NECB_Default :scale_y: NECB_Default :scale_z: NECB_Default :shw_eff: NECB_Default :skylight_cond: NECB_Default :skylight_solar_trans: NECB_Default :srr_set: NECB_Default :template: BTAP1980TO2010 | reference | reference | 2143a6b9-ed6f-4c3e-9d71-8a2ccdd6a2cf | BTAP1980TO2010 | LargeHotel | NaturalGas | Natural Gas | CAN_YT_Whitehorse.Intl.AP.719640_CWEC2016.epw | parametric |  | NECB_Default | NECB_Default | NECB_Default | NECB_Default | NECB_Default | NECB_Default | NECB_Default | NECB_Default | NECB_Default | NECB_Default | NECB_Default | NECB_Default | NECB_Default | NECB_Default | NECB_Default | NECB_Default | NECB_Default | NECB_Default | NECB_Default | NECB_Default | NECB_Default | NECB_Default | NECB_Default | NECB_Default | NECB_Default | NECB_Default | NECB_Default | NECB_Default | NECB_Default | NECB_Default | NECB_Default | NECB_Default | NECB_Default | NECB_Default | NECB_Default | NECB_Default | NECB_Default | NECB_Default | NECB_Default | NECB_Default | NECB_Default | NECB_Default | NECB_Default | NECB_Default | NECB_Default | aws_batch | 834599497928 | btap_private_cli |  | TRUE | TRUE |  |  | 112.9224 | 11.3317 | 193.3459 | 369.4818 | 11345.38 | 6004.6889 | 27.6 | LargeHotel |  |  | 0 | LargeHotel | 6 |  | 7 | BTAP1980TO2010 | 0.17066 | 35185.0517 | 0.6564 | 68.3924 | 63.1658 | 4.064 | 220.3381 | 84.0595 | WHITEHORSE | YUKON | 4.4803 | 59.9691 | 0 | 64.4494 | 10.2604 | 10.9308 | 0 | 21.1912 | 0 | 0.016728 | 0 | 0 | 0.28805 | 0.10393 | 0 | 0.94805 | 0.026731 | 0.1363 | 1.2052 | 0.0043163 | 1.4932 | 0.2571 | 22.0356 | 129.8057 | 27.6 | 0.678 |  | 0.425 |  |  |  | 0.227 | 0.346 | 2.95 |  | 0 | Whitehorse Intl AP | CAN | 5 | 6491 | 60.709 | -135.069 | 7b | 6580 | YT | CAN_YT_Whitehorse.Intl.AP.719640_CWEC2016.epw | 1.4932 | 11.3317 | 112.9224 | 17.5438 | 23.3737 | TRUE | FALSE | FALSE | FALSE | 11.1745 | 35.3653 | 0 | 0 | 0 | 0 | 2916.95 | 514.3909 | 27.1084 | 0.0527 | 9908.12 | 5.1122e-05 | 1.4932 | 3913 | 3912.5 | 210.17 | 207.83 |  | https://s3.console.aws.amazon.com/s3/buckets/834599497928?region=ca-central-1&prefix=phylroy.lopez/reference/reference/output/2143a6b9-ed6f-4c3e-9d71-8a2ccdd6a2cf/ | 1.0.002
971 |  | TRUE | 767 | 0 | 0 | 1762.199 |  |  |  | 0.1 | 2021-09-22 20:23:32 +0000 | 438c2ebff | 0.2.14 | :adv_dx_units: NECB_Default :airloop_economizer_type: NECB_Default :algorithm_type: parametric :analysis_id: reference :analysis_name: reference :boiler_eff: NECB_Default :btap_batch_version: 1.0.002 :building_type: LargeHotel :chiller_type: NECB_Default :compute_environment: aws_batch :datapoint_id: 7017ae2b-dde9-4e0c-83f0-90f0fd740fc1 :daylighting_type: NECB_Default :dcv_type: NECB_Default :door_construction_cond: NECB_Default :ecm_system_name: NECB_Default :electrical_loads_scale: NECB_Default :enable_costing: true :epw_file: CAN_YT_Whitehorse.Intl.AP.719640_CWEC2016.epw :erv_package: NECB_Default :ext_floor_cond: NECB_Default :ext_roof_cond: NECB_Default :ext_wall_cond: NECB_Default :fdwr_set: NECB_Default :fixed_wind_solar_trans: NECB_Default :fixed_window_cond: NECB_Default :furnace_eff: NECB_Default :glass_door_cond: NECB_Default :glass_door_solar_trans: NECB_Default :ground_floor_cond: NECB_Default :ground_roof_cond: NECB_Default :ground_wall_cond: NECB_Default :image_name: btap_private_cli :infiltration_scale: NECB_Default :lights_scale: NECB_Default :lights_type: NECB_Default :nv_delta_temp_in_out: NECB_Default :nv_opening_fraction: NECB_Default :nv_temp_out_min: NECB_Default :nv_type: NECB_Default :oa_scale: NECB_Default :occupancy_loads_scale: NECB_Default :output_meters: [] :output_variables: [] :overhead_door_cond: NECB_Default :primary_heating_fuel: NaturalGas :pv_ground_azimuth_angle: NECB_Default :pv_ground_module_description: NECB_Default :pv_ground_tilt_angle: NECB_Default :pv_ground_total_area_pv_panels_m2: NECB_Default :pv_ground_type: NECB_Default :rotation_degrees: NECB_Default :run_annual_simulation: true :s3_bucket: '834599497928' :scale_x: NECB_Default :scale_y: NECB_Default :scale_z: NECB_Default :shw_eff: NECB_Default :skylight_cond: NECB_Default :skylight_solar_trans: NECB_Default :srr_set: NECB_Default :template: NECB2017 | reference | reference | 7017ae2b-dde9-4e0c-83f0-90f0fd740fc1 | NECB2017 | LargeHotel | NaturalGas | Natural Gas | CAN_YT_Whitehorse.Intl.AP.719640_CWEC2016.epw | parametric |  | NECB_Default | NECB_Default | NECB_Default | NECB_Default | NECB_Default | NECB_Default | NECB_Default | NECB_Default | NECB_Default | NECB_Default | NECB_Default | NECB_Default | NECB_Default | NECB_Default | NECB_Default | NECB_Default | NECB_Default | NECB_Default | NECB_Default | NECB_Default | NECB_Default | NECB_Default | NECB_Default | NECB_Default | NECB_Default | NECB_Default | NECB_Default | NECB_Default | NECB_Default | NECB_Default | NECB_Default | NECB_Default | NECB_Default | NECB_Default | NECB_Default | NECB_Default | NECB_Default | NECB_Default | NECB_Default | NECB_Default | NECB_Default | NECB_Default | NECB_Default | NECB_Default | NECB_Default | aws_batch | 834599497928 | btap_private_cli |  | TRUE | TRUE |  |  | 88.6683 | 8.1761 | 84.9609 | 195.5382 | 11345.38 | 6004.6889 | 22.8 | LargeHotel |  |  | 2 | LargeHotel | 6 |  | 7 | NECB2017 | 0.17066 | 35185.0517 | 54.3824 | 65.2148 | 63.2389 | 4.064 | 287.246 | 100.346 | WHITEHORSE | YUKON | 3.7051 | 30.2613 | 0 | 33.9664 | 8.4851 | 5.5158 | 0 | 14.0009 | 0 | 0.015681 | 0 | 0 | 0.23821 | 0.075699 | 0.013006 | 0.41829 | 0.02416 | 0.10518 | 0.60814 | 0.0044168 | 0.84635 | 0.18985 | 18.6441 | 94.5003 | 22.8 | 0.757 |  | 0.284 |  |  |  | 0.138 | 0.21 | 1.9 | 1.9 | 2 | Whitehorse Intl AP | CAN | 5 | 6491 | 60.709 | -135.069 | 7b | 6580 | YT | CAN_YT_Whitehorse.Intl.AP.719640_CWEC2016.epw | 0.84635 | 8.1761 | 88.6683 | 17.5438 | 23.3737 | TRUE | TRUE | FALSE | FALSE | 11.1743 | 35.3648 | 0 | 0 | 0 | 0 | 2153.9 | 514.2133 | 19.4879 | 0.037899 | 7122.84 | 7.1395e-05 | 0.84635 | 215.83 | 199.17 | 321.33 | 321.33 |  | https://s3.console.aws.amazon.com/s3/buckets/834599497928?region=ca-central-1&prefix=phylroy.lopez/reference/reference/output/7017ae2b-dde9-4e0c-83f0-90f0fd740fc1/ | 1.0.002
972 |  | TRUE | 852 | 2 | 0 | 1775.0568 |  |  |  | 0.1 | 2021-09-22 20:22:25 +0000 | 438c2ebff | 0.2.14 | :adv_dx_units: NECB_Default :airloop_economizer_type: NECB_Default :algorithm_type: parametric :analysis_id: reference :analysis_name: reference :boiler_eff: NECB_Default :btap_batch_version: 1.0.002 :building_type: SmallHotel :chiller_type: NECB_Default :compute_environment: aws_batch :datapoint_id: ccbde754-ca4c-4f39-9e16-b7250a884dab :daylighting_type: NECB_Default :dcv_type: NECB_Default :door_construction_cond: NECB_Default :ecm_system_name: NECB_Default :electrical_loads_scale: NECB_Default :enable_costing: true :epw_file: CAN_QC_Montreal-Trudeau.Intl.AP.716270_CWEC2016.epw :erv_package: NECB_Default :ext_floor_cond: NECB_Default :ext_roof_cond: NECB_Default :ext_wall_cond: NECB_Default :fdwr_set: NECB_Default :fixed_wind_solar_trans: NECB_Default :fixed_window_cond: NECB_Default :furnace_eff: NECB_Default :glass_door_cond: NECB_Default :glass_door_solar_trans: NECB_Default :ground_floor_cond: NECB_Default :ground_roof_cond: NECB_Default :ground_wall_cond: NECB_Default :image_name: btap_private_cli :infiltration_scale: NECB_Default :lights_scale: NECB_Default :lights_type: NECB_Default :nv_delta_temp_in_out: NECB_Default :nv_opening_fraction: NECB_Default :nv_temp_out_min: NECB_Default :nv_type: NECB_Default :oa_scale: NECB_Default :occupancy_loads_scale: NECB_Default :output_meters: [] :output_variables: [] :overhead_door_cond: NECB_Default :primary_heating_fuel: NaturalGas :pv_ground_azimuth_angle: NECB_Default :pv_ground_module_description: NECB_Default :pv_ground_tilt_angle: NECB_Default :pv_ground_total_area_pv_panels_m2: NECB_Default :pv_ground_type: NECB_Default :rotation_degrees: NECB_Default :run_annual_simulation: true :s3_bucket: '834599497928' :scale_x: NECB_Default :scale_y: NECB_Default :scale_z: NECB_Default :shw_eff: NECB_Default :skylight_cond: NECB_Default :skylight_solar_trans: NECB_Default :srr_set: NECB_Default :template: BTAPPRE1980 | reference | reference | ccbde754-ca4c-4f39-9e16-b7250a884dab | BTAPPRE1980 | SmallHotel | NaturalGas | Natural Gas | CAN_QC_Montreal-Trudeau.Intl.AP.716270_CWEC2016.epw | parametric |  | NECB_Default | NECB_Default | NECB_Default | NECB_Default | NECB_Default | NECB_Default | NECB_Default | NECB_Default | NECB_Default | NECB_Default | NECB_Default | NECB_Default | NECB_Default | NECB_Default | NECB_Default | NECB_Default | NECB_Default | NECB_Default | NECB_Default | NECB_Default | NECB_Default | NECB_Default | NECB_Default | NECB_Default | NECB_Default | NECB_Default | NECB_Default | NECB_Default | NECB_Default | NECB_Default | NECB_Default | NECB_Default | NECB_Default | NECB_Default | NECB_Default | NECB_Default | NECB_Default | NECB_Default | NECB_Default | NECB_Default | NECB_Default | NECB_Default | NECB_Default | NECB_Default | NECB_Default | aws_batch | 834599497928 | btap_private_cli |  | TRUE | TRUE |  |  | 129.4951 | 19.9779 | 149.7617 | 319.3498 | 4013.58 | 2697.9741 | 10.9 | SmallHotel |  |  | 0 | SmallHotel | 4 |  | 4 | BTAPPRE1980 | 0.23215 | 11621.7287 | 0.36234 | 111.6658 | 64.6262 | 7.418 | 352.4577 | 168.3854 | MONTREAL | QUEBEC | 0.091882 | 51.1694 | 0 | 51.2613 | 5.8519 | 13.4034 | 0 | 19.2553 | 0 | 0.03026 | 0 | 0 | 0.23644 | 0.081334 | 0 | 0.72122 | 0.024402 | 0.098127 | 1.0358 | 0.0022548 | 1.2723 | 0.31459 | 27.2854 | 148.8329 | 10.9 | 0.678 | [5 empty] | 0.267 | 0.823 | 2.95 |  | 0 | Montreal-Trudeau Intl AP | CAN | 323 | 4090 | 45.471 | -73.741 | 6 | 4400 | QC | CAN_QC_Montreal-Trudeau.Intl.AP.716270_CWEC2016.epw | 1.2723 | 19.9779 | 129.4951 | 18.8425 | 23.1522 | TRUE | FALSE | FALSE | FALSE | 13.2323 | 16.8046 | 0 | 0 | 0 | 0 | 1262.65 | 160.3432 | 13.2057 | 0.082359 | 4826.69 | 6.2289e-05 | 1.2723 | 1307 | 1307 | 47.5 | 47.5 |  | https://s3.console.aws.amazon.com/s3/buckets/834599497928?region=ca-central-1&prefix=phylroy.lopez/reference/reference/output/ccbde754-ca4c-4f39-9e16-b7250a884dab/ | 1.0.002
973 |  | TRUE | 732 | 2 | 0 | 1763.3733 |  |  |  | 0.1 | 2021-09-22 20:23:16 +0000 | 438c2ebff | 0.2.14 | :adv_dx_units: NECB_Default :airloop_economizer_type: NECB_Default :algorithm_type: parametric :analysis_id: reference :analysis_name: reference :boiler_eff: NECB_Default :btap_batch_version: 1.0.002 :building_type: LargeHotel :chiller_type: NECB_Default :compute_environment: aws_batch :datapoint_id: bccce3b9-79f5-42a3-bafa-1ea5fdd46296 :daylighting_type: NECB_Default :dcv_type: NECB_Default :door_construction_cond: NECB_Default :ecm_system_name: NECB_Default :electrical_loads_scale: NECB_Default :enable_costing: true :epw_file: CAN_QC_Montreal-Trudeau.Intl.AP.716270_CWEC2016.epw :erv_package: NECB_Default :ext_floor_cond: NECB_Default :ext_roof_cond: NECB_Default :ext_wall_cond: NECB_Default :fdwr_set: NECB_Default :fixed_wind_solar_trans: NECB_Default :fixed_window_cond: NECB_Default :furnace_eff: NECB_Default :glass_door_cond: NECB_Default :glass_door_solar_trans: NECB_Default :ground_floor_cond: NECB_Default :ground_roof_cond: NECB_Default :ground_wall_cond: NECB_Default :image_name: btap_private_cli :infiltration_scale: NECB_Default :lights_scale: NECB_Default :lights_type: NECB_Default :nv_delta_temp_in_out: NECB_Default :nv_opening_fraction: NECB_Default :nv_temp_out_min: NECB_Default :nv_type: NECB_Default :oa_scale: NECB_Default :occupancy_loads_scale: NECB_Default :output_meters: [] :output_variables: [] :overhead_door_cond: NECB_Default :primary_heating_fuel: NaturalGas :pv_ground_azimuth_angle: NECB_Default :pv_ground_module_description: NECB_Default :pv_ground_tilt_angle: NECB_Default :pv_ground_total_area_pv_panels_m2: NECB_Default :pv_ground_type: NECB_Default :rotation_degrees: NECB_Default :run_annual_simulation: true :s3_bucket: '834599497928' :scale_x: NECB_Default :scale_y: NECB_Default :scale_z: NECB_Default :shw_eff: NECB_Default :skylight_cond: NECB_Default :skylight_solar_trans: NECB_Default :srr_set: NECB_Default :template: NECB2017 | reference | reference | bccce3b9-79f5-42a3-bafa-1ea5fdd46296 | NECB2017 | LargeHotel | NaturalGas | Natural Gas | CAN_QC_Montreal-Trudeau.Intl.AP.716270_CWEC2016.epw | parametric |  | NECB_Default | NECB_Default | NECB_Default | NECB_Default | NECB_Default | NECB_Default | NECB_Default | NECB_Default | NECB_Default | NECB_Default | NECB_Default | NECB_Default | NECB_Default | NECB_Default | NECB_Default | NECB_Default | NECB_Default | NECB_Default | NECB_Default | NECB_Default | NECB_Default | NECB_Default | NECB_Default | NECB_Default | NECB_Default | NECB_Default | NECB_Default | NECB_Default | NECB_Default | NECB_Default | NECB_Default | NECB_Default | NECB_Default | NECB_Default | NECB_Default | NECB_Default | NECB_Default | NECB_Default | NECB_Default | NECB_Default | NECB_Default | NECB_Default | NECB_Default | NECB_Default | NECB_Default | aws_batch | 834599497928 | btap_private_cli |  | TRUE | TRUE |  |  | 74.7948 | 14.9149 | 56.6846 | 163.6863 | 11345.38 | 6004.6889 | 37.3 | LargeHotel |  |  | 2 | LargeHotel | 6 |  | 7 | NECB2017 | 0.17066 | 35185.0517 | 60.5388 | 75.0901 | 64.9437 | 4.1662 | 316.6091 | 111.8703 | MONTREAL | QUEBEC | 0.11125 | 22.0293 | 0 | 22.1405 | 7.0852 | 5.7704 | 0 | 12.8556 | 0 | 0.048212 | 0 | 0 | 0.28627 | 0.086595 | 0.01279 | 0.28 | 0.02416 | 0.10518 | 0.44593 | 0.0085295 | 0.73221 | 0.16594 | 25.5632 | 84.4222 | 37.3 | 0.757 |  | 0.284 |  |  |  | 0.156 | 0.247 | 1.9 | 1.9 | 2 | Montreal-Trudeau Intl AP | CAN | 323 | 4090 | 45.471 | -73.741 | 6 | 4400 | QC | CAN_QC_Montreal-Trudeau.Intl.AP.716270_CWEC2016.epw | 0.73221 | 14.9149 | 74.7948 | 25.6979 | 30.3905 | TRUE | TRUE | FALSE | FALSE | 15.5809 | 25.048 | 0 | 0 | 0 | 0 | 1882.62 | 514.2133 | 19.4879 | 0.037899 | 7122.84 | 0.0008065 | 0.73221 | 857.33 | 836 | 233 | 210.67 |  | https://s3.console.aws.amazon.com/s3/buckets/834599497928?region=ca-central-1&prefix=phylroy.lopez/reference/reference/output/bccce3b9-79f5-42a3-bafa-1ea5fdd46296/ | 1.0.002
974 |  | TRUE | 714 | 0 | 0 | 1764.4455 |  |  |  | 0.1 | 2021-09-22 20:23:31 +0000 | 438c2ebff | 0.2.14 | :adv_dx_units: NECB_Default :airloop_economizer_type: NECB_Default :algorithm_type: parametric :analysis_id: reference :analysis_name: reference :boiler_eff: NECB_Default :btap_batch_version: 1.0.002 :building_type: LargeHotel :chiller_type: NECB_Default :compute_environment: aws_batch :datapoint_id: bfcce519-2d61-4984-a107-f93ef10e1f4c :daylighting_type: NECB_Default :dcv_type: NECB_Default :door_construction_cond: NECB_Default :ecm_system_name: NECB_Default :electrical_loads_scale: NECB_Default :enable_costing: true :epw_file: CAN_ON_Toronto.Pearson.Intl.AP.716240_CWEC2016.epw :erv_package: NECB_Default :ext_floor_cond: NECB_Default :ext_roof_cond: NECB_Default :ext_wall_cond: NECB_Default :fdwr_set: NECB_Default :fixed_wind_solar_trans: NECB_Default :fixed_window_cond: NECB_Default :furnace_eff: NECB_Default :glass_door_cond: NECB_Default :glass_door_solar_trans: NECB_Default :ground_floor_cond: NECB_Default :ground_roof_cond: NECB_Default :ground_wall_cond: NECB_Default :image_name: btap_private_cli :infiltration_scale: NECB_Default :lights_scale: NECB_Default :lights_type: NECB_Default :nv_delta_temp_in_out: NECB_Default :nv_opening_fraction: NECB_Default :nv_temp_out_min: NECB_Default :nv_type: NECB_Default :oa_scale: NECB_Default :occupancy_loads_scale: NECB_Default :output_meters: [] :output_variables: [] :overhead_door_cond: NECB_Default :primary_heating_fuel: Electricity :pv_ground_azimuth_angle: NECB_Default :pv_ground_module_description: NECB_Default :pv_ground_tilt_angle: NECB_Default :pv_ground_total_area_pv_panels_m2: NECB_Default :pv_ground_type: NECB_Default :rotation_degrees: NECB_Default :run_annual_simulation: true :s3_bucket: '834599497928' :scale_x: NECB_Default :scale_y: NECB_Default :scale_z: NECB_Default :shw_eff: NECB_Default :skylight_cond: NECB_Default :skylight_solar_trans: NECB_Default :srr_set: NECB_Default :template: NECB2015 | reference | reference | bfcce519-2d61-4984-a107-f93ef10e1f4c | NECB2015 | LargeHotel | Electricity | Electricity | CAN_ON_Toronto.Pearson.Intl.AP.716240_CWEC2016.epw | parametric |  | NECB_Default | NECB_Default | NECB_Default | NECB_Default | NECB_Default | NECB_Default | NECB_Default | NECB_Default | NECB_Default | NECB_Default | NECB_Default | NECB_Default | NECB_Default | NECB_Default | NECB_Default | NECB_Default | NECB_Default | NECB_Default | NECB_Default | NECB_Default | NECB_Default | NECB_Default | NECB_Default | NECB_Default | NECB_Default | NECB_Default | NECB_Default | NECB_Default | NECB_Default | NECB_Default | NECB_Default | NECB_Default | NECB_Default | NECB_Default | NECB_Default | NECB_Default | NECB_Default | NECB_Default | NECB_Default | NECB_Default | NECB_Default | NECB_Default | NECB_Default | NECB_Default | NECB_Default | aws_batch | 834599497928 | btap_private_cli |  | TRUE | TRUE |  |  | 59.1761 | 17.9011 | 83.2921 | 160.8922 | 11345.38 | 6004.6889 | 40 | LargeHotel |  |  | 5 | LargeHotel | 6 |  | 7 | NECB2015 | 0.17066 | 35185.0517 | 62.7024 | 52.9405 | 51.9637 | 9.1441 | 291.1851 | 114.4344 | TORONTO | ONTARIO | 3.9227 | 0 | 0 | 3.9227 | 31.4281 | 0 | 0 | 31.4281 | 0 | 0.055448 | 0 | 0 | 0.70625 | 0.094563 | 0 | 0.29985 | 0.02416 | 0.10196 | 0 | 0.0083541 | 0.70625 | 0.121 | 73.4943 | 0 | 40 | 0.757 |  | 0.379 |  |  |  | 0.183 | 0.278 | 2.2 | 2.2 | 5 | Toronto Pearson Intl AP | CAN | 382 | 3615 | 43.677 | -79.631 | 5 | 3890 | ON | CAN_ON_Toronto.Pearson.Intl.AP.716240_CWEC2016.epw | 0.70625 | 17.9011 | 59.1761 | 27.0836 | 29.1269 | TRUE | FALSE | FALSE | FALSE | 15.5929 | 17.6764 | 0 | 3.7558 | 0.007304 | 1372.75 | 0 | 514.2133 | 19.4879 | 0.037899 | 7122.84 | 0.0009202 | 0.70625 | 728 | 717.67 | 74.33 | 73.83 |  | https://s3.console.aws.amazon.com/s3/buckets/834599497928?region=ca-central-1&prefix=phylroy.lopez/reference/reference/output/bfcce519-2d61-4984-a107-f93ef10e1f4c/ | 1.0.002
975 |  | TRUE | 912 | 2 | 0 | 1767.5418 |  |  |  | 0.1 | 2021-09-22 20:22:51 +0000 | 438c2ebff | 0.2.14 | :adv_dx_units: NECB_Default :airloop_economizer_type: NECB_Default :algorithm_type: parametric :analysis_id: reference :analysis_name: reference :boiler_eff: NECB_Default :btap_batch_version: 1.0.002 :building_type: LargeHotel :chiller_type: NECB_Default :compute_environment: aws_batch :datapoint_id: bd9b8420-943b-4bc7-90d4-e81f957d34e8 :daylighting_type: NECB_Default :dcv_type: NECB_Default :door_construction_cond: NECB_Default :ecm_system_name: NECB_Default :electrical_loads_scale: NECB_Default :enable_costing: true :epw_file: CAN_AB_Calgary.Intl.AP.718770_CWEC2016.epw :erv_package: NECB_Default :ext_floor_cond: NECB_Default :ext_roof_cond: NECB_Default :ext_wall_cond: NECB_Default :fdwr_set: NECB_Default :fixed_wind_solar_trans: NECB_Default :fixed_window_cond: NECB_Default :furnace_eff: NECB_Default :glass_door_cond: NECB_Default :glass_door_solar_trans: NECB_Default :ground_floor_cond: NECB_Default :ground_roof_cond: NECB_Default :ground_wall_cond: NECB_Default :image_name: btap_private_cli :infiltration_scale: NECB_Default :lights_scale: NECB_Default :lights_type: NECB_Default :nv_delta_temp_in_out: NECB_Default :nv_opening_fraction: NECB_Default :nv_temp_out_min: NECB_Default :nv_type: NECB_Default :oa_scale: NECB_Default :occupancy_loads_scale: NECB_Default :output_meters: [] :output_variables: [] :overhead_door_cond: NECB_Default :primary_heating_fuel: NaturalGas :pv_ground_azimuth_angle: NECB_Default :pv_ground_module_description: NECB_Default :pv_ground_tilt_angle: NECB_Default :pv_ground_total_area_pv_panels_m2: NECB_Default :pv_ground_type: NECB_Default :rotation_degrees: NECB_Default :run_annual_simulation: true :s3_bucket: '834599497928' :scale_x: NECB_Default :scale_y: NECB_Default :scale_z: NECB_Default :shw_eff: NECB_Default :skylight_cond: NECB_Default :skylight_solar_trans: NECB_Default :srr_set: NECB_Default :template: NECB2011 | reference | reference | bd9b8420-943b-4bc7-90d4-e81f957d34e8 | NECB2011 | LargeHotel | NaturalGas | Natural Gas | CAN_AB_Calgary.Intl.AP.718770_CWEC2016.epw | parametric |  | NECB_Default | NECB_Default | NECB_Default | NECB_Default | NECB_Default | NECB_Default | NECB_Default | NECB_Default | NECB_Default | NECB_Default | NECB_Default | NECB_Default | NECB_Default | NECB_Default | NECB_Default | NECB_Default | NECB_Default | NECB_Default | NECB_Default | NECB_Default | NECB_Default | NECB_Default | NECB_Default | NECB_Default | NECB_Default | NECB_Default | NECB_Default | NECB_Default | NECB_Default | NECB_Default | NECB_Default | NECB_Default | NECB_Default | NECB_Default | NECB_Default | NECB_Default | NECB_Default | NECB_Default | NECB_Default | NECB_Default | NECB_Default | NECB_Default | NECB_Default | NECB_Default | NECB_Default | aws_batch | 834599497928 | btap_private_cli |  | TRUE | TRUE |  |  | 69.2561 | 13.5822 | 96.4534 | 237.9769 | 11345.38 | 6004.6889 | 33.3 | LargeHotel |  |  | 5 | LargeHotel | 6 |  | 7 | NECB2011 | 0.17066 | 35185.0517 | 61.6656 | 74.1136 | 67.9849 | 4.2292 | 311.3384 | 103.345 | CALGARY | ALBERTA | 67.1583 | 36.0294 | 0 | 103.1877 | 6.3652 | 2.5704 | 0 | 8.9356 | 0 | 0.038562 | 0 | 0 | 0.30602 | 0.098919 | 0 | 0.47818 | 0.026731 | 0.1363 | 0.71399 | 0.0052444 | 1.02 | 0.23581 | 25.0302 | 78.3882 | 33.3 | 0.757 |  | 0.284 |  |  |  | 0.162 | 0.21 | 2.2 | 2.2 | 5 | Calgary Intl AP | CAN | 64 | 4781 | 51.114 | -114.02 | 7a | 5000 | AB | CAN_AB_Calgary.Intl.AP.718770_CWEC2016.epw | 1.02 | 13.5822 | 69.2561 | 14.6989 | 29.3698 | TRUE | TRUE | FALSE | FALSE | 15.2365 | 28.0284 | 0 | 0 | 0 | 0 | 2675.34 | 514.3909 | 27.1084 | 0.0527 | 9908.12 | 0.00026883 | 1.02 | 411.67 | 408 | 177.5 | 177.33 |  | https://s3.console.aws.amazon.com/s3/buckets/834599497928?region=ca-central-1&prefix=phylroy.lopez/reference/reference/output/bd9b8420-943b-4bc7-90d4-e81f957d34e8/ | 1.0.002
976 |  | TRUE | 779 | 0 | 0 | 1771.5785 |  |  |  | 0.1 | 2021-09-22 20:22:40 +0000 | 438c2ebff | 0.2.14 | :adv_dx_units: NECB_Default :airloop_economizer_type: NECB_Default :algorithm_type: parametric :analysis_id: reference :analysis_name: reference :boiler_eff: NECB_Default :btap_batch_version: 1.0.002 :building_type: SmallHotel :chiller_type: NECB_Default :compute_environment: aws_batch :datapoint_id: c066642c-566a-4619-8614-fabde3a99f36 :daylighting_type: NECB_Default :dcv_type: NECB_Default :door_construction_cond: NECB_Default :ecm_system_name: NECB_Default :electrical_loads_scale: NECB_Default :enable_costing: true :epw_file: CAN_ON_Toronto.Pearson.Intl.AP.716240_CWEC2016.epw :erv_package: NECB_Default :ext_floor_cond: NECB_Default :ext_roof_cond: NECB_Default :ext_wall_cond: NECB_Default :fdwr_set: NECB_Default :fixed_wind_solar_trans: NECB_Default :fixed_window_cond: NECB_Default :furnace_eff: NECB_Default :glass_door_cond: NECB_Default :glass_door_solar_trans: NECB_Default :ground_floor_cond: NECB_Default :ground_roof_cond: NECB_Default :ground_wall_cond: NECB_Default :image_name: btap_private_cli :infiltration_scale: NECB_Default :lights_scale: NECB_Default :lights_type: NECB_Default :nv_delta_temp_in_out: NECB_Default :nv_opening_fraction: NECB_Default :nv_temp_out_min: NECB_Default :nv_type: NECB_Default :oa_scale: NECB_Default :occupancy_loads_scale: NECB_Default :output_meters: [] :output_variables: [] :overhead_door_cond: NECB_Default :primary_heating_fuel: NaturalGas :pv_ground_azimuth_angle: NECB_Default :pv_ground_module_description: NECB_Default :pv_ground_tilt_angle: NECB_Default :pv_ground_total_area_pv_panels_m2: NECB_Default :pv_ground_type: NECB_Default :rotation_degrees: NECB_Default :run_annual_simulation: true :s3_bucket: '834599497928' :scale_x: NECB_Default :scale_y: NECB_Default :scale_z: NECB_Default :shw_eff: NECB_Default :skylight_cond: NECB_Default :skylight_solar_trans: NECB_Default :srr_set: NECB_Default :template: NECB2017 | reference | reference | c066642c-566a-4619-8614-fabde3a99f36 | NECB2017 | SmallHotel | NaturalGas | Natural Gas | CAN_ON_Toronto.Pearson.Intl.AP.716240_CWEC2016.epw | parametric |  | NECB_Default | NECB_Default | NECB_Default | NECB_Default | NECB_Default | NECB_Default | NECB_Default | NECB_Default | NECB_Default | NECB_Default | NECB_Default | NECB_Default | NECB_Default | NECB_Default | NECB_Default | NECB_Default | NECB_Default | NECB_Default | NECB_Default | NECB_Default | NECB_Default | NECB_Default | NECB_Default | NECB_Default | NECB_Default | NECB_Default | NECB_Default | NECB_Default | NECB_Default | NECB_Default | NECB_Default | NECB_Default | NECB_Default | NECB_Default | NECB_Default | NECB_Default | NECB_Default | NECB_Default | NECB_Default | NECB_Default | NECB_Default | NECB_Default | NECB_Default | NECB_Default | NECB_Default | aws_batch | 834599497928 | btap_private_cli |  | TRUE | TRUE |  |  | 56.0188 | 14.2264 | 32.2724 | 140.2149 | 4013.58 | 2697.9741 | 40 | SmallHotel |  |  | 2 | SmallHotel | 4 |  | 4 | NECB2017 | 0.23215 | 11621.7287 | 80.26 | 84.001 | 71.3349 | 7.6609 | 496.4136 | 253.1569 | TORONTO | ONTARIO | 1.4528 | 17.9942 | 0 | 19.447 | 11.6395 | 3.1751 | 0 | 14.8146 | 0 | 0.048535 | 0 | 0 | 0.26156 | 0.083252 | 0.023916 | 0.13985 | 0.019673 | 0.077175 | 0.36411 | 0.0088724 | 0.62568 | 0.22426 | 22.781 | 71.1273 | 40 | 0.757 | [5 empty] | 0.156 | 0.278 | 1.9 | 1.9 | 2 | Toronto Pearson Intl AP | CAN | 382 | 3615 | 43.677 | -79.631 | 5 | 3890 | ON | CAN_ON_Toronto.Pearson.Intl.AP.716240_CWEC2016.epw | 0.62568 | 14.2264 | 56.0188 | 19.9057 | 21.6761 | TRUE | FALSE | FALSE | FALSE | 13.2652 | 10.7093 | 0 | 0 | 0 | 0 | 900.09 | 160.2628 | 9.2987 | 0.058022 | 3398.69 | 0.00013953 | 0.62568 | 2269.5 | 2251.25 | 131.75 | 131.75 |  | https://s3.console.aws.amazon.com/s3/buckets/834599497928?region=ca-central-1&prefix=phylroy.lopez/reference/reference/output/c066642c-566a-4619-8614-fabde3a99f36/ | 1.0.002
977 |  | TRUE | 759 | 0 | 0 | 1772.2312 |  |  |  | 0.1 | 2021-09-22 20:22:48 +0000 | 438c2ebff | 0.2.14 | :adv_dx_units: NECB_Default :airloop_economizer_type: NECB_Default :algorithm_type: parametric :analysis_id: reference :analysis_name: reference :boiler_eff: NECB_Default :btap_batch_version: 1.0.002 :building_type: SmallHotel :chiller_type: NECB_Default :compute_environment: aws_batch :datapoint_id: 5825f6a1-cae3-4bda-977b-72aebe4dc3d0 :daylighting_type: NECB_Default :dcv_type: NECB_Default :door_construction_cond: NECB_Default :ecm_system_name: NECB_Default :electrical_loads_scale: NECB_Default :enable_costing: true :epw_file: CAN_AB_Edmonton.Intl.AP.711230_CWEC2016.epw :erv_package: NECB_Default :ext_floor_cond: NECB_Default :ext_roof_cond: NECB_Default :ext_wall_cond: NECB_Default :fdwr_set: NECB_Default :fixed_wind_solar_trans: NECB_Default :fixed_window_cond: NECB_Default :furnace_eff: NECB_Default :glass_door_cond: NECB_Default :glass_door_solar_trans: NECB_Default :ground_floor_cond: NECB_Default :ground_roof_cond: NECB_Default :ground_wall_cond: NECB_Default :image_name: btap_private_cli :infiltration_scale: NECB_Default :lights_scale: NECB_Default :lights_type: NECB_Default :nv_delta_temp_in_out: NECB_Default :nv_opening_fraction: NECB_Default :nv_temp_out_min: NECB_Default :nv_type: NECB_Default :oa_scale: NECB_Default :occupancy_loads_scale: NECB_Default :output_meters: [] :output_variables: [] :overhead_door_cond: NECB_Default :primary_heating_fuel: NaturalGas :pv_ground_azimuth_angle: NECB_Default :pv_ground_module_description: NECB_Default :pv_ground_tilt_angle: NECB_Default :pv_ground_total_area_pv_panels_m2: NECB_Default :pv_ground_type: NECB_Default :rotation_degrees: NECB_Default :run_annual_simulation: true :s3_bucket: '834599497928' :scale_x: NECB_Default :scale_y: NECB_Default :scale_z: NECB_Default :shw_eff: NECB_Default :skylight_cond: NECB_Default :skylight_solar_trans: NECB_Default :srr_set: NECB_Default :template: NECB2017 | reference | reference | 5825f6a1-cae3-4bda-977b-72aebe4dc3d0 | NECB2017 | SmallHotel | NaturalGas | Natural Gas | CAN_AB_Edmonton.Intl.AP.711230_CWEC2016.epw | parametric |  | NECB_Default | NECB_Default | NECB_Default | NECB_Default | NECB_Default | NECB_Default | NECB_Default | NECB_Default | NECB_Default | NECB_Default | NECB_Default | NECB_Default | NECB_Default | NECB_Default | NECB_Default | NECB_Default | NECB_Default | NECB_Default | NECB_Default | NECB_Default | NECB_Default | NECB_Default | NECB_Default | NECB_Default | NECB_Default | NECB_Default | NECB_Default | NECB_Default | NECB_Default | NECB_Default | NECB_Default | NECB_Default | NECB_Default | NECB_Default | NECB_Default | NECB_Default | NECB_Default | NECB_Default | NECB_Default | NECB_Default | NECB_Default | NECB_Default | NECB_Default | NECB_Default | NECB_Default | aws_batch | 834599497928 | btap_private_cli |  | TRUE | TRUE |  |  | 62.8112 | 9.131 | 45.472 | 158.2745 | 4013.58 | 2697.9741 | 32.5 | SmallHotel |  |  | 2 | SmallHotel | 4 |  | 4 | NECB2017 | 0.23215 | 11621.7287 | 75.0684 | 78.9269 | 70.6808 | 7.5375 | 474.6108 | 242.3972 | EDMONTON | ALBERTA | 52.7776 | 22.7106 | 0 | 75.4881 | 5.0022 | 1.6202 | 0 | 6.6224 | 0 | 0.027053 | 0 | 0 | 0.24049 | 0.082515 | 0.023837 | 0.19792 | 0.019673 | 0.077175 | 0.45005 | 0.010165 | 0.69055 | 0.25213 | 17.7103 | 78.7961 | 32.5 | 0.757 | [5 empty] | 0.138 | 0.21 | 1.9 | 1.9 | 2 | Edmonton Intl AP | CAN | 23 | 5588 | 53.31 | -113.579 | 7a | 5120 | AB | CAN_AB_Edmonton.Intl.AP.711230_CWEC2016.epw | 0.69055 | 9.131 | 62.8112 | 13.8954 | 20.2805 | TRUE | TRUE | FALSE | FALSE | 11.9089 | 20.7665 | 0 | 0 | 0 | 0 | 1011.95 | 160.2628 | 9.2987 | 0.058022 | 3398.69 | 7.2255e-05 | 0.69055 | 1555 | 1547.75 | 13.5 | 13.5 |  | https://s3.console.aws.amazon.com/s3/buckets/834599497928?region=ca-central-1&prefix=phylroy.lopez/reference/reference/output/5825f6a1-cae3-4bda-977b-72aebe4dc3d0/ | 1.0.002
978 |  | TRUE | 749 | 0 | 0 | 1766.5949 |  |  |  | 0.1 | 2021-09-22 20:23:45 +0000 | 438c2ebff | 0.2.14 | :adv_dx_units: NECB_Default :airloop_economizer_type: NECB_Default :algorithm_type: parametric :analysis_id: reference :analysis_name: reference :boiler_eff: NECB_Default :btap_batch_version: 1.0.002 :building_type: LargeHotel :chiller_type: NECB_Default :compute_environment: aws_batch :datapoint_id: 19800eab-1c9c-4099-9f1f-90d381d9cb37 :daylighting_type: NECB_Default :dcv_type: NECB_Default :door_construction_cond: NECB_Default :ecm_system_name: NECB_Default :electrical_loads_scale: NECB_Default :enable_costing: true :epw_file: CAN_YT_Whitehorse.Intl.AP.719640_CWEC2016.epw :erv_package: NECB_Default :ext_floor_cond: NECB_Default :ext_roof_cond: NECB_Default :ext_wall_cond: NECB_Default :fdwr_set: NECB_Default :fixed_wind_solar_trans: NECB_Default :fixed_window_cond: NECB_Default :furnace_eff: NECB_Default :glass_door_cond: NECB_Default :glass_door_solar_trans: NECB_Default :ground_floor_cond: NECB_Default :ground_roof_cond: NECB_Default :ground_wall_cond: NECB_Default :image_name: btap_private_cli :infiltration_scale: NECB_Default :lights_scale: NECB_Default :lights_type: NECB_Default :nv_delta_temp_in_out: NECB_Default :nv_opening_fraction: NECB_Default :nv_temp_out_min: NECB_Default :nv_type: NECB_Default :oa_scale: NECB_Default :occupancy_loads_scale: NECB_Default :output_meters: [] :output_variables: [] :overhead_door_cond: NECB_Default :primary_heating_fuel: Electricity :pv_ground_azimuth_angle: NECB_Default :pv_ground_module_description: NECB_Default :pv_ground_tilt_angle: NECB_Default :pv_ground_total_area_pv_panels_m2: NECB_Default :pv_ground_type: NECB_Default :rotation_degrees: NECB_Default :run_annual_simulation: true :s3_bucket: '834599497928' :scale_x: NECB_Default :scale_y: NECB_Default :scale_z: NECB_Default :shw_eff: NECB_Default :skylight_cond: NECB_Default :skylight_solar_trans: NECB_Default :srr_set: NECB_Default :template: NECB2015 | reference | reference | 19800eab-1c9c-4099-9f1f-90d381d9cb37 | NECB2015 | LargeHotel | Electricity | Electricity | CAN_YT_Whitehorse.Intl.AP.719640_CWEC2016.epw | parametric |  | NECB_Default | NECB_Default | NECB_Default | NECB_Default | NECB_Default | NECB_Default | NECB_Default | NECB_Default | NECB_Default | NECB_Default | NECB_Default | NECB_Default | NECB_Default | NECB_Default | NECB_Default | NECB_Default | NECB_Default | NECB_Default | NECB_Default | NECB_Default | NECB_Default | NECB_Default | NECB_Default | NECB_Default | NECB_Default | NECB_Default | NECB_Default | NECB_Default | NECB_Default | NECB_Default | NECB_Default | NECB_Default | NECB_Default | NECB_Default | NECB_Default | NECB_Default | NECB_Default | NECB_Default | NECB_Default | NECB_Default | NECB_Default | NECB_Default | NECB_Default | NECB_Default | NECB_Default | aws_batch | 834599497928 | btap_private_cli |  | TRUE | TRUE |  |  | 71.0542 | 9.3784 | 138.1867 | 208.0622 | 11345.38 | 6004.6889 | 22.8 | LargeHotel |  |  | 5 | LargeHotel | 6 |  | 7 | NECB2015 | 0.17066 | 35185.0517 | 53.2974 | 40.8173 | 45.9055 | 8.9758 | 250.8185 | 101.8225 | WHITEHORSE | YUKON | 13.613 | 0 | 0 | 13.613 | 31.1756 | 0 | 0 | 31.1756 | 0 | 0.014713 | 0 | 0 | 0.87523 | 0.088984 | 2.6442e-06 | 0.49747 | 0.02416 | 0.10196 | 0 | 0.0037213 | 0.87523 | 0.14413 | 83.268 | 0 | 22.8 | 0.757 |  | 0.284 |  |  |  | 0.162 | 0.21 | 2.2 | 2.2 | 5 | Whitehorse Intl AP | CAN | 5 | 6491 | 60.709 | -135.069 | 7b | 6580 | YT | CAN_YT_Whitehorse.Intl.AP.719640_CWEC2016.epw | 0.87523 | 9.3784 | 71.0542 | 17.5438 | 23.3736 | TRUE | TRUE | FALSE | FALSE | 11.1743 | 35.3647 | 0 | 4.474 | 0.0087006 | 1635.24 | 0 | 514.2133 | 19.4879 | 0.037899 | 7122.84 | 8.2853e-05 | 0.87523 | 175.17 | 164.17 | 239.67 | 226.5 |  | https://s3.console.aws.amazon.com/s3/buckets/834599497928?region=ca-central-1&prefix=phylroy.lopez/reference/reference/output/19800eab-1c9c-4099-9f1f-90d381d9cb37/ | 1.0.002
979 |  | TRUE | 1044 | 2 | 0 | 986.2899 |  |  |  | 0.1 | 2021-09-22 20:22:30 +0000 | 438c2ebff | 0.2.14 | :adv_dx_units: NECB_Default :airloop_economizer_type: NECB_Default :algorithm_type: parametric :analysis_id: reference :analysis_name: reference :boiler_eff: NECB_Default :btap_batch_version: 1.0.002 :building_type: HighriseApartment :chiller_type: NECB_Default :compute_environment: aws_batch :datapoint_id: 38c37162-e20d-41a3-918a-f78125500648 :daylighting_type: NECB_Default :dcv_type: NECB_Default :door_construction_cond: NECB_Default :ecm_system_name: NECB_Default :electrical_loads_scale: NECB_Default :enable_costing: true :epw_file: CAN_QC_Montreal-Trudeau.Intl.AP.716270_CWEC2016.epw :erv_package: NECB_Default :ext_floor_cond: NECB_Default :ext_roof_cond: NECB_Default :ext_wall_cond: NECB_Default :fdwr_set: NECB_Default :fixed_wind_solar_trans: NECB_Default :fixed_window_cond: NECB_Default :furnace_eff: NECB_Default :glass_door_cond: NECB_Default :glass_door_solar_trans: NECB_Default :ground_floor_cond: NECB_Default :ground_roof_cond: NECB_Default :ground_wall_cond: NECB_Default :image_name: btap_private_cli :infiltration_scale: NECB_Default :lights_scale: NECB_Default :lights_type: NECB_Default :nv_delta_temp_in_out: NECB_Default :nv_opening_fraction: NECB_Default :nv_temp_out_min: NECB_Default :nv_type: NECB_Default :oa_scale: NECB_Default :occupancy_loads_scale: NECB_Default :output_meters: [] :output_variables: [] :overhead_door_cond: NECB_Default :primary_heating_fuel: NaturalGas :pv_ground_azimuth_angle: NECB_Default :pv_ground_module_description: NECB_Default :pv_ground_tilt_angle: NECB_Default :pv_ground_total_area_pv_panels_m2: NECB_Default :pv_ground_type: NECB_Default :rotation_degrees: NECB_Default :run_annual_simulation: true :s3_bucket: '834599497928' :scale_x: NECB_Default :scale_y: NECB_Default :scale_z: NECB_Default :shw_eff: NECB_Default :skylight_cond: NECB_Default :skylight_solar_trans: NECB_Default :srr_set: NECB_Default :template: BTAPPRE1980 | reference | reference | 38c37162-e20d-41a3-918a-f78125500648 | BTAPPRE1980 | HighriseApartment | NaturalGas | Natural Gas | CAN_QC_Montreal-Trudeau.Intl.AP.716270_CWEC2016.epw | parametric |  | NECB_Default | NECB_Default | NECB_Default | NECB_Default | NECB_Default | NECB_Default | NECB_Default | NECB_Default | NECB_Default | NECB_Default | NECB_Default | NECB_Default | NECB_Default | NECB_Default | NECB_Default | NECB_Default | NECB_Default | NECB_Default | NECB_Default | NECB_Default | NECB_Default | NECB_Default | NECB_Default | NECB_Default | NECB_Default | NECB_Default | NECB_Default | NECB_Default | NECB_Default | NECB_Default | NECB_Default | NECB_Default | NECB_Default | NECB_Default | NECB_Default | NECB_Default | NECB_Default | NECB_Default | NECB_Default | NECB_Default | NECB_Default | NECB_Default | NECB_Default | NECB_Default | NECB_Default | aws_batch | 834599497928 | btap_private_cli |  | TRUE | TRUE |  |  | 105.7187 | 17.6336 | 98.7479 | 193.9023 | 7836.48 | 4638.6699 | 29.8 | HighriseApartment |  |  | 0 | HighriseApartment | 10 |  | 10 | BTAPPRE1980 | 0.19422 | 23884.0213 | 1.159 | 100.1245 | 25.4639 | 3.3282 | 164.4726 | 34.397 | MONTREAL | QUEBEC | 0.084458 | 28.8541 | 0 | 28.9385 | 5.3791 | 7.5581 | 0 | 12.9372 | 0 | 0.029364 | 0 | 0 | 0.21734 | 0.083088 | 0 | 0.48234 | 0.063082 | 0.040272 | 0.58409 | 0.0015096 | 0.80142 | 0.10175 | 23.1104 | 110.105 | 29.8 | 0.678 | [5 empty] | 0.267 | 0.823 | 2.95 |  | 0 | Montreal-Trudeau Intl AP | CAN | 323 | 4090 | 45.471 | -73.741 | 6 | 4400 | QC | CAN_QC_Montreal-Trudeau.Intl.AP.716270_CWEC2016.epw | 0.80142 | 17.6336 | 105.7187 | 19.5469 | 22.8739 | TRUE | FALSE | FALSE | FALSE | 12.3036 | 14.5938 | 0 | 0 | 0 | 0 | 797.34 | 128.5028 | 8.3471 | 0.064956 | 3050.86 | 2.1693e-05 | 0.80142 | 769 | 769 | 17.75 | 17.75 |  | https://s3.console.aws.amazon.com/s3/buckets/834599497928?region=ca-central-1&prefix=phylroy.lopez/reference/reference/output/38c37162-e20d-41a3-918a-f78125500648/ | 1.0.002
980 |  | TRUE | 1046 | 0 | 0 | 987.3784 |  |  |  | 0.1 | 2021-09-22 20:23:02 +0000 | 438c2ebff | 0.2.14 | :adv_dx_units: NECB_Default :airloop_economizer_type: NECB_Default :algorithm_type: parametric :analysis_id: reference :analysis_name: reference :boiler_eff: NECB_Default :btap_batch_version: 1.0.002 :building_type: HighriseApartment :chiller_type: NECB_Default :compute_environment: aws_batch :datapoint_id: 6e39d232-bfb5-48de-a783-dbf88df806e9 :daylighting_type: NECB_Default :dcv_type: NECB_Default :door_construction_cond: NECB_Default :ecm_system_name: NECB_Default :electrical_loads_scale: NECB_Default :enable_costing: true :epw_file: CAN_QC_Montreal-Trudeau.Intl.AP.716270_CWEC2016.epw :erv_package: NECB_Default :ext_floor_cond: NECB_Default :ext_roof_cond: NECB_Default :ext_wall_cond: NECB_Default :fdwr_set: NECB_Default :fixed_wind_solar_trans: NECB_Default :fixed_window_cond: NECB_Default :furnace_eff: NECB_Default :glass_door_cond: NECB_Default :glass_door_solar_trans: NECB_Default :ground_floor_cond: NECB_Default :ground_roof_cond: NECB_Default :ground_wall_cond: NECB_Default :image_name: btap_private_cli :infiltration_scale: NECB_Default :lights_scale: NECB_Default :lights_type: NECB_Default :nv_delta_temp_in_out: NECB_Default :nv_opening_fraction: NECB_Default :nv_temp_out_min: NECB_Default :nv_type: NECB_Default :oa_scale: NECB_Default :occupancy_loads_scale: NECB_Default :output_meters: [] :output_variables: [] :overhead_door_cond: NECB_Default :primary_heating_fuel: Electricity :pv_ground_azimuth_angle: NECB_Default :pv_ground_module_description: NECB_Default :pv_ground_tilt_angle: NECB_Default :pv_ground_total_area_pv_panels_m2: NECB_Default :pv_ground_type: NECB_Default :rotation_degrees: NECB_Default :run_annual_simulation: true :s3_bucket: '834599497928' :scale_x: NECB_Default :scale_y: NECB_Default :scale_z: NECB_Default :shw_eff: NECB_Default :skylight_cond: NECB_Default :skylight_solar_trans: NECB_Default :srr_set: NECB_Default :template: BTAPPRE1980 | reference | reference | 6e39d232-bfb5-48de-a783-dbf88df806e9 | BTAPPRE1980 | HighriseApartment | Electricity | Electricity | CAN_QC_Montreal-Trudeau.Intl.AP.716270_CWEC2016.epw | parametric |  | NECB_Default | NECB_Default | NECB_Default | NECB_Default | NECB_Default | NECB_Default | NECB_Default | NECB_Default | NECB_Default | NECB_Default | NECB_Default | NECB_Default | NECB_Default | NECB_Default | NECB_Default | NECB_Default | NECB_Default | NECB_Default | NECB_Default | NECB_Default | NECB_Default | NECB_Default | NECB_Default | NECB_Default | NECB_Default | NECB_Default | NECB_Default | NECB_Default | NECB_Default | NECB_Default | NECB_Default | NECB_Default | NECB_Default | NECB_Default | NECB_Default | NECB_Default | NECB_Default | NECB_Default | NECB_Default | NECB_Default | NECB_Default | NECB_Default | NECB_Default | NECB_Default | NECB_Default | aws_batch | 834599497928 | btap_private_cli |  | TRUE | TRUE |  |  | 82.0985 | 17.637 | 98.7582 | 152.0428 | 7836.48 | 4638.6699 | 29.8 | HighriseApartment |  |  | 0 | HighriseApartment | 10 |  | 10 | BTAPPRE1980 | 0.19422 | 23884.0213 | 1.159 | 65.3304 | 25.4639 | 10.9444 | 133.2295 | 30.3318 | MONTREAL | QUEBEC | 0.25288 | 0 | 0 | 0.25288 | 16.1056 | 0 | 0 | 16.1056 | 0 | 0.029374 | 0 | 0 | 0.65073 | 0.083019 | 0 | 0.35553 | 0.063082 | 0.040272 | 0 | 0.00083839 | 0.65073 | 0.078593 | 97.5052 | 0 | 29.8 | 0.678 | [5 empty] | 0.267 | 0.823 | 2.95 |  | 0 | Montreal-Trudeau Intl AP | CAN | 323 | 4090 | 45.471 | -73.741 | 6 | 4400 | QC | CAN_QC_Montreal-Trudeau.Intl.AP.716270_CWEC2016.epw | 0.65073 | 17.637 | 82.0985 | 19.5469 | 22.8739 | TRUE | FALSE | FALSE | FALSE | 12.3036 | 14.5938 | 0 | 1.6851 | 0.013113 | 615.89 | 0 | 128.5028 | 8.3471 | 0.064956 | 3050.86 | 2.2969e-05 | 0.65073 | 773.25 | 773.25 | 4.75 | 4.75 |  | https://s3.console.aws.amazon.com/s3/buckets/834599497928?region=ca-central-1&prefix=phylroy.lopez/reference/reference/output/6e39d232-bfb5-48de-a783-dbf88df806e9/ | 1.0.002
981 |  | TRUE | 1032 | 2 | 0 | 984.7514 |  |  |  | 0.1 | 2021-09-22 20:22:53 +0000 | 438c2ebff | 0.2.14 | :adv_dx_units: NECB_Default :airloop_economizer_type: NECB_Default :algorithm_type: parametric :analysis_id: reference :analysis_name: reference :boiler_eff: NECB_Default :btap_batch_version: 1.0.002 :building_type: HighriseApartment :chiller_type: NECB_Default :compute_environment: aws_batch :datapoint_id: 9533e4e4-7322-4c12-9c4e-90601080f449 :daylighting_type: NECB_Default :dcv_type: NECB_Default :door_construction_cond: NECB_Default :ecm_system_name: NECB_Default :electrical_loads_scale: NECB_Default :enable_costing: true :epw_file: CAN_BC_Vancouver.Intl.AP.718920_CWEC2016.epw :erv_package: NECB_Default :ext_floor_cond: NECB_Default :ext_roof_cond: NECB_Default :ext_wall_cond: NECB_Default :fdwr_set: NECB_Default :fixed_wind_solar_trans: NECB_Default :fixed_window_cond: NECB_Default :furnace_eff: NECB_Default :glass_door_cond: NECB_Default :glass_door_solar_trans: NECB_Default :ground_floor_cond: NECB_Default :ground_roof_cond: NECB_Default :ground_wall_cond: NECB_Default :image_name: btap_private_cli :infiltration_scale: NECB_Default :lights_scale: NECB_Default :lights_type: NECB_Default :nv_delta_temp_in_out: NECB_Default :nv_opening_fraction: NECB_Default :nv_temp_out_min: NECB_Default :nv_type: NECB_Default :oa_scale: NECB_Default :occupancy_loads_scale: NECB_Default :output_meters: [] :output_variables: [] :overhead_door_cond: NECB_Default :primary_heating_fuel: NaturalGas :pv_ground_azimuth_angle: NECB_Default :pv_ground_module_description: NECB_Default :pv_ground_tilt_angle: NECB_Default :pv_ground_total_area_pv_panels_m2: NECB_Default :pv_ground_type: NECB_Default :rotation_degrees: NECB_Default :run_annual_simulation: true :s3_bucket: '834599497928' :scale_x: NECB_Default :scale_y: NECB_Default :scale_z: NECB_Default :shw_eff: NECB_Default :skylight_cond: NECB_Default :skylight_solar_trans: NECB_Default :srr_set: NECB_Default :template: BTAPPRE1980 | reference | reference | 9533e4e4-7322-4c12-9c4e-90601080f449 | BTAPPRE1980 | HighriseApartment | NaturalGas | Natural Gas | CAN_BC_Vancouver.Intl.AP.718920_CWEC2016.epw | parametric |  | NECB_Default | NECB_Default | NECB_Default | NECB_Default | NECB_Default | NECB_Default | NECB_Default | NECB_Default | NECB_Default | NECB_Default | NECB_Default | NECB_Default | NECB_Default | NECB_Default | NECB_Default | NECB_Default | NECB_Default | NECB_Default | NECB_Default | NECB_Default | NECB_Default | NECB_Default | NECB_Default | NECB_Default | NECB_Default | NECB_Default | NECB_Default | NECB_Default | NECB_Default | NECB_Default | NECB_Default | NECB_Default | NECB_Default | NECB_Default | NECB_Default | NECB_Default | NECB_Default | NECB_Default | NECB_Default | NECB_Default | NECB_Default | NECB_Default | NECB_Default | NECB_Default | NECB_Default | aws_batch | 834599497928 | btap_private_cli |  | TRUE | TRUE |  |  | 51.111 | 7.5374 | 64.0339 | 136.0209 | 7836.48 | 4638.6699 | 29.8 | HighriseApartment |  |  | 0 | HighriseApartment | 10 |  | 10 | BTAPPRE1980 | 0.19422 | 23884.0213 | 1.265 | 78.6668 | 24.7963 | 3.3613 | 140.4111 | 32.3218 | VANCOUVER | BRITISH COLUMBIA | 0.49401 | 21.1097 | 0 | 21.6037 | 4.9332 | 4.7358 | 0 | 9.669 | 0 | 0.012054 | 0 | 0 | 0.17432 | 0.057576 | 0 | 0.32256 | 0.063082 | 0.040272 | 0.41872 | 0.001322 | 0.59304 | 0.096166 | 18.3198 | 58.3332 | 29.8 | 0.678 | [5 empty] | 0.363 | 0.994 | 4.09 |  | 0 | Vancouver Intl AP | CAN | 42 | 2797 | 49.195 | -123.184 | 4 | 2800 | BC | CAN_BC_Vancouver.Intl.AP.718920_CWEC2016.epw | 0.59304 | 7.5374 | 51.111 | 15.0941 | 24.7638 | TRUE | TRUE | FALSE | FALSE | 10.9327 | 7.3037 | 0 | 0 | 0 | 0 | 753.6 | 128.5028 | 8.3471 | 0.064956 | 3050.86 | 1.2761e-05 | 0.59304 | 187 | 187 | 57.75 | 57.75 |  | https://s3.console.aws.amazon.com/s3/buckets/834599497928?region=ca-central-1&prefix=phylroy.lopez/reference/reference/output/9533e4e4-7322-4c12-9c4e-90601080f449/ | 1.0.002
982 |  | TRUE | 1079 | 2 | 0 | 987.6384 |  |  |  | 0.1 | 2021-09-22 20:23:02 +0000 | 438c2ebff | 0.2.14 | :adv_dx_units: NECB_Default :airloop_economizer_type: NECB_Default :algorithm_type: parametric :analysis_id: reference :analysis_name: reference :boiler_eff: NECB_Default :btap_batch_version: 1.0.002 :building_type: HighriseApartment :chiller_type: NECB_Default :compute_environment: aws_batch :datapoint_id: 3347a8d4-f9e7-4de4-921b-91f91a7ceac6 :daylighting_type: NECB_Default :dcv_type: NECB_Default :door_construction_cond: NECB_Default :ecm_system_name: NECB_Default :electrical_loads_scale: NECB_Default :enable_costing: true :epw_file: CAN_AB_Edmonton.Intl.AP.711230_CWEC2016.epw :erv_package: NECB_Default :ext_floor_cond: NECB_Default :ext_roof_cond: NECB_Default :ext_wall_cond: NECB_Default :fdwr_set: NECB_Default :fixed_wind_solar_trans: NECB_Default :fixed_window_cond: NECB_Default :furnace_eff: NECB_Default :glass_door_cond: NECB_Default :glass_door_solar_trans: NECB_Default :ground_floor_cond: NECB_Default :ground_roof_cond: NECB_Default :ground_wall_cond: NECB_Default :image_name: btap_private_cli :infiltration_scale: NECB_Default :lights_scale: NECB_Default :lights_type: NECB_Default :nv_delta_temp_in_out: NECB_Default :nv_opening_fraction: NECB_Default :nv_temp_out_min: NECB_Default :nv_type: NECB_Default :oa_scale: NECB_Default :occupancy_loads_scale: NECB_Default :output_meters: [] :output_variables: [] :overhead_door_cond: NECB_Default :primary_heating_fuel: NaturalGas :pv_ground_azimuth_angle: NECB_Default :pv_ground_module_description: NECB_Default :pv_ground_tilt_angle: NECB_Default :pv_ground_total_area_pv_panels_m2: NECB_Default :pv_ground_type: NECB_Default :rotation_degrees: NECB_Default :run_annual_simulation: true :s3_bucket: '834599497928' :scale_x: NECB_Default :scale_y: NECB_Default :scale_z: NECB_Default :shw_eff: NECB_Default :skylight_cond: NECB_Default :skylight_solar_trans: NECB_Default :srr_set: NECB_Default :template: BTAPPRE1980 | reference | reference | 3347a8d4-f9e7-4de4-921b-91f91a7ceac6 | BTAPPRE1980 | HighriseApartment | NaturalGas | Natural Gas | CAN_AB_Edmonton.Intl.AP.711230_CWEC2016.epw | parametric |  | NECB_Default | NECB_Default | NECB_Default | NECB_Default | NECB_Default | NECB_Default | NECB_Default | NECB_Default | NECB_Default | NECB_Default | NECB_Default | NECB_Default | NECB_Default | NECB_Default | NECB_Default | NECB_Default | NECB_Default | NECB_Default | NECB_Default | NECB_Default | NECB_Default | NECB_Default | NECB_Default | NECB_Default | NECB_Default | NECB_Default | NECB_Default | NECB_Default | NECB_Default | NECB_Default | NECB_Default | NECB_Default | NECB_Default | NECB_Default | NECB_Default | NECB_Default | NECB_Default | NECB_Default | NECB_Default | NECB_Default | NECB_Default | NECB_Default | NECB_Default | NECB_Default | NECB_Default | aws_batch | 834599497928 | btap_private_cli |  | TRUE | TRUE |  |  | 98.1997 | 9.3939 | 101.7077 | 200.507 | 7836.48 | 4638.6699 | 29.8 | HighriseApartment |  |  | 0 | HighriseApartment | 10 |  | 10 | BTAPPRE1980 | 0.19422 | 23884.0213 | 1.1971 | 100.1983 | 27.736 | 3.3846 | 167.9093 | 35.3932 | EDMONTON | ALBERTA | 45.3664 | 31.2093 | 0 | 76.5757 | 4.2998 | 2.2265 | 0 | 6.5263 | 0 | 0.015645 | 0 | 0 | 0.20672 | 0.08617 | 0 | 0.50712 | 0.063082 | 0.040272 | 0.61847 | 0.0015364 | 0.82519 | 0.11135 | 20.3762 | 100.4966 | 29.8 | 0.678 | [5 empty] | 0.227 | 0.772 | 2.95 |  | 0 | Edmonton Intl AP | CAN | 23 | 5588 | 53.31 | -113.579 | 7a | 5120 | AB | CAN_AB_Edmonton.Intl.AP.711230_CWEC2016.epw | 0.82519 | 9.3939 | 98.1997 | 15.1989 | 19.8306 | TRUE | TRUE | FALSE | FALSE | 11.2278 | 18.2467 | 0 | 0 | 0 | 0 | 872.63 | 128.5028 | 8.3471 | 0.064956 | 3050.86 | 1.5313e-05 | 0.82519 | 565.25 | 565.25 | 51.5 | 51.5 |  | https://s3.console.aws.amazon.com/s3/buckets/834599497928?region=ca-central-1&prefix=phylroy.lopez/reference/reference/output/3347a8d4-f9e7-4de4-921b-91f91a7ceac6/ | 1.0.002
983 |  | TRUE | 1089 | 2 | 0 | 987.2468 |  |  |  | 0.1 | 2021-09-22 20:22:56 +0000 | 438c2ebff | 0.2.14 | :adv_dx_units: NECB_Default :airloop_economizer_type: NECB_Default :algorithm_type: parametric :analysis_id: reference :analysis_name: reference :boiler_eff: NECB_Default :btap_batch_version: 1.0.002 :building_type: HighriseApartment :chiller_type: NECB_Default :compute_environment: aws_batch :datapoint_id: 4be564ee-7391-45dd-af40-6ca57081ab52 :daylighting_type: NECB_Default :dcv_type: NECB_Default :door_construction_cond: NECB_Default :ecm_system_name: NECB_Default :electrical_loads_scale: NECB_Default :enable_costing: true :epw_file: CAN_AB_Calgary.Intl.AP.718770_CWEC2016.epw :erv_package: NECB_Default :ext_floor_cond: NECB_Default :ext_roof_cond: NECB_Default :ext_wall_cond: NECB_Default :fdwr_set: NECB_Default :fixed_wind_solar_trans: NECB_Default :fixed_window_cond: NECB_Default :furnace_eff: NECB_Default :glass_door_cond: NECB_Default :glass_door_solar_trans: NECB_Default :ground_floor_cond: NECB_Default :ground_roof_cond: NECB_Default :ground_wall_cond: NECB_Default :image_name: btap_private_cli :infiltration_scale: NECB_Default :lights_scale: NECB_Default :lights_type: NECB_Default :nv_delta_temp_in_out: NECB_Default :nv_opening_fraction: NECB_Default :nv_temp_out_min: NECB_Default :nv_type: NECB_Default :oa_scale: NECB_Default :occupancy_loads_scale: NECB_Default :output_meters: [] :output_variables: [] :overhead_door_cond: NECB_Default :primary_heating_fuel: NaturalGas :pv_ground_azimuth_angle: NECB_Default :pv_ground_module_description: NECB_Default :pv_ground_tilt_angle: NECB_Default :pv_ground_total_area_pv_panels_m2: NECB_Default :pv_ground_type: NECB_Default :rotation_degrees: NECB_Default :run_annual_simulation: true :s3_bucket: '834599497928' :scale_x: NECB_Default :scale_y: NECB_Default :scale_z: NECB_Default :shw_eff: NECB_Default :skylight_cond: NECB_Default :skylight_solar_trans: NECB_Default :srr_set: NECB_Default :template: BTAPPRE1980 | reference | reference | 4be564ee-7391-45dd-af40-6ca57081ab52 | BTAPPRE1980 | HighriseApartment | NaturalGas | Natural Gas | CAN_AB_Calgary.Intl.AP.718770_CWEC2016.epw | parametric |  | NECB_Default | NECB_Default | NECB_Default | NECB_Default | NECB_Default | NECB_Default | NECB_Default | NECB_Default | NECB_Default | NECB_Default | NECB_Default | NECB_Default | NECB_Default | NECB_Default | NECB_Default | NECB_Default | NECB_Default | NECB_Default | NECB_Default | NECB_Default | NECB_Default | NECB_Default | NECB_Default | NECB_Default | NECB_Default | NECB_Default | NECB_Default | NECB_Default | NECB_Default | NECB_Default | NECB_Default | NECB_Default | NECB_Default | NECB_Default | NECB_Default | NECB_Default | NECB_Default | NECB_Default | NECB_Default | NECB_Default | NECB_Default | NECB_Default | NECB_Default | NECB_Default | NECB_Default | aws_batch | 834599497928 | btap_private_cli |  | TRUE | TRUE |  |  | 77.8904 | 12.0941 | 82.1695 | 174.9198 | 7836.48 | 4638.6699 | 29.8 | HighriseApartment |  |  | 0 | HighriseApartment | 10 |  | 10 | BTAPPRE1980 | 0.19422 | 23884.0213 | 1.2012 | 100.294 | 26.7328 | 3.3856 | 166.4175 | 34.8038 | CALGARY | ALBERTA | 45.3131 | 26.5734 | 0 | 71.8866 | 4.2947 | 1.8958 | 0 | 6.1905 | 0 | 0.01718 | 0 | 0 | 0.20648 | 0.084484 | 0 | 0.41977 | 0.063082 | 0.040272 | 0.52661 | 0.001442 | 0.73308 | 0.10683 | 19.6737 | 83.5449 | 29.8 | 0.678 | [5 empty] | 0.227 | 0.772 | 2.95 |  | 0 | Calgary Intl AP | CAN | 64 | 4781 | 51.114 | -114.02 | 7a | 5000 | AB | CAN_AB_Calgary.Intl.AP.718770_CWEC2016.epw | 0.73308 | 12.0941 | 77.8904 | 14.8969 | 21.9209 | TRUE | FALSE | FALSE | FALSE | 12.0891 | 16.0452 | 0 | 0 | 0 | 0 | 837.19 | 128.5028 | 8.3471 | 0.064956 | 3050.86 | 1.7865e-05 | 0.73308 | 697.75 | 697.75 | 9.5 | 9.5 |  | https://s3.console.aws.amazon.com/s3/buckets/834599497928?region=ca-central-1&prefix=phylroy.lopez/reference/reference/output/4be564ee-7391-45dd-af40-6ca57081ab52/ | 1.0.002
984 |  | TRUE | 1041 | 0 | 0 | 986.9014 |  |  |  | 0.1 | 2021-09-22 20:22:28 +0000 | 438c2ebff | 0.2.14 | :adv_dx_units: NECB_Default :airloop_economizer_type: NECB_Default :algorithm_type: parametric :analysis_id: reference :analysis_name: reference :boiler_eff: NECB_Default :btap_batch_version: 1.0.002 :building_type: HighriseApartment :chiller_type: NECB_Default :compute_environment: aws_batch :datapoint_id: 2757c14d-e5bd-4ed5-92df-36dd212f320d :daylighting_type: NECB_Default :dcv_type: NECB_Default :door_construction_cond: NECB_Default :ecm_system_name: NECB_Default :electrical_loads_scale: NECB_Default :enable_costing: true :epw_file: CAN_ON_Toronto.Pearson.Intl.AP.716240_CWEC2016.epw :erv_package: NECB_Default :ext_floor_cond: NECB_Default :ext_roof_cond: NECB_Default :ext_wall_cond: NECB_Default :fdwr_set: NECB_Default :fixed_wind_solar_trans: NECB_Default :fixed_window_cond: NECB_Default :furnace_eff: NECB_Default :glass_door_cond: NECB_Default :glass_door_solar_trans: NECB_Default :ground_floor_cond: NECB_Default :ground_roof_cond: NECB_Default :ground_wall_cond: NECB_Default :image_name: btap_private_cli :infiltration_scale: NECB_Default :lights_scale: NECB_Default :lights_type: NECB_Default :nv_delta_temp_in_out: NECB_Default :nv_opening_fraction: NECB_Default :nv_temp_out_min: NECB_Default :nv_type: NECB_Default :oa_scale: NECB_Default :occupancy_loads_scale: NECB_Default :output_meters: [] :output_variables: [] :overhead_door_cond: NECB_Default :primary_heating_fuel: Electricity :pv_ground_azimuth_angle: NECB_Default :pv_ground_module_description: NECB_Default :pv_ground_tilt_angle: NECB_Default :pv_ground_total_area_pv_panels_m2: NECB_Default :pv_ground_type: NECB_Default :rotation_degrees: NECB_Default :run_annual_simulation: true :s3_bucket: '834599497928' :scale_x: NECB_Default :scale_y: NECB_Default :scale_z: NECB_Default :shw_eff: NECB_Default :skylight_cond: NECB_Default :skylight_solar_trans: NECB_Default :srr_set: NECB_Default :template: BTAPPRE1980 | reference | reference | 2757c14d-e5bd-4ed5-92df-36dd212f320d | BTAPPRE1980 | HighriseApartment | Electricity | Electricity | CAN_ON_Toronto.Pearson.Intl.AP.716240_CWEC2016.epw | parametric |  | NECB_Default | NECB_Default | NECB_Default | NECB_Default | NECB_Default | NECB_Default | NECB_Default | NECB_Default | NECB_Default | NECB_Default | NECB_Default | NECB_Default | NECB_Default | NECB_Default | NECB_Default | NECB_Default | NECB_Default | NECB_Default | NECB_Default | NECB_Default | NECB_Default | NECB_Default | NECB_Default | NECB_Default | NECB_Default | NECB_Default | NECB_Default | NECB_Default | NECB_Default | NECB_Default | NECB_Default | NECB_Default | NECB_Default | NECB_Default | NECB_Default | NECB_Default | NECB_Default | NECB_Default | NECB_Default | NECB_Default | NECB_Default | NECB_Default | NECB_Default | NECB_Default | NECB_Default | aws_batch | 834599497928 | btap_private_cli |  | TRUE | TRUE |  |  | 83.9554 | 20.1737 | 88.5375 | 142.3985 | 7836.48 | 4638.6699 | 29.8 | HighriseApartment |  |  | 0 | HighriseApartment | 10 |  | 10 | BTAPPRE1980 | 0.19422 | 23884.0213 | 1.38 | 71.3421 | 28.0792 | 10.9953 | 144.3434 | 32.5469 | TORONTO | ONTARIO | 3.4215 | 0 | 0 | 3.4215 | 27.4125 | 0 | 0 | 27.4125 | 0 | 0.032294 | 0 | 0 | 0.61601 | 0.084548 | 0 | 0.31873 | 0.063082 | 0.040272 | 0 | 0.00083966 | 0.61601 | 0.076218 | 98.0392 | 0 | 29.8 | 0.678 | [5 empty] | 0.296 | 0.9 | 3.35 |  | 0 | Toronto Pearson Intl AP | CAN | 382 | 3615 | 43.677 | -79.631 | 5 | 3890 | ON | CAN_ON_Toronto.Pearson.Intl.AP.716240_CWEC2016.epw | 0.61601 | 20.1737 | 83.9554 | 20.5556 | 21.5171 | TRUE | FALSE | FALSE | FALSE | 12.1965 | 8.6659 | 0 | 1.6341 | 0.012717 | 597.28 | 0 | 128.5028 | 8.3471 | 0.064956 | 3050.86 | 2.2969e-05 | 0.61601 | 907 | 907 | 2.75 | 2.75 |  | https://s3.console.aws.amazon.com/s3/buckets/834599497928?region=ca-central-1&prefix=phylroy.lopez/reference/reference/output/2757c14d-e5bd-4ed5-92df-36dd212f320d/ | 1.0.002
985 |  | TRUE | 1039 | 2 | 0 | 987.8918 |  |  |  | 0.1 | 2021-09-22 20:22:53 +0000 | 438c2ebff | 0.2.14 | :adv_dx_units: NECB_Default :airloop_economizer_type: NECB_Default :algorithm_type: parametric :analysis_id: reference :analysis_name: reference :boiler_eff: NECB_Default :btap_batch_version: 1.0.002 :building_type: HighriseApartment :chiller_type: NECB_Default :compute_environment: aws_batch :datapoint_id: eda30846-602b-4b71-ba55-8d7d4d424271 :daylighting_type: NECB_Default :dcv_type: NECB_Default :door_construction_cond: NECB_Default :ecm_system_name: NECB_Default :electrical_loads_scale: NECB_Default :enable_costing: true :epw_file: CAN_ON_Toronto.Pearson.Intl.AP.716240_CWEC2016.epw :erv_package: NECB_Default :ext_floor_cond: NECB_Default :ext_roof_cond: NECB_Default :ext_wall_cond: NECB_Default :fdwr_set: NECB_Default :fixed_wind_solar_trans: NECB_Default :fixed_window_cond: NECB_Default :furnace_eff: NECB_Default :glass_door_cond: NECB_Default :glass_door_solar_trans: NECB_Default :ground_floor_cond: NECB_Default :ground_roof_cond: NECB_Default :ground_wall_cond: NECB_Default :image_name: btap_private_cli :infiltration_scale: NECB_Default :lights_scale: NECB_Default :lights_type: NECB_Default :nv_delta_temp_in_out: NECB_Default :nv_opening_fraction: NECB_Default :nv_temp_out_min: NECB_Default :nv_type: NECB_Default :oa_scale: NECB_Default :occupancy_loads_scale: NECB_Default :output_meters: [] :output_variables: [] :overhead_door_cond: NECB_Default :primary_heating_fuel: NaturalGas :pv_ground_azimuth_angle: NECB_Default :pv_ground_module_description: NECB_Default :pv_ground_tilt_angle: NECB_Default :pv_ground_total_area_pv_panels_m2: NECB_Default :pv_ground_type: NECB_Default :rotation_degrees: NECB_Default :run_annual_simulation: true :s3_bucket: '834599497928' :scale_x: NECB_Default :scale_y: NECB_Default :scale_z: NECB_Default :shw_eff: NECB_Default :skylight_cond: NECB_Default :skylight_solar_trans: NECB_Default :srr_set: NECB_Default :template: BTAPPRE1980 | reference | reference | eda30846-602b-4b71-ba55-8d7d4d424271 | BTAPPRE1980 | HighriseApartment | NaturalGas | Natural Gas | CAN_ON_Toronto.Pearson.Intl.AP.716240_CWEC2016.epw | parametric |  | NECB_Default | NECB_Default | NECB_Default | NECB_Default | NECB_Default | NECB_Default | NECB_Default | NECB_Default | NECB_Default | NECB_Default | NECB_Default | NECB_Default | NECB_Default | NECB_Default | NECB_Default | NECB_Default | NECB_Default | NECB_Default | NECB_Default | NECB_Default | NECB_Default | NECB_Default | NECB_Default | NECB_Default | NECB_Default | NECB_Default | NECB_Default | NECB_Default | NECB_Default | NECB_Default | NECB_Default | NECB_Default | NECB_Default | NECB_Default | NECB_Default | NECB_Default | NECB_Default | NECB_Default | NECB_Default | NECB_Default | NECB_Default | NECB_Default | NECB_Default | NECB_Default | NECB_Default | aws_batch | 834599497928 | btap_private_cli |  | TRUE | TRUE |  |  | 108.1938 | 20.1739 | 88.574 | 182.073 | 7836.48 | 4638.6699 | 29.8 | HighriseApartment |  |  | 0 | HighriseApartment | 10 |  | 10 | BTAPPRE1980 | 0.19422 | 23884.0213 | 1.38 | 108.3663 | 28.0792 | 3.4455 | 178.4805 | 37.2094 | TORONTO | ONTARIO | 1.2317 | 26.542 | 0 | 27.7737 | 9.8683 | 4.6833 | 0 | 14.5517 | 0 | 0.032281 | 0 | 0 | 0.22176 | 0.08463 | 0 | 0.43822 | 0.063082 | 0.040272 | 0.53708 | 0.0014726 | 0.75884 | 0.098863 | 26.4495 | 114.1723 | 29.8 | 0.678 | [5 empty] | 0.296 | 0.9 | 3.35 |  | 0 | Toronto Pearson Intl AP | CAN | 382 | 3615 | 43.677 | -79.631 | 5 | 3890 | ON | CAN_ON_Toronto.Pearson.Intl.AP.716240_CWEC2016.epw | 0.75884 | 20.1739 | 108.1938 | 20.5556 | 21.5171 | TRUE | FALSE | FALSE | FALSE | 12.1965 | 8.6659 | 0 | 0 | 0 | 0 | 774.74 | 128.5028 | 8.3471 | 0.064956 | 3050.86 | 2.2969e-05 | 0.75884 | 905 | 905 | 17 | 17 |  | https://s3.console.aws.amazon.com/s3/buckets/834599497928?region=ca-central-1&prefix=phylroy.lopez/reference/reference/output/eda30846-602b-4b71-ba55-8d7d4d424271/ | 1.0.002
986 |  | TRUE | 1100 | 0 | 0 | 988.5932 |  |  |  | 0.1 | 2021-09-22 20:22:58 +0000 | 438c2ebff | 0.2.14 | :adv_dx_units: NECB_Default :airloop_economizer_type: NECB_Default :algorithm_type: parametric :analysis_id: reference :analysis_name: reference :boiler_eff: NECB_Default :btap_batch_version: 1.0.002 :building_type: HighriseApartment :chiller_type: NECB_Default :compute_environment: aws_batch :datapoint_id: be9d45ea-867f-4bfd-96c5-041b424ea638 :daylighting_type: NECB_Default :dcv_type: NECB_Default :door_construction_cond: NECB_Default :ecm_system_name: NECB_Default :electrical_loads_scale: NECB_Default :enable_costing: true :epw_file: CAN_AB_Edmonton.Intl.AP.711230_CWEC2016.epw :erv_package: NECB_Default :ext_floor_cond: NECB_Default :ext_roof_cond: NECB_Default :ext_wall_cond: NECB_Default :fdwr_set: NECB_Default :fixed_wind_solar_trans: NECB_Default :fixed_window_cond: NECB_Default :furnace_eff: NECB_Default :glass_door_cond: NECB_Default :glass_door_solar_trans: NECB_Default :ground_floor_cond: NECB_Default :ground_roof_cond: NECB_Default :ground_wall_cond: NECB_Default :image_name: btap_private_cli :infiltration_scale: NECB_Default :lights_scale: NECB_Default :lights_type: NECB_Default :nv_delta_temp_in_out: NECB_Default :nv_opening_fraction: NECB_Default :nv_temp_out_min: NECB_Default :nv_type: NECB_Default :oa_scale: NECB_Default :occupancy_loads_scale: NECB_Default :output_meters: [] :output_variables: [] :overhead_door_cond: NECB_Default :primary_heating_fuel: Electricity :pv_ground_azimuth_angle: NECB_Default :pv_ground_module_description: NECB_Default :pv_ground_tilt_angle: NECB_Default :pv_ground_total_area_pv_panels_m2: NECB_Default :pv_ground_type: NECB_Default :rotation_degrees: NECB_Default :run_annual_simulation: true :s3_bucket: '834599497928' :scale_x: NECB_Default :scale_y: NECB_Default :scale_z: NECB_Default :shw_eff: NECB_Default :skylight_cond: NECB_Default :skylight_solar_trans: NECB_Default :srr_set: NECB_Default :template: BTAP1980TO2010 | reference | reference | be9d45ea-867f-4bfd-96c5-041b424ea638 | BTAP1980TO2010 | HighriseApartment | Electricity | Electricity | CAN_AB_Edmonton.Intl.AP.711230_CWEC2016.epw | parametric |  | NECB_Default | NECB_Default | NECB_Default | NECB_Default | NECB_Default | NECB_Default | NECB_Default | NECB_Default | NECB_Default | NECB_Default | NECB_Default | NECB_Default | NECB_Default | NECB_Default | NECB_Default | NECB_Default | NECB_Default | NECB_Default | NECB_Default | NECB_Default | NECB_Default | NECB_Default | NECB_Default | NECB_Default | NECB_Default | NECB_Default | NECB_Default | NECB_Default | NECB_Default | NECB_Default | NECB_Default | NECB_Default | NECB_Default | NECB_Default | NECB_Default | NECB_Default | NECB_Default | NECB_Default | NECB_Default | NECB_Default | NECB_Default | NECB_Default | NECB_Default | NECB_Default | NECB_Default | aws_batch | 834599497928 | btap_private_cli |  | TRUE | TRUE |  |  | 70.0717 | 9.2757 | 93.1491 | 142.9234 | 7836.48 | 4638.6699 | 29.8 | HighriseApartment |  |  | 0 | HighriseApartment | 10 |  | 10 | BTAP1980TO2010 | 0.19422 | 23884.0213 | 1.1971 | 57.103 | 27.736 | 10.9525 | 127.6351 | 30.6464 | EDMONTON | ALBERTA | 135.6017 | 0 | 0 | 135.6017 | 12.8522 | 0 | 0 | 12.8522 | 0 | 0.017079 | 0 | 0 | 0.61789 | 0.074697 | 0 | 0.33534 | 0.063082 | 0.040272 | 0 | 0.00083711 | 0.61789 | 0.086575 | 82.0517 | 0 | 29.8 | 0.678 | [5 empty] | 0.227 | 0.346 | 2.95 |  | 0 | Edmonton Intl AP | CAN | 23 | 5588 | 53.31 | -113.579 | 7a | 5120 | AB | CAN_AB_Edmonton.Intl.AP.711230_CWEC2016.epw | 0.61789 | 9.2757 | 70.0717 | 15.1989 | 19.8306 | TRUE | TRUE | FALSE | FALSE | 11.2278 | 18.2467 | 0 | 1.8562 | 0.014445 | 678.44 | 0 | 128.5028 | 8.3471 | 0.064956 | 3050.86 | 1.6589e-05 | 0.61789 | 627.5 | 627.5 | 43.5 | 43.5 |  | https://s3.console.aws.amazon.com/s3/buckets/834599497928?region=ca-central-1&prefix=phylroy.lopez/reference/reference/output/be9d45ea-867f-4bfd-96c5-041b424ea638/ | 1.0.002
987 |  | TRUE | 1134 | 0 | 0 | 987.3272 |  |  |  | 0.1 | 2021-09-22 20:23:00 +0000 | 438c2ebff | 0.2.14 | :adv_dx_units: NECB_Default :airloop_economizer_type: NECB_Default :algorithm_type: parametric :analysis_id: reference :analysis_name: reference :boiler_eff: NECB_Default :btap_batch_version: 1.0.002 :building_type: HighriseApartment :chiller_type: NECB_Default :compute_environment: aws_batch :datapoint_id: 26fc4eef-0fe0-4ddb-b02f-3251bc4f90e0 :daylighting_type: NECB_Default :dcv_type: NECB_Default :door_construction_cond: NECB_Default :ecm_system_name: NECB_Default :electrical_loads_scale: NECB_Default :enable_costing: true :epw_file: CAN_NS_Halifax.Dockyard.713280_CWEC2016.epw :erv_package: NECB_Default :ext_floor_cond: NECB_Default :ext_roof_cond: NECB_Default :ext_wall_cond: NECB_Default :fdwr_set: NECB_Default :fixed_wind_solar_trans: NECB_Default :fixed_window_cond: NECB_Default :furnace_eff: NECB_Default :glass_door_cond: NECB_Default :glass_door_solar_trans: NECB_Default :ground_floor_cond: NECB_Default :ground_roof_cond: NECB_Default :ground_wall_cond: NECB_Default :image_name: btap_private_cli :infiltration_scale: NECB_Default :lights_scale: NECB_Default :lights_type: NECB_Default :nv_delta_temp_in_out: NECB_Default :nv_opening_fraction: NECB_Default :nv_temp_out_min: NECB_Default :nv_type: NECB_Default :oa_scale: NECB_Default :occupancy_loads_scale: NECB_Default :output_meters: [] :output_variables: [] :overhead_door_cond: NECB_Default :primary_heating_fuel: Electricity :pv_ground_azimuth_angle: NECB_Default :pv_ground_module_description: NECB_Default :pv_ground_tilt_angle: NECB_Default :pv_ground_total_area_pv_panels_m2: NECB_Default :pv_ground_type: NECB_Default :rotation_degrees: NECB_Default :run_annual_simulation: true :s3_bucket: '834599497928' :scale_x: NECB_Default :scale_y: NECB_Default :scale_z: NECB_Default :shw_eff: NECB_Default :skylight_cond: NECB_Default :skylight_solar_trans: NECB_Default :srr_set: NECB_Default :template: NECB2011 | reference | reference | 26fc4eef-0fe0-4ddb-b02f-3251bc4f90e0 | NECB2011 | HighriseApartment | Electricity | Electricity | CAN_NS_Halifax.Dockyard.713280_CWEC2016.epw | parametric |  | NECB_Default | NECB_Default | NECB_Default | NECB_Default | NECB_Default | NECB_Default | NECB_Default | NECB_Default | NECB_Default | NECB_Default | NECB_Default | NECB_Default | NECB_Default | NECB_Default | NECB_Default | NECB_Default | NECB_Default | NECB_Default | NECB_Default | NECB_Default | NECB_Default | NECB_Default | NECB_Default | NECB_Default | NECB_Default | NECB_Default | NECB_Default | NECB_Default | NECB_Default | NECB_Default | NECB_Default | NECB_Default | NECB_Default | NECB_Default | NECB_Default | NECB_Default | NECB_Default | NECB_Default | NECB_Default | NECB_Default | NECB_Default | NECB_Default | NECB_Default | NECB_Default | NECB_Default | aws_batch | 834599497928 | btap_private_cli |  | TRUE | TRUE |  |  | 32.6787 | 9.2678 | 37.3276 | 84.3888 | 7836.48 | 4638.6699 | 40 | HighriseApartment |  |  | 5 | HighriseApartment | 10 |  | 10 | NECB2011 | 0.19422 | 23884.0213 | 50.7186 | 48.1624 | 27.0586 | 10.9335 | 170.4239 | 33.5508 | HALIFAX | NOVA SCOTIA | 82.5728 | 0 | 0 | 82.5728 | 16.1941 | 0 | 0 | 16.1941 | 0 | 0.038379 | 0 | 0 | 0.40719 | 0.052547 | 0 | 0.13438 | 0.063082 | 0.040272 | 0 | 0.00096472 | 0.40719 | 0.077528 | 48.7535 | 0 | 40 | 0.757 | [5 empty] | 0.183 | 0.247 | 2.2 | 2.2 | 5 | Halifax Dockyard | CAN | 112 | 3647 | 44.655 | -63.577 | 6 | 4000 | NS | CAN_NS_Halifax.Dockyard.713280_CWEC2016.epw | 0.40719 | 9.2678 | 32.6787 | 17.2425 | 22.6612 | TRUE | FALSE | FALSE | FALSE | 8.0716 | 7.1373 | 0 | 1.6622 | 0.012935 | 607.55 | 0 | 128.5028 | 8.3471 | 0.064956 | 3050.86 | 4.0835e-05 | 0.40719 | 94.25 | 94.25 | 0 | 0 |  | https://s3.console.aws.amazon.com/s3/buckets/834599497928?region=ca-central-1&prefix=phylroy.lopez/reference/reference/output/26fc4eef-0fe0-4ddb-b02f-3251bc4f90e0/ | 1.0.002