988 |  | TRUE | 1041 | 0 | 0 | 988.2713 |  |  |  | 0.1 | 2021-09-22 20:22:20 +0000 | 438c2ebff | 0.2.14 | :adv_dx_units: NECB_Default :airloop_economizer_type: NECB_Default :algorithm_type: parametric :analysis_id: reference :analysis_name: reference :boiler_eff: NECB_Default :btap_batch_version: 1.0.002 :building_type: HighriseApartment :chiller_type: NECB_Default :compute_environment: aws_batch :datapoint_id: da5c8c23-007b-41f5-8de9-3d4324db99d8 :daylighting_type: NECB_Default :dcv_type: NECB_Default :door_construction_cond: NECB_Default :ecm_system_name: NECB_Default :electrical_loads_scale: NECB_Default :enable_costing: true :epw_file: CAN_ON_Toronto.Pearson.Intl.AP.716240_CWEC2016.epw :erv_package: NECB_Default :ext_floor_cond: NECB_Default :ext_roof_cond: NECB_Default :ext_wall_cond: NECB_Default :fdwr_set: NECB_Default :fixed_wind_solar_trans: NECB_Default :fixed_window_cond: NECB_Default :furnace_eff: NECB_Default :glass_door_cond: NECB_Default :glass_door_solar_trans: NECB_Default :ground_floor_cond: NECB_Default :ground_roof_cond: NECB_Default :ground_wall_cond: NECB_Default :image_name: btap_private_cli :infiltration_scale: NECB_Default :lights_scale: NECB_Default :lights_type: NECB_Default :nv_delta_temp_in_out: NECB_Default :nv_opening_fraction: NECB_Default :nv_temp_out_min: NECB_Default :nv_type: NECB_Default :oa_scale: NECB_Default :occupancy_loads_scale: NECB_Default :output_meters: [] :output_variables: [] :overhead_door_cond: NECB_Default :primary_heating_fuel: Electricity :pv_ground_azimuth_angle: NECB_Default :pv_ground_module_description: NECB_Default :pv_ground_tilt_angle: NECB_Default :pv_ground_total_area_pv_panels_m2: NECB_Default :pv_ground_type: NECB_Default :rotation_degrees: NECB_Default :run_annual_simulation: true :s3_bucket: '834599497928' :scale_x: NECB_Default :scale_y: NECB_Default :scale_z: NECB_Default :shw_eff: NECB_Default :skylight_cond: NECB_Default :skylight_solar_trans: NECB_Default :srr_set: NECB_Default :template: BTAP1980TO2010 | reference | reference | da5c8c23-007b-41f5-8de9-3d4324db99d8 | BTAP1980TO2010 | HighriseApartment | Electricity | Electricity | CAN_ON_Toronto.Pearson.Intl.AP.716240_CWEC2016.epw | parametric |  | NECB_Default | NECB_Default | NECB_Default | NECB_Default | NECB_Default | NECB_Default | NECB_Default | NECB_Default | NECB_Default | NECB_Default | NECB_Default | NECB_Default | NECB_Default | NECB_Default | NECB_Default | NECB_Default | NECB_Default | NECB_Default | NECB_Default | NECB_Default | NECB_Default | NECB_Default | NECB_Default | NECB_Default | NECB_Default | NECB_Default | NECB_Default | NECB_Default | NECB_Default | NECB_Default | NECB_Default | NECB_Default | NECB_Default | NECB_Default | NECB_Default | NECB_Default | NECB_Default | NECB_Default | NECB_Default | NECB_Default | NECB_Default | NECB_Default | NECB_Default | NECB_Default | NECB_Default | aws_batch | 834599497928 | btap_private_cli |  | TRUE | TRUE |  |  | 81.6243 | 19.877 | 85.6216 | 138.382 | 7836.48 | 4638.6699 | 29.8 | HighriseApartment |  |  | 0 | HighriseApartment | 10 |  | 10 | BTAP1980TO2010 | 0.19422 | 23884.0213 | 1.38 | 69.7779 | 28.0792 | 10.9953 | 142.7115 | 32.4792 | TORONTO | ONTARIO | 3.3411 | 0 | 0 | 3.3411 | 26.769 | 0 | 0 | 26.769 | 0 | 0.03213 | 0 | 0 | 0.60155 | 0.080753 | 0 | 0.30824 | 0.063082 | 0.040272 | 0 | 0.00083456 | 0.60155 | 0.076218 | 95.536 | 0 | 29.8 | 0.678 | [5 empty] | 0.296 | 0.682 | 3.35 |  | 0 | Toronto Pearson Intl AP | CAN | 382 | 3615 | 43.677 | -79.631 | 5 | 3890 | ON | CAN_ON_Toronto.Pearson.Intl.AP.716240_CWEC2016.epw | 0.60155 | 19.877 | 81.6243 | 20.5556 | 21.5171 | TRUE | FALSE | FALSE | FALSE | 12.1965 | 8.6659 | 0 | 1.6341 | 0.012717 | 597.28 | 0 | 128.5028 | 8.3471 | 0.064956 | 3050.86 | 2.2969e-05 | 0.60155 | 895.75 | 895.75 | 3 | 3 |  | https://s3.console.aws.amazon.com/s3/buckets/834599497928?region=ca-central-1&prefix=phylroy.lopez/reference/reference/output/da5c8c23-007b-41f5-8de9-3d4324db99d8/ | 1.0.002
989 |  | TRUE | 1192 | 0 | 0 | 986.0163 |  |  |  | 0.1 | 2021-09-22 20:23:09 +0000 | 438c2ebff | 0.2.14 | :adv_dx_units: NECB_Default :airloop_economizer_type: NECB_Default :algorithm_type: parametric :analysis_id: reference :analysis_name: reference :boiler_eff: NECB_Default :btap_batch_version: 1.0.002 :building_type: HighriseApartment :chiller_type: NECB_Default :compute_environment: aws_batch :datapoint_id: 989472b2-7bd9-41d1-89ea-1bd242d315c8 :daylighting_type: NECB_Default :dcv_type: NECB_Default :door_construction_cond: NECB_Default :ecm_system_name: NECB_Default :electrical_loads_scale: NECB_Default :enable_costing: true :epw_file: CAN_YT_Whitehorse.Intl.AP.719640_CWEC2016.epw :erv_package: NECB_Default :ext_floor_cond: NECB_Default :ext_roof_cond: NECB_Default :ext_wall_cond: NECB_Default :fdwr_set: NECB_Default :fixed_wind_solar_trans: NECB_Default :fixed_window_cond: NECB_Default :furnace_eff: NECB_Default :glass_door_cond: NECB_Default :glass_door_solar_trans: NECB_Default :ground_floor_cond: NECB_Default :ground_roof_cond: NECB_Default :ground_wall_cond: NECB_Default :image_name: btap_private_cli :infiltration_scale: NECB_Default :lights_scale: NECB_Default :lights_type: NECB_Default :nv_delta_temp_in_out: NECB_Default :nv_opening_fraction: NECB_Default :nv_temp_out_min: NECB_Default :nv_type: NECB_Default :oa_scale: NECB_Default :occupancy_loads_scale: NECB_Default :output_meters: [] :output_variables: [] :overhead_door_cond: NECB_Default :primary_heating_fuel: Electricity :pv_ground_azimuth_angle: NECB_Default :pv_ground_module_description: NECB_Default :pv_ground_tilt_angle: NECB_Default :pv_ground_total_area_pv_panels_m2: NECB_Default :pv_ground_type: NECB_Default :rotation_degrees: NECB_Default :run_annual_simulation: true :s3_bucket: '834599497928' :scale_x: NECB_Default :scale_y: NECB_Default :scale_z: NECB_Default :shw_eff: NECB_Default :skylight_cond: NECB_Default :skylight_solar_trans: NECB_Default :srr_set: NECB_Default :template: NECB2011 | reference | reference | 989472b2-7bd9-41d1-89ea-1bd242d315c8 | NECB2011 | HighriseApartment | Electricity | Electricity | CAN_YT_Whitehorse.Intl.AP.719640_CWEC2016.epw | parametric |  | NECB_Default | NECB_Default | NECB_Default | NECB_Default | NECB_Default | NECB_Default | NECB_Default | NECB_Default | NECB_Default | NECB_Default | NECB_Default | NECB_Default | NECB_Default | NECB_Default | NECB_Default | NECB_Default | NECB_Default | NECB_Default | NECB_Default | NECB_Default | NECB_Default | NECB_Default | NECB_Default | NECB_Default | NECB_Default | NECB_Default | NECB_Default | NECB_Default | NECB_Default | NECB_Default | NECB_Default | NECB_Default | NECB_Default | NECB_Default | NECB_Default | NECB_Default | NECB_Default | NECB_Default | NECB_Default | NECB_Default | NECB_Default | NECB_Default | NECB_Default | NECB_Default | NECB_Default | aws_batch | 834599497928 | btap_private_cli |  | TRUE | TRUE |  |  | 41.0665 | 6.7822 | 66.2596 | 111.6956 | 7836.48 | 4638.6699 | 22.8 | HighriseApartment |  |  | 5 | HighriseApartment | 10 |  | 10 | NECB2011 | 0.19422 | 23884.0213 | 52.8737 | 41.6125 | 24.558 | 10.8322 | 167.2322 | 37.3558 | WHITEHORSE | YUKON | 7.8622 | 0 | 0 | 7.8622 | 18.0055 | 0 | 0 | 18.0055 | 0 | 0.017827 | 0 | 0 | 0.50549 | 0.054398 | 1.0209e-05 | 0.23853 | 0.063082 | 0.040272 | 0 | 0.00088177 | 0.50549 | 0.090463 | 55.0246 | 0 | 22.8 | 0.757 | [5 empty] | 0.162 | 0.21 | 2.2 | 2.2 | 5 | Whitehorse Intl AP | CAN | 5 | 6491 | 60.709 | -135.069 | 7b | 6580 | YT | CAN_YT_Whitehorse.Intl.AP.719640_CWEC2016.epw | 0.50549 | 6.7822 | 41.0665 | 17.8146 | 16.0247 | TRUE | TRUE | FALSE | FALSE | 8.2816 | 20.2118 | 0 | 1.9396 | 0.015094 | 708.91 | 0 | 128.5028 | 8.3471 | 0.064956 | 3050.86 | 1.7865e-05 | 0.50549 | 32.5 | 32.5 | 1 | 1 |  | https://s3.console.aws.amazon.com/s3/buckets/834599497928?region=ca-central-1&prefix=phylroy.lopez/reference/reference/output/989472b2-7bd9-41d1-89ea-1bd242d315c8/ | 1.0.002
990 |  | TRUE | 1147 | 0 | 0 | 985.9172 |  |  |  | 0.1 | 2021-09-22 20:22:44 +0000 | 438c2ebff | 0.2.14 | :adv_dx_units: NECB_Default :airloop_economizer_type: NECB_Default :algorithm_type: parametric :analysis_id: reference :analysis_name: reference :boiler_eff: NECB_Default :btap_batch_version: 1.0.002 :building_type: HighriseApartment :chiller_type: NECB_Default :compute_environment: aws_batch :datapoint_id: 5e81f1c8-083a-4f1a-9fdd-4bd09d29ad07 :daylighting_type: NECB_Default :dcv_type: NECB_Default :door_construction_cond: NECB_Default :ecm_system_name: NECB_Default :electrical_loads_scale: NECB_Default :enable_costing: true :epw_file: CAN_NS_Halifax.Dockyard.713280_CWEC2016.epw :erv_package: NECB_Default :ext_floor_cond: NECB_Default :ext_roof_cond: NECB_Default :ext_wall_cond: NECB_Default :fdwr_set: NECB_Default :fixed_wind_solar_trans: NECB_Default :fixed_window_cond: NECB_Default :furnace_eff: NECB_Default :glass_door_cond: NECB_Default :glass_door_solar_trans: NECB_Default :ground_floor_cond: NECB_Default :ground_roof_cond: NECB_Default :ground_wall_cond: NECB_Default :image_name: btap_private_cli :infiltration_scale: NECB_Default :lights_scale: NECB_Default :lights_type: NECB_Default :nv_delta_temp_in_out: NECB_Default :nv_opening_fraction: NECB_Default :nv_temp_out_min: NECB_Default :nv_type: NECB_Default :oa_scale: NECB_Default :occupancy_loads_scale: NECB_Default :output_meters: [] :output_variables: [] :overhead_door_cond: NECB_Default :primary_heating_fuel: Electricity :pv_ground_azimuth_angle: NECB_Default :pv_ground_module_description: NECB_Default :pv_ground_tilt_angle: NECB_Default :pv_ground_total_area_pv_panels_m2: NECB_Default :pv_ground_type: NECB_Default :rotation_degrees: NECB_Default :run_annual_simulation: true :s3_bucket: '834599497928' :scale_x: NECB_Default :scale_y: NECB_Default :scale_z: NECB_Default :shw_eff: NECB_Default :skylight_cond: NECB_Default :skylight_solar_trans: NECB_Default :srr_set: NECB_Default :template: NECB2015 | reference | reference | 5e81f1c8-083a-4f1a-9fdd-4bd09d29ad07 | NECB2015 | HighriseApartment | Electricity | Electricity | CAN_NS_Halifax.Dockyard.713280_CWEC2016.epw | parametric |  | NECB_Default | NECB_Default | NECB_Default | NECB_Default | NECB_Default | NECB_Default | NECB_Default | NECB_Default | NECB_Default | NECB_Default | NECB_Default | NECB_Default | NECB_Default | NECB_Default | NECB_Default | NECB_Default | NECB_Default | NECB_Default | NECB_Default | NECB_Default | NECB_Default | NECB_Default | NECB_Default | NECB_Default | NECB_Default | NECB_Default | NECB_Default | NECB_Default | NECB_Default | NECB_Default | NECB_Default | NECB_Default | NECB_Default | NECB_Default | NECB_Default | NECB_Default | NECB_Default | NECB_Default | NECB_Default | NECB_Default | NECB_Default | NECB_Default | NECB_Default | NECB_Default | NECB_Default | aws_batch | 834599497928 | btap_private_cli |  | TRUE | TRUE |  |  | 29.6481 | 9.8665 | 35.2263 | 115.046 | 7836.48 | 4638.6699 | 40 | HighriseApartment |  |  | 5 | HighriseApartment | 10 |  | 10 | NECB2015 | 0.19422 | 23884.0213 | 50.7186 | 47.8568 | 27.0586 | 15.4932 | 174.6868 | 33.5595 | HALIFAX | NOVA SCOTIA | 104.7547 | 0 | 0 | 104.7547 | 20.5443 | 0 | 0 | 20.5443 | 0 | 0.050732 | 0 | 0 | 0.51658 | 0.052138 | 0 | 0.12681 | 0.063105 | 0.039275 | 0 | 0.0037759 | 0.51658 | 0.1807 | 53.5721 | 0 | 40 | 0.757 | [5 empty] | 0.183 | 0.247 | 2.2 | 2.2 | 5 | Halifax Dockyard | CAN | 112 | 3647 | 44.655 | -63.577 | 6 | 4000 | NS | CAN_NS_Halifax.Dockyard.713280_CWEC2016.epw | 0.51658 | 9.8665 | 29.6481 | 17.2425 | 22.6612 | TRUE | FALSE | FALSE | FALSE | 8.8079 | 8.5916 | 0 | 3.8744 | 0.013306 | 1416.09 | 0 | 291.1654 | 19.7024 | 0.067667 | 7201.21 | 3.4454e-05 | 0.51658 | 92.75 | 92.75 | 0 | 0 |  | https://s3.console.aws.amazon.com/s3/buckets/834599497928?region=ca-central-1&prefix=phylroy.lopez/reference/reference/output/5e81f1c8-083a-4f1a-9fdd-4bd09d29ad07/ | 1.0.002
991 |  | TRUE | 1115 | 0 | 0 | 989.5964 |  |  |  | 0.1 | 2021-09-22 20:23:33 +0000 | 438c2ebff | 0.2.14 | :adv_dx_units: NECB_Default :airloop_economizer_type: NECB_Default :algorithm_type: parametric :analysis_id: reference :analysis_name: reference :boiler_eff: NECB_Default :btap_batch_version: 1.0.002 :building_type: HighriseApartment :chiller_type: NECB_Default :compute_environment: aws_batch :datapoint_id: cb279113-f25d-447c-bb90-d1a4f08db473 :daylighting_type: NECB_Default :dcv_type: NECB_Default :door_construction_cond: NECB_Default :ecm_system_name: NECB_Default :electrical_loads_scale: NECB_Default :enable_costing: true :epw_file: CAN_BC_Vancouver.Intl.AP.718920_CWEC2016.epw :erv_package: NECB_Default :ext_floor_cond: NECB_Default :ext_roof_cond: NECB_Default :ext_wall_cond: NECB_Default :fdwr_set: NECB_Default :fixed_wind_solar_trans: NECB_Default :fixed_window_cond: NECB_Default :furnace_eff: NECB_Default :glass_door_cond: NECB_Default :glass_door_solar_trans: NECB_Default :ground_floor_cond: NECB_Default :ground_roof_cond: NECB_Default :ground_wall_cond: NECB_Default :image_name: btap_private_cli :infiltration_scale: NECB_Default :lights_scale: NECB_Default :lights_type: NECB_Default :nv_delta_temp_in_out: NECB_Default :nv_opening_fraction: NECB_Default :nv_temp_out_min: NECB_Default :nv_type: NECB_Default :oa_scale: NECB_Default :occupancy_loads_scale: NECB_Default :output_meters: [] :output_variables: [] :overhead_door_cond: NECB_Default :primary_heating_fuel: Electricity :pv_ground_azimuth_angle: NECB_Default :pv_ground_module_description: NECB_Default :pv_ground_tilt_angle: NECB_Default :pv_ground_total_area_pv_panels_m2: NECB_Default :pv_ground_type: NECB_Default :rotation_degrees: NECB_Default :run_annual_simulation: true :s3_bucket: '834599497928' :scale_x: NECB_Default :scale_y: NECB_Default :scale_z: NECB_Default :shw_eff: NECB_Default :skylight_cond: NECB_Default :skylight_solar_trans: NECB_Default :srr_set: NECB_Default :template: NECB2017 | reference | reference | cb279113-f25d-447c-bb90-d1a4f08db473 | NECB2017 | HighriseApartment | Electricity | Electricity | CAN_BC_Vancouver.Intl.AP.718920_CWEC2016.epw | parametric |  | NECB_Default | NECB_Default | NECB_Default | NECB_Default | NECB_Default | NECB_Default | NECB_Default | NECB_Default | NECB_Default | NECB_Default | NECB_Default | NECB_Default | NECB_Default | NECB_Default | NECB_Default | NECB_Default | NECB_Default | NECB_Default | NECB_Default | NECB_Default | NECB_Default | NECB_Default | NECB_Default | NECB_Default | NECB_Default | NECB_Default | NECB_Default | NECB_Default | NECB_Default | NECB_Default | NECB_Default | NECB_Default | NECB_Default | NECB_Default | NECB_Default | NECB_Default | NECB_Default | NECB_Default | NECB_Default | NECB_Default | NECB_Default | NECB_Default | NECB_Default | NECB_Default | NECB_Default | aws_batch | 834599497928 | btap_private_cli |  | TRUE | TRUE |  |  | 16.7522 | 8.9906 | 26.6095 | 104.1528 | 7836.48 | 4638.6699 | 40 | HighriseApartment |  |  | 2 | HighriseApartment | 10 |  | 10 | NECB2017 | 0.19422 | 23884.0213 | 52.1108 | 45.7492 | 24.7963 | 15.5426 | 177.4523 | 39.2534 | VANCOUVER | BRITISH COLUMBIA | 1.3525 | 0 | 0 | 1.3525 | 13.5057 | 0 | 0 | 13.5057 | 0 | 0.052147 | 0 | 0 | 0.47723 | 0.050824 | 9.5706e-05 | 0.095794 | 0.063105 | 0.039049 | 0 | 0.0037504 | 0.47723 | 0.17243 | 39.7533 | 0 | 40 | 0.757 | [5 empty] | 0.193 | 0.315 | 2.1 | 2.1 | 2 | Vancouver Intl AP | CAN | 42 | 2797 | 49.195 | -123.184 | 4 | 2800 | BC | CAN_BC_Vancouver.Intl.AP.718920_CWEC2016.epw | 0.47723 | 8.9906 | 16.7522 | 15.0941 | 24.7638 | TRUE | TRUE | FALSE | FALSE | 11.484 | 8.758 | 0 | 3.6971 | 0.012697 | 1351.28 | 0 | 291.1654 | 19.7024 | 0.067667 | 7201.21 | 3.3178e-05 | 0.47723 | 101.25 | 101.25 | 0 | 0 |  | https://s3.console.aws.amazon.com/s3/buckets/834599497928?region=ca-central-1&prefix=phylroy.lopez/reference/reference/output/cb279113-f25d-447c-bb90-d1a4f08db473/ | 1.0.002
992 |  | TRUE | 1201 | 0 | 0 | 988.4976 |  |  |  | 0.1 | 2021-09-22 20:22:54 +0000 | 438c2ebff | 0.2.14 | :adv_dx_units: NECB_Default :airloop_economizer_type: NECB_Default :algorithm_type: parametric :analysis_id: reference :analysis_name: reference :boiler_eff: NECB_Default :btap_batch_version: 1.0.002 :building_type: HighriseApartment :chiller_type: NECB_Default :compute_environment: aws_batch :datapoint_id: 3678505b-807e-4d4f-9a01-6be70b36f134 :daylighting_type: NECB_Default :dcv_type: NECB_Default :door_construction_cond: NECB_Default :ecm_system_name: NECB_Default :electrical_loads_scale: NECB_Default :enable_costing: true :epw_file: CAN_YT_Whitehorse.Intl.AP.719640_CWEC2016.epw :erv_package: NECB_Default :ext_floor_cond: NECB_Default :ext_roof_cond: NECB_Default :ext_wall_cond: NECB_Default :fdwr_set: NECB_Default :fixed_wind_solar_trans: NECB_Default :fixed_window_cond: NECB_Default :furnace_eff: NECB_Default :glass_door_cond: NECB_Default :glass_door_solar_trans: NECB_Default :ground_floor_cond: NECB_Default :ground_roof_cond: NECB_Default :ground_wall_cond: NECB_Default :image_name: btap_private_cli :infiltration_scale: NECB_Default :lights_scale: NECB_Default :lights_type: NECB_Default :nv_delta_temp_in_out: NECB_Default :nv_opening_fraction: NECB_Default :nv_temp_out_min: NECB_Default :nv_type: NECB_Default :oa_scale: NECB_Default :occupancy_loads_scale: NECB_Default :output_meters: [] :output_variables: [] :overhead_door_cond: NECB_Default :primary_heating_fuel: NaturalGas :pv_ground_azimuth_angle: NECB_Default :pv_ground_module_description: NECB_Default :pv_ground_tilt_angle: NECB_Default :pv_ground_total_area_pv_panels_m2: NECB_Default :pv_ground_type: NECB_Default :rotation_degrees: NECB_Default :run_annual_simulation: true :s3_bucket: '834599497928' :scale_x: NECB_Default :scale_y: NECB_Default :scale_z: NECB_Default :shw_eff: NECB_Default :skylight_cond: NECB_Default :skylight_solar_trans: NECB_Default :srr_set: NECB_Default :template: NECB2017 | reference | reference | 3678505b-807e-4d4f-9a01-6be70b36f134 | NECB2017 | HighriseApartment | NaturalGas | Natural Gas | CAN_YT_Whitehorse.Intl.AP.719640_CWEC2016.epw | parametric |  | NECB_Default | NECB_Default | NECB_Default | NECB_Default | NECB_Default | NECB_Default | NECB_Default | NECB_Default | NECB_Default | NECB_Default | NECB_Default | NECB_Default | NECB_Default | NECB_Default | NECB_Default | NECB_Default | NECB_Default | NECB_Default | NECB_Default | NECB_Default | NECB_Default | NECB_Default | NECB_Default | NECB_Default | NECB_Default | NECB_Default | NECB_Default | NECB_Default | NECB_Default | NECB_Default | NECB_Default | NECB_Default | NECB_Default | NECB_Default | NECB_Default | NECB_Default | NECB_Default | NECB_Default | NECB_Default | NECB_Default | NECB_Default | NECB_Default | NECB_Default | NECB_Default | NECB_Default | aws_batch | 834599497928 | btap_private_cli |  | TRUE | TRUE |  |  | 43.9397 | 7.7101 | 58.3748 | 179.4602 | 7836.48 | 4638.6699 | 22.8 | HighriseApartment |  |  | 2 | HighriseApartment | 10 |  | 10 | NECB2017 | 0.19422 | 23884.0213 | 53.894 | 66.5371 | 24.558 | 4.7875 | 191.805 | 42.0284 | WHITEHORSE | YUKON | 2.8696 | 28.0719 | 0 | 30.9415 | 6.5718 | 5.1168 | 0 | 11.6886 | 0 | 0.027922 | 0 | 0 | 0.1845 | 0.049751 | 0.00041345 | 0.29277 | 0.063105 | 0.039049 | 0.56414 | 0.004243 | 0.74864 | 0.27137 | 19.553 | 60.5951 | 22.8 | 0.757 | [5 empty] | 0.138 | 0.21 | 1.9 | 1.9 | 2 | Whitehorse Intl AP | CAN | 5 | 6491 | 60.709 | -135.069 | 7b | 6580 | YT | CAN_YT_Whitehorse.Intl.AP.719640_CWEC2016.epw | 0.74864 | 7.7101 | 43.9397 | 17.8146 | 16.0247 | TRUE | TRUE | FALSE | FALSE | 8.8857 | 21.6661 | 0 | 0 | 0 | 0 | 2126.62 | 291.1654 | 19.7024 | 0.067667 | 7201.21 | 1.5313e-05 | 0.74864 | 0.75 | 0.75 | 4 | 4 |  | https://s3.console.aws.amazon.com/s3/buckets/834599497928?region=ca-central-1&prefix=phylroy.lopez/reference/reference/output/3678505b-807e-4d4f-9a01-6be70b36f134/ | 1.0.002
993 |  | TRUE | 1194 | 0 | 0 | 990.94 |  |  |  | 0.1 | 2021-09-22 20:23:30 +0000 | 438c2ebff | 0.2.14 | :adv_dx_units: NECB_Default :airloop_economizer_type: NECB_Default :algorithm_type: parametric :analysis_id: reference :analysis_name: reference :boiler_eff: NECB_Default :btap_batch_version: 1.0.002 :building_type: HighriseApartment :chiller_type: NECB_Default :compute_environment: aws_batch :datapoint_id: 4326db13-91a1-4f04-8568-a3d84b2e727a :daylighting_type: NECB_Default :dcv_type: NECB_Default :door_construction_cond: NECB_Default :ecm_system_name: NECB_Default :electrical_loads_scale: NECB_Default :enable_costing: true :epw_file: CAN_AB_Edmonton.Intl.AP.711230_CWEC2016.epw :erv_package: NECB_Default :ext_floor_cond: NECB_Default :ext_roof_cond: NECB_Default :ext_wall_cond: NECB_Default :fdwr_set: NECB_Default :fixed_wind_solar_trans: NECB_Default :fixed_window_cond: NECB_Default :furnace_eff: NECB_Default :glass_door_cond: NECB_Default :glass_door_solar_trans: NECB_Default :ground_floor_cond: NECB_Default :ground_roof_cond: NECB_Default :ground_wall_cond: NECB_Default :image_name: btap_private_cli :infiltration_scale: NECB_Default :lights_scale: NECB_Default :lights_type: NECB_Default :nv_delta_temp_in_out: NECB_Default :nv_opening_fraction: NECB_Default :nv_temp_out_min: NECB_Default :nv_type: NECB_Default :oa_scale: NECB_Default :occupancy_loads_scale: NECB_Default :output_meters: [] :output_variables: [] :overhead_door_cond: NECB_Default :primary_heating_fuel: NaturalGas :pv_ground_azimuth_angle: NECB_Default :pv_ground_module_description: NECB_Default :pv_ground_tilt_angle: NECB_Default :pv_ground_total_area_pv_panels_m2: NECB_Default :pv_ground_type: NECB_Default :rotation_degrees: NECB_Default :run_annual_simulation: true :s3_bucket: '834599497928' :scale_x: NECB_Default :scale_y: NECB_Default :scale_z: NECB_Default :shw_eff: NECB_Default :skylight_cond: NECB_Default :skylight_solar_trans: NECB_Default :srr_set: NECB_Default :template: NECB2017 | reference | reference | 4326db13-91a1-4f04-8568-a3d84b2e727a | NECB2017 | HighriseApartment | NaturalGas | Natural Gas | CAN_AB_Edmonton.Intl.AP.711230_CWEC2016.epw | parametric |  | NECB_Default | NECB_Default | NECB_Default | NECB_Default | NECB_Default | NECB_Default | NECB_Default | NECB_Default | NECB_Default | NECB_Default | NECB_Default | NECB_Default | NECB_Default | NECB_Default | NECB_Default | NECB_Default | NECB_Default | NECB_Default | NECB_Default | NECB_Default | NECB_Default | NECB_Default | NECB_Default | NECB_Default | NECB_Default | NECB_Default | NECB_Default | NECB_Default | NECB_Default | NECB_Default | NECB_Default | NECB_Default | NECB_Default | NECB_Default | NECB_Default | NECB_Default | NECB_Default | NECB_Default | NECB_Default | NECB_Default | NECB_Default | NECB_Default | NECB_Default | NECB_Default | NECB_Default | aws_batch | 834599497928 | btap_private_cli |  | TRUE | TRUE |  |  | 47.2457 | 9.2399 | 48.7726 | 172.1826 | 7836.48 | 4638.6699 | 32.5 | HighriseApartment |  |  | 2 | HighriseApartment | 10 |  | 10 | NECB2017 | 0.19422 | 23884.0213 | 57.1658 | 77.474 | 27.736 | 4.9588 | 214.4072 | 47.0725 | EDMONTON | ALBERTA | 45.3369 | 26.0357 | 0 | 71.3727 | 4.297 | 1.8574 | 0 | 6.1544 | 0 | 0.045305 | 0 | 0 | 0.20659 | 0.054361 | 0.00050022 | 0.25579 | 0.063105 | 0.039049 | 0.51595 | 0.0042417 | 0.72254 | 0.26016 | 21.0092 | 59.3277 | 32.5 | 0.757 | [5 empty] | 0.138 | 0.21 | 1.9 | 1.9 | 2 | Edmonton Intl AP | CAN | 23 | 5588 | 53.31 | -113.579 | 7a | 5120 | AB | CAN_AB_Edmonton.Intl.AP.711230_CWEC2016.epw | 0.72254 | 9.2399 | 47.2457 | 15.1989 | 19.8306 | TRUE | TRUE | FALSE | FALSE | 12.0169 | 19.7009 | 0 | 0 | 0 | 0 | 2038.73 | 291.1654 | 19.7024 | 0.067667 | 7201.21 | 2.4246e-05 | 0.72254 | 13.25 | 13.25 | 0.25 | 0.25 |  | https://s3.console.aws.amazon.com/s3/buckets/834599497928?region=ca-central-1&prefix=phylroy.lopez/reference/reference/output/4326db13-91a1-4f04-8568-a3d84b2e727a/ | 1.0.002
994 |  | TRUE | 861 | 0 | 0 | 1825.0028 |  |  |  | 0.1 | 2021-09-22 20:24:12 +0000 | 438c2ebff | 0.2.14 | :adv_dx_units: NECB_Default :airloop_economizer_type: NECB_Default :algorithm_type: parametric :analysis_id: reference :analysis_name: reference :boiler_eff: NECB_Default :btap_batch_version: 1.0.002 :building_type: LargeHotel :chiller_type: NECB_Default :compute_environment: aws_batch :datapoint_id: 2fc93e59-9f4f-49e5-b6d1-77abefbb28d5 :daylighting_type: NECB_Default :dcv_type: NECB_Default :door_construction_cond: NECB_Default :ecm_system_name: NECB_Default :electrical_loads_scale: NECB_Default :enable_costing: true :epw_file: CAN_BC_Vancouver.Intl.AP.718920_CWEC2016.epw :erv_package: NECB_Default :ext_floor_cond: NECB_Default :ext_roof_cond: NECB_Default :ext_wall_cond: NECB_Default :fdwr_set: NECB_Default :fixed_wind_solar_trans: NECB_Default :fixed_window_cond: NECB_Default :furnace_eff: NECB_Default :glass_door_cond: NECB_Default :glass_door_solar_trans: NECB_Default :ground_floor_cond: NECB_Default :ground_roof_cond: NECB_Default :ground_wall_cond: NECB_Default :image_name: btap_private_cli :infiltration_scale: NECB_Default :lights_scale: NECB_Default :lights_type: NECB_Default :nv_delta_temp_in_out: NECB_Default :nv_opening_fraction: NECB_Default :nv_temp_out_min: NECB_Default :nv_type: NECB_Default :oa_scale: NECB_Default :occupancy_loads_scale: NECB_Default :output_meters: [] :output_variables: [] :overhead_door_cond: NECB_Default :primary_heating_fuel: NaturalGas :pv_ground_azimuth_angle: NECB_Default :pv_ground_module_description: NECB_Default :pv_ground_tilt_angle: NECB_Default :pv_ground_total_area_pv_panels_m2: NECB_Default :pv_ground_type: NECB_Default :rotation_degrees: NECB_Default :run_annual_simulation: true :s3_bucket: '834599497928' :scale_x: NECB_Default :scale_y: NECB_Default :scale_z: NECB_Default :shw_eff: NECB_Default :skylight_cond: NECB_Default :skylight_solar_trans: NECB_Default :srr_set: NECB_Default :template: BTAP1980TO2010 | reference | reference | 2fc93e59-9f4f-49e5-b6d1-77abefbb28d5 | BTAP1980TO2010 | LargeHotel | NaturalGas | Natural Gas | CAN_BC_Vancouver.Intl.AP.718920_CWEC2016.epw | parametric |  | NECB_Default | NECB_Default | NECB_Default | NECB_Default | NECB_Default | NECB_Default | NECB_Default | NECB_Default | NECB_Default | NECB_Default | NECB_Default | NECB_Default | NECB_Default | NECB_Default | NECB_Default | NECB_Default | NECB_Default | NECB_Default | NECB_Default | NECB_Default | NECB_Default | NECB_Default | NECB_Default | NECB_Default | NECB_Default | NECB_Default | NECB_Default | NECB_Default | NECB_Default | NECB_Default | NECB_Default | NECB_Default | NECB_Default | NECB_Default | NECB_Default | NECB_Default | NECB_Default | NECB_Default | NECB_Default | NECB_Default | NECB_Default | NECB_Default | NECB_Default | NECB_Default | NECB_Default | aws_batch | 834599497928 | btap_private_cli |  | TRUE | TRUE |  |  | 55.5636 | 9.9159 | 96.4254 | 221.5471 | 11345.38 | 6004.6889 | 27.6 | LargeHotel |  |  | 0 | LargeHotel | 6 |  | 7 | BTAP1980TO2010 | 0.17066 | 35185.0517 | 0.92212 | 68.3014 | 63.2675 | 4.196 | 220.4605 | 83.7735 | VANCOUVER | BRITISH COLUMBIA | 0.74896 | 35.1099 | 0 | 35.8589 | 7.4791 | 7.8766 | 0 | 15.3556 | 0 | 0.020347 | 0 | 0 | 0.26428 | 0.076522 | 0 | 0.48469 | 0.026731 | 0.1363 | 0.69643 | 0.004274 | 0.96071 | 0.21174 | 19.169 | 66.8639 | 27.6 | 0.678 |  | 0.606 |  |  |  | 0.363 | 0.568 | 4.09 |  | 0 | Vancouver Intl AP | CAN | 42 | 2797 | 49.195 | -123.184 | 4 | 2800 | BC | CAN_BC_Vancouver.Intl.AP.718920_CWEC2016.epw | 0.9607 | 9.9159 | 55.5636 | 15.0146 | 32.3964 | TRUE | TRUE | FALSE | FALSE | 13.7631 | 12.9464 | 0 | 0 | 0 | 0 | 2402.24 | 514.3909 | 27.1084 | 0.0527 | 9908.12 | 0.00011018 | 0.96071 | 4232.83 | 4232.3301 | 159 | 159 |  | https://s3.console.aws.amazon.com/s3/buckets/834599497928?region=ca-central-1&prefix=phylroy.lopez/reference/reference/output/2fc93e59-9f4f-49e5-b6d1-77abefbb28d5/ | 1.0.002
995 |  | TRUE | 718 | 0 | 0 | 1823.3917 |  |  |  | 0.1 | 2021-09-22 20:23:21 +0000 | 438c2ebff | 0.2.14 | :adv_dx_units: NECB_Default :airloop_economizer_type: NECB_Default :algorithm_type: parametric :analysis_id: reference :analysis_name: reference :boiler_eff: NECB_Default :btap_batch_version: 1.0.002 :building_type: LargeHotel :chiller_type: NECB_Default :compute_environment: aws_batch :datapoint_id: 3c78da97-e73a-4b1a-aa0e-9bcea562871d :daylighting_type: NECB_Default :dcv_type: NECB_Default :door_construction_cond: NECB_Default :ecm_system_name: NECB_Default :electrical_loads_scale: NECB_Default :enable_costing: true :epw_file: CAN_ON_Toronto.Pearson.Intl.AP.716240_CWEC2016.epw :erv_package: NECB_Default :ext_floor_cond: NECB_Default :ext_roof_cond: NECB_Default :ext_wall_cond: NECB_Default :fdwr_set: NECB_Default :fixed_wind_solar_trans: NECB_Default :fixed_window_cond: NECB_Default :furnace_eff: NECB_Default :glass_door_cond: NECB_Default :glass_door_solar_trans: NECB_Default :ground_floor_cond: NECB_Default :ground_roof_cond: NECB_Default :ground_wall_cond: NECB_Default :image_name: btap_private_cli :infiltration_scale: NECB_Default :lights_scale: NECB_Default :lights_type: NECB_Default :nv_delta_temp_in_out: NECB_Default :nv_opening_fraction: NECB_Default :nv_temp_out_min: NECB_Default :nv_type: NECB_Default :oa_scale: NECB_Default :occupancy_loads_scale: NECB_Default :output_meters: [] :output_variables: [] :overhead_door_cond: NECB_Default :primary_heating_fuel: Electricity :pv_ground_azimuth_angle: NECB_Default :pv_ground_module_description: NECB_Default :pv_ground_tilt_angle: NECB_Default :pv_ground_total_area_pv_panels_m2: NECB_Default :pv_ground_type: NECB_Default :rotation_degrees: NECB_Default :run_annual_simulation: true :s3_bucket: '834599497928' :scale_x: NECB_Default :scale_y: NECB_Default :scale_z: NECB_Default :shw_eff: NECB_Default :skylight_cond: NECB_Default :skylight_solar_trans: NECB_Default :srr_set: NECB_Default :template: NECB2017 | reference | reference | 3c78da97-e73a-4b1a-aa0e-9bcea562871d | NECB2017 | LargeHotel | Electricity | Electricity | CAN_ON_Toronto.Pearson.Intl.AP.716240_CWEC2016.epw | parametric |  | NECB_Default | NECB_Default | NECB_Default | NECB_Default | NECB_Default | NECB_Default | NECB_Default | NECB_Default | NECB_Default | NECB_Default | NECB_Default | NECB_Default | NECB_Default | NECB_Default | NECB_Default | NECB_Default | NECB_Default | NECB_Default | NECB_Default | NECB_Default | NECB_Default | NECB_Default | NECB_Default | NECB_Default | NECB_Default | NECB_Default | NECB_Default | NECB_Default | NECB_Default | NECB_Default | NECB_Default | NECB_Default | NECB_Default | NECB_Default | NECB_Default | NECB_Default | NECB_Default | NECB_Default | NECB_Default | NECB_Default | NECB_Default | NECB_Default | NECB_Default | NECB_Default | NECB_Default | aws_batch | 834599497928 | btap_private_cli |  | TRUE | TRUE |  |  | 51.01 | 15.1936 | 52.5696 | 126.6568 | 11345.38 | 6004.6889 | 40 | LargeHotel |  |  | 2 | LargeHotel | 6 |  | 7 | NECB2017 | 0.17066 | 35185.0517 | 64.2526 | 51.8062 | 71.3348 | 9.1441 | 319.2911 | 122.7534 | TORONTO | ONTARIO | 3.3167 | 0 | 0 | 3.3167 | 26.5736 | 0 | 0 | 26.5736 | 0 | 0.051607 | 0 | 0 | 0.59716 | 0.086109 | 0.011014 | 0.18925 | 0.02416 | 0.10518 | 0 | 0.0080015 | 0.59716 | 0.121 | 67.8981 | 0 | 40 | 0.757 |  | 0.379 |  |  |  | 0.156 | 0.278 | 1.9 | 1.9 | 2 | Toronto Pearson Intl AP | CAN | 382 | 3615 | 43.677 | -79.631 | 5 | 3890 | ON | CAN_ON_Toronto.Pearson.Intl.AP.716240_CWEC2016.epw | 0.59716 | 15.1936 | 51.01 | 27.0836 | 29.1269 | TRUE | TRUE | FALSE | FALSE | 15.5929 | 17.6764 | 0 | 3.7558 | 0.007304 | 1372.75 | 0 | 514.2133 | 19.4879 | 0.037899 | 7122.84 | 0.00084263 | 0.59716 | 847 | 829.33 | 1.33 | 1.33 |  | https://s3.console.aws.amazon.com/s3/buckets/834599497928?region=ca-central-1&prefix=phylroy.lopez/reference/reference/output/3c78da97-e73a-4b1a-aa0e-9bcea562871d/ | 1.0.002
996 |  | TRUE | 729 | 32 | 0 | 1826.6246 |  |  |  | 0.1 | 2021-09-22 20:24:23 +0000 | 438c2ebff | 0.2.14 | :adv_dx_units: NECB_Default :airloop_economizer_type: NECB_Default :algorithm_type: parametric :analysis_id: reference :analysis_name: reference :boiler_eff: NECB_Default :btap_batch_version: 1.0.002 :building_type: LargeHotel :chiller_type: NECB_Default :compute_environment: aws_batch :datapoint_id: a40e2b1e-b77e-4039-a5a0-cf22c4247e65 :daylighting_type: NECB_Default :dcv_type: NECB_Default :door_construction_cond: NECB_Default :ecm_system_name: NECB_Default :electrical_loads_scale: NECB_Default :enable_costing: true :epw_file: CAN_NS_Halifax.Dockyard.713280_CWEC2016.epw :erv_package: NECB_Default :ext_floor_cond: NECB_Default :ext_roof_cond: NECB_Default :ext_wall_cond: NECB_Default :fdwr_set: NECB_Default :fixed_wind_solar_trans: NECB_Default :fixed_window_cond: NECB_Default :furnace_eff: NECB_Default :glass_door_cond: NECB_Default :glass_door_solar_trans: NECB_Default :ground_floor_cond: NECB_Default :ground_roof_cond: NECB_Default :ground_wall_cond: NECB_Default :image_name: btap_private_cli :infiltration_scale: NECB_Default :lights_scale: NECB_Default :lights_type: NECB_Default :nv_delta_temp_in_out: NECB_Default :nv_opening_fraction: NECB_Default :nv_temp_out_min: NECB_Default :nv_type: NECB_Default :oa_scale: NECB_Default :occupancy_loads_scale: NECB_Default :output_meters: [] :output_variables: [] :overhead_door_cond: NECB_Default :primary_heating_fuel: NaturalGas :pv_ground_azimuth_angle: NECB_Default :pv_ground_module_description: NECB_Default :pv_ground_tilt_angle: NECB_Default :pv_ground_total_area_pv_panels_m2: NECB_Default :pv_ground_type: NECB_Default :rotation_degrees: NECB_Default :run_annual_simulation: true :s3_bucket: '834599497928' :scale_x: NECB_Default :scale_y: NECB_Default :scale_z: NECB_Default :shw_eff: NECB_Default :skylight_cond: NECB_Default :skylight_solar_trans: NECB_Default :srr_set: NECB_Default :template: NECB2017 | reference | reference | a40e2b1e-b77e-4039-a5a0-cf22c4247e65 | NECB2017 | LargeHotel | NaturalGas | Natural Gas | CAN_NS_Halifax.Dockyard.713280_CWEC2016.epw | parametric |  | NECB_Default | NECB_Default | NECB_Default | NECB_Default | NECB_Default | NECB_Default | NECB_Default | NECB_Default | NECB_Default | NECB_Default | NECB_Default | NECB_Default | NECB_Default | NECB_Default | NECB_Default | NECB_Default | NECB_Default | NECB_Default | NECB_Default | NECB_Default | NECB_Default | NECB_Default | NECB_Default | NECB_Default | NECB_Default | NECB_Default | NECB_Default | NECB_Default | NECB_Default | NECB_Default | NECB_Default | NECB_Default | NECB_Default | NECB_Default | NECB_Default | NECB_Default | NECB_Default | NECB_Default | NECB_Default | NECB_Default | NECB_Default | NECB_Default | NECB_Default | NECB_Default | NECB_Default | aws_batch | 834599497928 | btap_private_cli |  | TRUE | TRUE |  |  | 50.0178 | 10.7288 | 47.8423 | 147.3439 | 11345.38 | 6004.6889 | 40 | LargeHotel |  |  | 2 | LargeHotel | 6 |  | 7 | NECB2017 | 0.17066 | 35185.0517 | 57.54 | 73.0924 | 68.9799 | 4.179 | 311.9388 | 108.1474 | HALIFAX | NOVA SCOTIA | 55.0818 | 19.9302 | 0 | 75.0121 | 10.8026 | 5.0306 | 0 | 15.8332 | 0 | 0.03741 | 0 | 0 | 0.27163 | 0.085371 | 0.011821 | 0.23663 | 0.02416 | 0.10518 | 0.40052 | 0.0071333 | 0.67215 | 0.16389 | 22.0145 | 58.9386 | 40 | 0.757 |  | 0.284 |  |  |  | 0.156 | 0.247 | 1.9 | 1.9 | 2 | Halifax Dockyard | CAN | 112 | 3647 | 44.655 | -63.577 | 6 | 4000 | NS | CAN_NS_Halifax.Dockyard.713280_CWEC2016.epw | 0.67215 | 10.7288 | 50.0178 | 19.4283 | 30.2554 | TRUE | TRUE | FALSE | FALSE | 11.0943 | 14.959 | 0 | 0 | 0 | 0 | 1859.38 | 514.2133 | 19.4879 | 0.037899 | 7122.84 | 0.00055265 | 0.67215 | 513.17 | 504 | 121.33 | 115 |  | https://s3.console.aws.amazon.com/s3/buckets/834599497928?region=ca-central-1&prefix=phylroy.lopez/reference/reference/output/a40e2b1e-b77e-4039-a5a0-cf22c4247e65/ | 1.0.002
997 |  | TRUE | 748 | 2 | 0 | 1827.3803 |  |  |  | 0.1 | 2021-09-22 20:24:24 +0000 | 438c2ebff | 0.2.14 | :adv_dx_units: NECB_Default :airloop_economizer_type: NECB_Default :algorithm_type: parametric :analysis_id: reference :analysis_name: reference :boiler_eff: NECB_Default :btap_batch_version: 1.0.002 :building_type: LargeHotel :chiller_type: NECB_Default :compute_environment: aws_batch :datapoint_id: 6909c3c1-ecca-4a5c-b6f3-ef0c07729136 :daylighting_type: NECB_Default :dcv_type: NECB_Default :door_construction_cond: NECB_Default :ecm_system_name: NECB_Default :electrical_loads_scale: NECB_Default :enable_costing: true :epw_file: CAN_YT_Whitehorse.Intl.AP.719640_CWEC2016.epw :erv_package: NECB_Default :ext_floor_cond: NECB_Default :ext_roof_cond: NECB_Default :ext_wall_cond: NECB_Default :fdwr_set: NECB_Default :fixed_wind_solar_trans: NECB_Default :fixed_window_cond: NECB_Default :furnace_eff: NECB_Default :glass_door_cond: NECB_Default :glass_door_solar_trans: NECB_Default :ground_floor_cond: NECB_Default :ground_roof_cond: NECB_Default :ground_wall_cond: NECB_Default :image_name: btap_private_cli :infiltration_scale: NECB_Default :lights_scale: NECB_Default :lights_type: NECB_Default :nv_delta_temp_in_out: NECB_Default :nv_opening_fraction: NECB_Default :nv_temp_out_min: NECB_Default :nv_type: NECB_Default :oa_scale: NECB_Default :occupancy_loads_scale: NECB_Default :output_meters: [] :output_variables: [] :overhead_door_cond: NECB_Default :primary_heating_fuel: NaturalGas :pv_ground_azimuth_angle: NECB_Default :pv_ground_module_description: NECB_Default :pv_ground_tilt_angle: NECB_Default :pv_ground_total_area_pv_panels_m2: NECB_Default :pv_ground_type: NECB_Default :rotation_degrees: NECB_Default :run_annual_simulation: true :s3_bucket: '834599497928' :scale_x: NECB_Default :scale_y: NECB_Default :scale_z: NECB_Default :shw_eff: NECB_Default :skylight_cond: NECB_Default :skylight_solar_trans: NECB_Default :srr_set: NECB_Default :template: NECB2015 | reference | reference | 6909c3c1-ecca-4a5c-b6f3-ef0c07729136 | NECB2015 | LargeHotel | NaturalGas | Natural Gas | CAN_YT_Whitehorse.Intl.AP.719640_CWEC2016.epw | parametric |  | NECB_Default | NECB_Default | NECB_Default | NECB_Default | NECB_Default | NECB_Default | NECB_Default | NECB_Default | NECB_Default | NECB_Default | NECB_Default | NECB_Default | NECB_Default | NECB_Default | NECB_Default | NECB_Default | NECB_Default | NECB_Default | NECB_Default | NECB_Default | NECB_Default | NECB_Default | NECB_Default | NECB_Default | NECB_Default | NECB_Default | NECB_Default | NECB_Default | NECB_Default | NECB_Default | NECB_Default | NECB_Default | NECB_Default | NECB_Default | NECB_Default | NECB_Default | NECB_Default | NECB_Default | NECB_Default | NECB_Default | NECB_Default | NECB_Default | NECB_Default | NECB_Default | NECB_Default | aws_batch | 834599497928 | btap_private_cli |  | TRUE | TRUE |  |  | 90.1065 | 9.4651 | 138.1145 | 270.2412 | 11345.38 | 6004.6889 | 22.8 | LargeHotel |  |  | 5 | LargeHotel | 6 |  | 7 | NECB2015 | 0.17066 | 35185.0517 | 53.2974 | 67.3752 | 45.9055 | 4.064 | 267.9775 | 97.3354 | WHITEHORSE | YUKON | 3.6481 | 43.0189 | 0 | 46.6671 | 8.3547 | 7.8412 | 0 | 16.1959 | 0 | 0.014738 | 0 | 0 | 0.23455 | 0.089091 | 2.6442e-06 | 0.67474 | 0.02416 | 0.10196 | 0.86452 | 0.004519 | 1.0991 | 0.18978 | 20.0917 | 95.8006 | 22.8 | 0.757 |  | 0.284 |  |  |  | 0.162 | 0.21 | 2.2 | 2.2 | 5 | Whitehorse Intl AP | CAN | 5 | 6491 | 60.709 | -135.069 | 7b | 6580 | YT | CAN_YT_Whitehorse.Intl.AP.719640_CWEC2016.epw | 1.0991 | 9.4651 | 90.1065 | 17.5438 | 23.3736 | TRUE | TRUE | FALSE | FALSE | 11.1743 | 35.3647 | 0 | 0 | 0 | 0 | 2153.12 | 514.2133 | 19.4879 | 0.037899 | 7122.84 | 8.2853e-05 | 1.0991 | 174.83 | 163.83 | 418.83 | 418.83 |  | https://s3.console.aws.amazon.com/s3/buckets/834599497928?region=ca-central-1&prefix=phylroy.lopez/reference/reference/output/6909c3c1-ecca-4a5c-b6f3-ef0c07729136/ | 1.0.002
998 |  | TRUE | 719 | 2 | 0 | 1827.1701 |  |  |  | 0.1 | 2021-09-22 20:24:49 +0000 | 438c2ebff | 0.2.14 | :adv_dx_units: NECB_Default :airloop_economizer_type: NECB_Default :algorithm_type: parametric :analysis_id: reference :analysis_name: reference :boiler_eff: NECB_Default :btap_batch_version: 1.0.002 :building_type: LargeHotel :chiller_type: NECB_Default :compute_environment: aws_batch :datapoint_id: 45c3fee4-6e5d-4c7f-a475-b86288fe5055 :daylighting_type: NECB_Default :dcv_type: NECB_Default :door_construction_cond: NECB_Default :ecm_system_name: NECB_Default :electrical_loads_scale: NECB_Default :enable_costing: true :epw_file: CAN_NS_Halifax.Dockyard.713280_CWEC2016.epw :erv_package: NECB_Default :ext_floor_cond: NECB_Default :ext_roof_cond: NECB_Default :ext_wall_cond: NECB_Default :fdwr_set: NECB_Default :fixed_wind_solar_trans: NECB_Default :fixed_window_cond: NECB_Default :furnace_eff: NECB_Default :glass_door_cond: NECB_Default :glass_door_solar_trans: NECB_Default :ground_floor_cond: NECB_Default :ground_roof_cond: NECB_Default :ground_wall_cond: NECB_Default :image_name: btap_private_cli :infiltration_scale: NECB_Default :lights_scale: NECB_Default :lights_type: NECB_Default :nv_delta_temp_in_out: NECB_Default :nv_opening_fraction: NECB_Default :nv_temp_out_min: NECB_Default :nv_type: NECB_Default :oa_scale: NECB_Default :occupancy_loads_scale: NECB_Default :output_meters: [] :output_variables: [] :overhead_door_cond: NECB_Default :primary_heating_fuel: Electricity :pv_ground_azimuth_angle: NECB_Default :pv_ground_module_description: NECB_Default :pv_ground_tilt_angle: NECB_Default :pv_ground_total_area_pv_panels_m2: NECB_Default :pv_ground_type: NECB_Default :rotation_degrees: NECB_Default :run_annual_simulation: true :s3_bucket: '834599497928' :scale_x: NECB_Default :scale_y: NECB_Default :scale_z: NECB_Default :shw_eff: NECB_Default :skylight_cond: NECB_Default :skylight_solar_trans: NECB_Default :srr_set: NECB_Default :template: NECB2017 | reference | reference | 45c3fee4-6e5d-4c7f-a475-b86288fe5055 | NECB2017 | LargeHotel | Electricity | Electricity | CAN_NS_Halifax.Dockyard.713280_CWEC2016.epw | parametric |  | NECB_Default | NECB_Default | NECB_Default | NECB_Default | NECB_Default | NECB_Default | NECB_Default | NECB_Default | NECB_Default | NECB_Default | NECB_Default | NECB_Default | NECB_Default | NECB_Default | NECB_Default | NECB_Default | NECB_Default | NECB_Default | NECB_Default | NECB_Default | NECB_Default | NECB_Default | NECB_Default | NECB_Default | NECB_Default | NECB_Default | NECB_Default | NECB_Default | NECB_Default | NECB_Default | NECB_Default | NECB_Default | NECB_Default | NECB_Default | NECB_Default | NECB_Default | NECB_Default | NECB_Default | NECB_Default | NECB_Default | NECB_Default | NECB_Default | NECB_Default | NECB_Default | NECB_Default | aws_batch | 834599497928 | btap_private_cli |  | TRUE | TRUE |  |  | 40.528 | 10.6795 | 55.1451 | 125.1119 | 11345.38 | 6004.6889 | 40 | LargeHotel |  |  | 2 | LargeHotel | 6 |  | 7 | NECB2017 | 0.17066 | 35185.0517 | 57.54 | 48.0539 | 68.9799 | 9.0815 | 294.5793 | 110.924 | HALIFAX | NOVA SCOTIA | 119.5919 | 0 | 0 | 119.5919 | 23.4542 | 0 | 0 | 23.4542 | 0 | 0.037275 | 0 | 0 | 0.58975 | 0.085246 | 0.0094514 | 0.19852 | 0.02416 | 0.10518 | 0 | 0.0062589 | 0.58975 | 0.1231 | 59.6441 | 0 | 40 | 0.757 |  | 0.284 |  |  |  | 0.156 | 0.247 | 1.9 | 1.9 | 2 | Halifax Dockyard | CAN | 112 | 3647 | 44.655 | -63.577 | 6 | 4000 | NS | CAN_NS_Halifax.Dockyard.713280_CWEC2016.epw | 0.58975 | 10.6795 | 40.528 | 19.4283 | 30.2554 | TRUE | TRUE | FALSE | FALSE | 11.0943 | 14.959 | 0 | 3.8211 | 0.0074311 | 1396.63 | 0 | 514.2133 | 19.4879 | 0.037899 | 7122.84 | 0.00055353 | 0.58975 | 509.83 | 500.83 | 0.17 | 0.17 |  | https://s3.console.aws.amazon.com/s3/buckets/834599497928?region=ca-central-1&prefix=phylroy.lopez/reference/reference/output/45c3fee4-6e5d-4c7f-a475-b86288fe5055/ | 1.0.002
999 |  | TRUE | 929 | 0 | 0 | 1831.1487 |  |  |  | 0.1 | 2021-09-22 20:24:16 +0000 | 438c2ebff | 0.2.14 | :adv_dx_units: NECB_Default :airloop_economizer_type: NECB_Default :algorithm_type: parametric :analysis_id: reference :analysis_name: reference :boiler_eff: NECB_Default :btap_batch_version: 1.0.002 :building_type: LargeHotel :chiller_type: NECB_Default :compute_environment: aws_batch :datapoint_id: c6b8b7c3-8f53-4d0f-acb9-07d3b2bedf58 :daylighting_type: NECB_Default :dcv_type: NECB_Default :door_construction_cond: NECB_Default :ecm_system_name: NECB_Default :electrical_loads_scale: NECB_Default :enable_costing: true :epw_file: CAN_YT_Whitehorse.Intl.AP.719640_CWEC2016.epw :erv_package: NECB_Default :ext_floor_cond: NECB_Default :ext_roof_cond: NECB_Default :ext_wall_cond: NECB_Default :fdwr_set: NECB_Default :fixed_wind_solar_trans: NECB_Default :fixed_window_cond: NECB_Default :furnace_eff: NECB_Default :glass_door_cond: NECB_Default :glass_door_solar_trans: NECB_Default :ground_floor_cond: NECB_Default :ground_roof_cond: NECB_Default :ground_wall_cond: NECB_Default :image_name: btap_private_cli :infiltration_scale: NECB_Default :lights_scale: NECB_Default :lights_type: NECB_Default :nv_delta_temp_in_out: NECB_Default :nv_opening_fraction: NECB_Default :nv_temp_out_min: NECB_Default :nv_type: NECB_Default :oa_scale: NECB_Default :occupancy_loads_scale: NECB_Default :output_meters: [] :output_variables: [] :overhead_door_cond: NECB_Default :primary_heating_fuel: NaturalGas :pv_ground_azimuth_angle: NECB_Default :pv_ground_module_description: NECB_Default :pv_ground_tilt_angle: NECB_Default :pv_ground_total_area_pv_panels_m2: NECB_Default :pv_ground_type: NECB_Default :rotation_degrees: NECB_Default :run_annual_simulation: true :s3_bucket: '834599497928' :scale_x: NECB_Default :scale_y: NECB_Default :scale_z: NECB_Default :shw_eff: NECB_Default :skylight_cond: NECB_Default :skylight_solar_trans: NECB_Default :srr_set: NECB_Default :template: BTAPPRE1980 | reference | reference | c6b8b7c3-8f53-4d0f-acb9-07d3b2bedf58 | BTAPPRE1980 | LargeHotel | NaturalGas | Natural Gas | CAN_YT_Whitehorse.Intl.AP.719640_CWEC2016.epw | parametric |  | NECB_Default | NECB_Default | NECB_Default | NECB_Default | NECB_Default | NECB_Default | NECB_Default | NECB_Default | NECB_Default | NECB_Default | NECB_Default | NECB_Default | NECB_Default | NECB_Default | NECB_Default | NECB_Default | NECB_Default | NECB_Default | NECB_Default | NECB_Default | NECB_Default | NECB_Default | NECB_Default | NECB_Default | NECB_Default | NECB_Default | NECB_Default | NECB_Default | NECB_Default | NECB_Default | NECB_Default | NECB_Default | NECB_Default | NECB_Default | NECB_Default | NECB_Default | NECB_Default | NECB_Default | NECB_Default | NECB_Default | NECB_Default | NECB_Default | NECB_Default | NECB_Default | NECB_Default | aws_batch | 834599497928 | btap_private_cli |  | TRUE | TRUE |  |  | 120.3951 | 11.3093 | 202.3109 | 382.4312 | 11345.38 | 6004.6889 | 27.6 | LargeHotel |  |  | 0 | LargeHotel | 6 |  | 7 | BTAPPRE1980 | 0.17066 | 35185.0517 | 0.6564 | 72.0534 | 63.1658 | 4.064 | 223.8016 | 83.862 | WHITEHORSE | YUKON | 4.5153 | 62.1767 | 0 | 66.692 | 10.3407 | 11.3332 | 0 | 21.6738 | 0 | 0.015003 | 0 | 0 | 0.29031 | 0.10787 | 0 | 0.99248 | 0.026731 | 0.1363 | 1.2495 | 0.0043586 | 1.5398 | 0.25704 | 22.0007 | 134.5548 | 27.6 | 0.678 |  | 0.678 |  |  |  | 0.227 | 0.772 | 2.95 |  | 0 | Whitehorse Intl AP | CAN | 5 | 6491 | 60.709 | -135.069 | 7b | 6580 | YT | CAN_YT_Whitehorse.Intl.AP.719640_CWEC2016.epw | 1.5398 | 11.3093 | 120.3951 | 17.5438 | 23.3737 | TRUE | FALSE | FALSE | FALSE | 11.1745 | 35.3653 | 0 | 0 | 0 | 0 | 2916.27 | 514.3909 | 27.1084 | 0.0527 | 9908.12 | 4.9359e-05 | 1.5398 | 2965 | 2964.3301 | 79.5 | 76.5 |  | https://s3.console.aws.amazon.com/s3/buckets/834599497928?region=ca-central-1&prefix=phylroy.lopez/reference/reference/output/c6b8b7c3-8f53-4d0f-acb9-07d3b2bedf58/ | 1.0.002
1000 |  | TRUE | 714 | 0 | 0 | 1828.6817 |  |  |  | 0.1 | 2021-09-22 20:24:41 +0000 | 438c2ebff | 0.2.14 | :adv_dx_units: NECB_Default :airloop_economizer_type: NECB_Default :algorithm_type: parametric :analysis_id: reference :analysis_name: reference :boiler_eff: NECB_Default :btap_batch_version: 1.0.002 :building_type: LargeHotel :chiller_type: NECB_Default :compute_environment: aws_batch :datapoint_id: bf540fdd-bd2f-4036-9567-18109482e504 :daylighting_type: NECB_Default :dcv_type: NECB_Default :door_construction_cond: NECB_Default :ecm_system_name: NECB_Default :electrical_loads_scale: NECB_Default :enable_costing: true :epw_file: CAN_AB_Calgary.Intl.AP.718770_CWEC2016.epw :erv_package: NECB_Default :ext_floor_cond: NECB_Default :ext_roof_cond: NECB_Default :ext_wall_cond: NECB_Default :fdwr_set: NECB_Default :fixed_wind_solar_trans: NECB_Default :fixed_window_cond: NECB_Default :furnace_eff: NECB_Default :glass_door_cond: NECB_Default :glass_door_solar_trans: NECB_Default :ground_floor_cond: NECB_Default :ground_roof_cond: NECB_Default :ground_wall_cond: NECB_Default :image_name: btap_private_cli :infiltration_scale: NECB_Default :lights_scale: NECB_Default :lights_type: NECB_Default :nv_delta_temp_in_out: NECB_Default :nv_opening_fraction: NECB_Default :nv_temp_out_min: NECB_Default :nv_type: NECB_Default :oa_scale: NECB_Default :occupancy_loads_scale: NECB_Default :output_meters: [] :output_variables: [] :overhead_door_cond: NECB_Default :primary_heating_fuel: Electricity :pv_ground_azimuth_angle: NECB_Default :pv_ground_module_description: NECB_Default :pv_ground_tilt_angle: NECB_Default :pv_ground_total_area_pv_panels_m2: NECB_Default :pv_ground_type: NECB_Default :rotation_degrees: NECB_Default :run_annual_simulation: true :s3_bucket: '834599497928' :scale_x: NECB_Default :scale_y: NECB_Default :scale_z: NECB_Default :shw_eff: NECB_Default :skylight_cond: NECB_Default :skylight_solar_trans: NECB_Default :srr_set: NECB_Default :template: NECB2015 | reference | reference | bf540fdd-bd2f-4036-9567-18109482e504 | NECB2015 | LargeHotel | Electricity | Electricity | CAN_AB_Calgary.Intl.AP.718770_CWEC2016.epw | parametric |  | NECB_Default | NECB_Default | NECB_Default | NECB_Default | NECB_Default | NECB_Default | NECB_Default | NECB_Default | NECB_Default | NECB_Default | NECB_Default | NECB_Default | NECB_Default | NECB_Default | NECB_Default | NECB_Default | NECB_Default | NECB_Default | NECB_Default | NECB_Default | NECB_Default | NECB_Default | NECB_Default | NECB_Default | NECB_Default | NECB_Default | NECB_Default | NECB_Default | NECB_Default | NECB_Default | NECB_Default | NECB_Default | NECB_Default | NECB_Default | NECB_Default | NECB_Default | NECB_Default | NECB_Default | NECB_Default | NECB_Default | NECB_Default | NECB_Default | NECB_Default | NECB_Default | NECB_Default | aws_batch | 834599497928 | btap_private_cli |  | TRUE | TRUE |  |  | 56.2514 | 13.3703 | 92.2483 | 166.6425 | 11345.38 | 6004.6889 | 33.3 | LargeHotel |  |  | 5 | LargeHotel | 6 |  | 7 | NECB2015 | 0.17066 | 35185.0517 | 61.8074 | 47.1305 | 49.539 | 9.1127 | 275.6421 | 108.0525 | CALGARY | ALBERTA | 159.3845 | 0 | 0 | 159.3845 | 15.1063 | 0 | 0 | 15.1063 | 0 | 0.031917 | 0 | 0 | 0.72627 | 0.099362 | 0 | 0.33209 | 0.02416 | 0.10196 | 0 | 0.0048689 | 0.72627 | 0.13167 | 72.7524 | 0 | 33.3 | 0.757 |  | 0.284 |  |  |  | 0.162 | 0.21 | 2.2 | 2.2 | 5 | Calgary Intl AP | CAN | 64 | 4781 | 51.114 | -114.02 | 7a | 5000 | AB | CAN_AB_Calgary.Intl.AP.718770_CWEC2016.epw | 0.72627 | 13.3703 | 56.2514 | 14.6989 | 29.3698 | TRUE | TRUE | FALSE | FALSE | 15.2362 | 28.0279 | 0 | 4.0871 | 0.0079483 | 1493.85 | 0 | 514.2133 | 19.4879 | 0.037899 | 7122.84 | 0.00023622 | 0.72627 | 340.17 | 336.5 | 13.67 | 13.67 |  | https://s3.console.aws.amazon.com/s3/buckets/834599497928?region=ca-central-1&prefix=phylroy.lopez/reference/reference/output/bf540fdd-bd2f-4036-9567-18109482e504/ | 1.0.002
1001 |  | TRUE | 1091 | 0 | 0 | 1045.5917 |  |  |  | 0.1 | 2021-09-22 20:23:00 +0000 | 438c2ebff | 0.2.14 | :adv_dx_units: NECB_Default :airloop_economizer_type: NECB_Default :algorithm_type: parametric :analysis_id: reference :analysis_name: reference :boiler_eff: NECB_Default :btap_batch_version: 1.0.002 :building_type: HighriseApartment :chiller_type: NECB_Default :compute_environment: aws_batch :datapoint_id: 80aa098d-f545-4c3e-97e1-d4dd9a3a2edb :daylighting_type: NECB_Default :dcv_type: NECB_Default :door_construction_cond: NECB_Default :ecm_system_name: NECB_Default :electrical_loads_scale: NECB_Default :enable_costing: true :epw_file: CAN_AB_Calgary.Intl.AP.718770_CWEC2016.epw :erv_package: NECB_Default :ext_floor_cond: NECB_Default :ext_roof_cond: NECB_Default :ext_wall_cond: NECB_Default :fdwr_set: NECB_Default :fixed_wind_solar_trans: NECB_Default :fixed_window_cond: NECB_Default :furnace_eff: NECB_Default :glass_door_cond: NECB_Default :glass_door_solar_trans: NECB_Default :ground_floor_cond: NECB_Default :ground_roof_cond: NECB_Default :ground_wall_cond: NECB_Default :image_name: btap_private_cli :infiltration_scale: NECB_Default :lights_scale: NECB_Default :lights_type: NECB_Default :nv_delta_temp_in_out: NECB_Default :nv_opening_fraction: NECB_Default :nv_temp_out_min: NECB_Default :nv_type: NECB_Default :oa_scale: NECB_Default :occupancy_loads_scale: NECB_Default :output_meters: [] :output_variables: [] :overhead_door_cond: NECB_Default :primary_heating_fuel: Electricity :pv_ground_azimuth_angle: NECB_Default :pv_ground_module_description: NECB_Default :pv_ground_tilt_angle: NECB_Default :pv_ground_total_area_pv_panels_m2: NECB_Default :pv_ground_type: NECB_Default :rotation_degrees: NECB_Default :run_annual_simulation: true :s3_bucket: '834599497928' :scale_x: NECB_Default :scale_y: NECB_Default :scale_z: NECB_Default :shw_eff: NECB_Default :skylight_cond: NECB_Default :skylight_solar_trans: NECB_Default :srr_set: NECB_Default :template: BTAPPRE1980 | reference | reference | 80aa098d-f545-4c3e-97e1-d4dd9a3a2edb | BTAPPRE1980 | HighriseApartment | Electricity | Electricity | CAN_AB_Calgary.Intl.AP.718770_CWEC2016.epw | parametric |  | NECB_Default | NECB_Default | NECB_Default | NECB_Default | NECB_Default | NECB_Default | NECB_Default | NECB_Default | NECB_Default | NECB_Default | NECB_Default | NECB_Default | NECB_Default | NECB_Default | NECB_Default | NECB_Default | NECB_Default | NECB_Default | NECB_Default | NECB_Default | NECB_Default | NECB_Default | NECB_Default | NECB_Default | NECB_Default | NECB_Default | NECB_Default | NECB_Default | NECB_Default | NECB_Default | NECB_Default | NECB_Default | NECB_Default | NECB_Default | NECB_Default | NECB_Default | NECB_Default | NECB_Default | NECB_Default | NECB_Default | NECB_Default | NECB_Default | NECB_Default | NECB_Default | NECB_Default | aws_batch | 834599497928 | btap_private_cli |  | TRUE | TRUE |  |  | 61.1552 | 12.0961 | 82.2475 | 133.7325 | 7836.48 | 4638.6699 | 29.8 | HighriseApartment |  |  | 0 | HighriseApartment | 10 |  | 10 | BTAPPRE1980 | 0.19422 | 23884.0213 | 1.2012 | 65.2241 | 26.7328 | 10.9693 | 133.9943 | 29.8669 | CALGARY | ALBERTA | 128.3407 | 0 | 0 | 128.3407 | 12.164 | 0 | 0 | 12.164 | 0 | 0.017196 | 0 | 0 | 0.58481 | 0.084473 | 0 | 0.29609 | 0.063082 | 0.040272 | 0 | 0.00083839 | 0.58481 | 0.082838 | 77.9262 | 0 | 29.8 | 0.678 | [5 empty] | 0.227 | 0.772 | 2.95 |  | 0 | Calgary Intl AP | CAN | 64 | 4781 | 51.114 | -114.02 | 7a | 5000 | AB | CAN_AB_Calgary.Intl.AP.718770_CWEC2016.epw | 0.58481 | 12.0961 | 61.1552 | 14.8969 | 21.9209 | TRUE | FALSE | FALSE | FALSE | 12.0891 | 16.0452 | 0 | 1.7761 | 0.013821 | 649.16 | 0 | 128.5028 | 8.3471 | 0.064956 | 3050.86 | 1.7865e-05 | 0.58481 | 699.75 | 699.75 | 7 | 7 |  | https://s3.console.aws.amazon.com/s3/buckets/834599497928?region=ca-central-1&prefix=phylroy.lopez/reference/reference/output/80aa098d-f545-4c3e-97e1-d4dd9a3a2edb/ | 1.0.002
1002 |  | TRUE | 1047 | 0 | 0 | 1050.0088 |  |  |  | 0.1 | 2021-09-22 20:23:42 +0000 | 438c2ebff | 0.2.14 | :adv_dx_units: NECB_Default :airloop_economizer_type: NECB_Default :algorithm_type: parametric :analysis_id: reference :analysis_name: reference :boiler_eff: NECB_Default :btap_batch_version: 1.0.002 :building_type: HighriseApartment :chiller_type: NECB_Default :compute_environment: aws_batch :datapoint_id: f0a07b7a-5adc-4330-ad33-dcf3d24ad6af :daylighting_type: NECB_Default :dcv_type: NECB_Default :door_construction_cond: NECB_Default :ecm_system_name: NECB_Default :electrical_loads_scale: NECB_Default :enable_costing: true :epw_file: CAN_NS_Halifax.Dockyard.713280_CWEC2016.epw :erv_package: NECB_Default :ext_floor_cond: NECB_Default :ext_roof_cond: NECB_Default :ext_wall_cond: NECB_Default :fdwr_set: NECB_Default :fixed_wind_solar_trans: NECB_Default :fixed_window_cond: NECB_Default :furnace_eff: NECB_Default :glass_door_cond: NECB_Default :glass_door_solar_trans: NECB_Default :ground_floor_cond: NECB_Default :ground_roof_cond: NECB_Default :ground_wall_cond: NECB_Default :image_name: btap_private_cli :infiltration_scale: NECB_Default :lights_scale: NECB_Default :lights_type: NECB_Default :nv_delta_temp_in_out: NECB_Default :nv_opening_fraction: NECB_Default :nv_temp_out_min: NECB_Default :nv_type: NECB_Default :oa_scale: NECB_Default :occupancy_loads_scale: NECB_Default :output_meters: [] :output_variables: [] :overhead_door_cond: NECB_Default :primary_heating_fuel: Electricity :pv_ground_azimuth_angle: NECB_Default :pv_ground_module_description: NECB_Default :pv_ground_tilt_angle: NECB_Default :pv_ground_total_area_pv_panels_m2: NECB_Default :pv_ground_type: NECB_Default :rotation_degrees: NECB_Default :run_annual_simulation: true :s3_bucket: '834599497928' :scale_x: NECB_Default :scale_y: NECB_Default :scale_z: NECB_Default :shw_eff: NECB_Default :skylight_cond: NECB_Default :skylight_solar_trans: NECB_Default :srr_set: NECB_Default :template: BTAPPRE1980 | reference | reference | f0a07b7a-5adc-4330-ad33-dcf3d24ad6af | BTAPPRE1980 | HighriseApartment | Electricity | Electricity | CAN_NS_Halifax.Dockyard.713280_CWEC2016.epw | parametric |  | NECB_Default | NECB_Default | NECB_Default | NECB_Default | NECB_Default | NECB_Default | NECB_Default | NECB_Default | NECB_Default | NECB_Default | NECB_Default | NECB_Default | NECB_Default | NECB_Default | NECB_Default | NECB_Default | NECB_Default | NECB_Default | NECB_Default | NECB_Default | NECB_Default | NECB_Default | NECB_Default | NECB_Default | NECB_Default | NECB_Default | NECB_Default | NECB_Default | NECB_Default | NECB_Default | NECB_Default | NECB_Default | NECB_Default | NECB_Default | NECB_Default | NECB_Default | NECB_Default | NECB_Default | NECB_Default | NECB_Default | NECB_Default | NECB_Default | NECB_Default | NECB_Default | NECB_Default | aws_batch | 834599497928 | btap_private_cli |  | TRUE | TRUE |  |  | 60.8042 | 7.1964 | 75.7724 | 120.8383 | 7836.48 | 4638.6699 | 29.8 | HighriseApartment |  |  | 0 | HighriseApartment | 10 |  | 10 | BTAPPRE1980 | 0.19422 | 23884.0213 | 1.1692 | 54.7797 | 27.0586 | 10.9335 | 122.9665 | 29.0255 | HALIFAX | NOVA SCOTIA | 109.1768 | 0 | 0 | 109.1768 | 21.4116 | 0 | 0 | 21.4116 | 0 | 0.014861 | 0 | 0 | 0.53839 | 0.06904 | 0 | 0.27278 | 0.063082 | 0.040272 | 0 | 0.00080904 | 0.53839 | 0.077527 | 76.8124 | 0 | 29.8 | 0.678 | [5 empty] | 0.267 | 0.823 | 2.95 |  | 0 | Halifax Dockyard | CAN | 112 | 3647 | 44.655 | -63.577 | 6 | 4000 | NS | CAN_NS_Halifax.Dockyard.713280_CWEC2016.epw | 0.53839 | 7.1964 | 60.8042 | 17.2425 | 22.6612 | TRUE | TRUE | FALSE | FALSE | 8.0716 | 7.1373 | 0 | 1.6622 | 0.012935 | 607.54 | 0 | 128.5028 | 8.3471 | 0.064956 | 3050.86 | 1.4037e-05 | 0.53839 | 313.25 | 313.25 | 0.25 | 0.25 |  | https://s3.console.aws.amazon.com/s3/buckets/834599497928?region=ca-central-1&prefix=phylroy.lopez/reference/reference/output/f0a07b7a-5adc-4330-ad33-dcf3d24ad6af/ | 1.0.002
1003 |  | TRUE | 1117 | 0 | 0 | 1045.6074 |  |  |  | 0.1 | 2021-09-22 20:24:09 +0000 | 438c2ebff | 0.2.14 | :adv_dx_units: NECB_Default :airloop_economizer_type: NECB_Default :algorithm_type: parametric :analysis_id: reference :analysis_name: reference :boiler_eff: NECB_Default :btap_batch_version: 1.0.002 :building_type: HighriseApartment :chiller_type: NECB_Default :compute_environment: aws_batch :datapoint_id: 2fe210d9-a20b-459d-af23-9da9daf1b614 :daylighting_type: NECB_Default :dcv_type: NECB_Default :door_construction_cond: NECB_Default :ecm_system_name: NECB_Default :electrical_loads_scale: NECB_Default :enable_costing: true :epw_file: CAN_YT_Whitehorse.Intl.AP.719640_CWEC2016.epw :erv_package: NECB_Default :ext_floor_cond: NECB_Default :ext_roof_cond: NECB_Default :ext_wall_cond: NECB_Default :fdwr_set: NECB_Default :fixed_wind_solar_trans: NECB_Default :fixed_window_cond: NECB_Default :furnace_eff: NECB_Default :glass_door_cond: NECB_Default :glass_door_solar_trans: NECB_Default :ground_floor_cond: NECB_Default :ground_roof_cond: NECB_Default :ground_wall_cond: NECB_Default :image_name: btap_private_cli :infiltration_scale: NECB_Default :lights_scale: NECB_Default :lights_type: NECB_Default :nv_delta_temp_in_out: NECB_Default :nv_opening_fraction: NECB_Default :nv_temp_out_min: NECB_Default :nv_type: NECB_Default :oa_scale: NECB_Default :occupancy_loads_scale: NECB_Default :output_meters: [] :output_variables: [] :overhead_door_cond: NECB_Default :primary_heating_fuel: Electricity :pv_ground_azimuth_angle: NECB_Default :pv_ground_module_description: NECB_Default :pv_ground_tilt_angle: NECB_Default :pv_ground_total_area_pv_panels_m2: NECB_Default :pv_ground_type: NECB_Default :rotation_degrees: NECB_Default :run_annual_simulation: true :s3_bucket: '834599497928' :scale_x: NECB_Default :scale_y: NECB_Default :scale_z: NECB_Default :shw_eff: NECB_Default :skylight_cond: NECB_Default :skylight_solar_trans: NECB_Default :srr_set: NECB_Default :template: BTAP1980TO2010 | reference | reference | 2fe210d9-a20b-459d-af23-9da9daf1b614 | BTAP1980TO2010 | HighriseApartment | Electricity | Electricity | CAN_YT_Whitehorse.Intl.AP.719640_CWEC2016.epw | parametric |  | NECB_Default | NECB_Default | NECB_Default | NECB_Default | NECB_Default | NECB_Default | NECB_Default | NECB_Default | NECB_Default | NECB_Default | NECB_Default | NECB_Default | NECB_Default | NECB_Default | NECB_Default | NECB_Default | NECB_Default | NECB_Default | NECB_Default | NECB_Default | NECB_Default | NECB_Default | NECB_Default | NECB_Default | NECB_Default | NECB_Default | NECB_Default | NECB_Default | NECB_Default | NECB_Default | NECB_Default | NECB_Default | NECB_Default | NECB_Default | NECB_Default | NECB_Default | NECB_Default | NECB_Default | NECB_Default | NECB_Default | NECB_Default | NECB_Default | NECB_Default | NECB_Default | NECB_Default | aws_batch | 834599497928 | btap_private_cli |  | TRUE | TRUE |  |  | 62.0279 | 8.4368 | 117.2033 | 165.983 | 7836.48 | 4638.6699 | 29.8 | HighriseApartment |  |  | 0 | HighriseApartment | 10 |  | 10 | BTAP1980TO2010 | 0.19422 | 23884.0213 | 0.90046 | 49.7883 | 24.558 | 10.8322 | 114.4064 | 28.3275 | WHITEHORSE | YUKON | 10.9017 | 0 | 0 | 10.9017 | 24.9662 | 0 | 0 | 24.9662 | 0 | 0.010722 | 0 | 0 | 0.70091 | 0.073592 | 0 | 0.42193 | 0.063082 | 0.040272 | 0 | 0.00083073 | 0.70091 | 0.090463 | 79.657 | 0 | 29.8 | 0.678 | [5 empty] | 0.227 | 0.346 | 2.95 |  | 0 | Whitehorse Intl AP | CAN | 5 | 6491 | 60.709 | -135.069 | 7b | 6580 | YT | CAN_YT_Whitehorse.Intl.AP.719640_CWEC2016.epw | 0.70091 | 8.4368 | 62.0279 | 17.8146 | 16.0247 | TRUE | FALSE | FALSE | FALSE | 8.2816 | 20.2118 | 0 | 1.9396 | 0.015094 | 708.91 | 0 | 128.5028 | 8.3471 | 0.064956 | 3050.86 | 1.2761e-05 | 0.70091 | 541.5 | 541.5 | 390.75 | 390.75 |  | https://s3.console.aws.amazon.com/s3/buckets/834599497928?region=ca-central-1&prefix=phylroy.lopez/reference/reference/output/2fe210d9-a20b-459d-af23-9da9daf1b614/ | 1.0.002
1004 |  | TRUE | 1111 | 2 | 0 | 1047.3376 |  |  |  | 0.1 | 2021-09-22 20:24:06 +0000 | 438c2ebff | 0.2.14 | :adv_dx_units: NECB_Default :airloop_economizer_type: NECB_Default :algorithm_type: parametric :analysis_id: reference :analysis_name: reference :boiler_eff: NECB_Default :btap_batch_version: 1.0.002 :building_type: HighriseApartment :chiller_type: NECB_Default :compute_environment: aws_batch :datapoint_id: 60b6363b-a70e-47df-bc70-64bcc404ae13 :daylighting_type: NECB_Default :dcv_type: NECB_Default :door_construction_cond: NECB_Default :ecm_system_name: NECB_Default :electrical_loads_scale: NECB_Default :enable_costing: true :epw_file: CAN_AB_Calgary.Intl.AP.718770_CWEC2016.epw :erv_package: NECB_Default :ext_floor_cond: NECB_Default :ext_roof_cond: NECB_Default :ext_wall_cond: NECB_Default :fdwr_set: NECB_Default :fixed_wind_solar_trans: NECB_Default :fixed_window_cond: NECB_Default :furnace_eff: NECB_Default :glass_door_cond: NECB_Default :glass_door_solar_trans: NECB_Default :ground_floor_cond: NECB_Default :ground_roof_cond: NECB_Default :ground_wall_cond: NECB_Default :image_name: btap_private_cli :infiltration_scale: NECB_Default :lights_scale: NECB_Default :lights_type: NECB_Default :nv_delta_temp_in_out: NECB_Default :nv_opening_fraction: NECB_Default :nv_temp_out_min: NECB_Default :nv_type: NECB_Default :oa_scale: NECB_Default :occupancy_loads_scale: NECB_Default :output_meters: [] :output_variables: [] :overhead_door_cond: NECB_Default :primary_heating_fuel: NaturalGas :pv_ground_azimuth_angle: NECB_Default :pv_ground_module_description: NECB_Default :pv_ground_tilt_angle: NECB_Default :pv_ground_total_area_pv_panels_m2: NECB_Default :pv_ground_type: NECB_Default :rotation_degrees: NECB_Default :run_annual_simulation: true :s3_bucket: '834599497928' :scale_x: NECB_Default :scale_y: NECB_Default :scale_z: NECB_Default :shw_eff: NECB_Default :skylight_cond: NECB_Default :skylight_solar_trans: NECB_Default :srr_set: NECB_Default :template: BTAP1980TO2010 | reference | reference | 60b6363b-a70e-47df-bc70-64bcc404ae13 | BTAP1980TO2010 | HighriseApartment | NaturalGas | Natural Gas | CAN_AB_Calgary.Intl.AP.718770_CWEC2016.epw | parametric |  | NECB_Default | NECB_Default | NECB_Default | NECB_Default | NECB_Default | NECB_Default | NECB_Default | NECB_Default | NECB_Default | NECB_Default | NECB_Default | NECB_Default | NECB_Default | NECB_Default | NECB_Default | NECB_Default | NECB_Default | NECB_Default | NECB_Default | NECB_Default | NECB_Default | NECB_Default | NECB_Default | NECB_Default | NECB_Default | NECB_Default | NECB_Default | NECB_Default | NECB_Default | NECB_Default | NECB_Default | NECB_Default | NECB_Default | NECB_Default | NECB_Default | NECB_Default | NECB_Default | NECB_Default | NECB_Default | NECB_Default | NECB_Default | NECB_Default | NECB_Default | NECB_Default | NECB_Default | aws_batch | 834599497928 | btap_private_cli |  | TRUE | TRUE |  |  | 72.5235 | 11.7718 | 75.2088 | 162.7818 | 7836.48 | 4638.6699 | 29.8 | HighriseApartment |  |  | 0 | HighriseApartment | 10 |  | 10 | BTAP1980TO2010 | 0.19422 | 23884.0213 | 1.2012 | 90.7264 | 26.7328 | 3.3856 | 156.8358 | 34.7898 | CALGARY | ALBERTA | 43.1968 | 24.855 | 0 | 68.0518 | 4.0942 | 1.7732 | 0 | 5.8673 | 0 | 0.018501 | 0 | 0 | 0.19684 | 0.073557 | 0 | 0.38572 | 0.063082 | 0.040272 | 0.49255 | 0.001405 | 0.68939 | 0.10683 | 19.5511 | 78.1336 | 29.8 | 0.678 | [5 empty] | 0.227 | 0.346 | 2.95 |  | 0 | Calgary Intl AP | CAN | 64 | 4781 | 51.114 | -114.02 | 7a | 5000 | AB | CAN_AB_Calgary.Intl.AP.718770_CWEC2016.epw | 0.68939 | 11.7718 | 72.5235 | 14.8969 | 21.9209 | TRUE | TRUE | FALSE | FALSE | 12.0891 | 16.0453 | 0 | 0 | 0 | 0 | 837.21 | 128.5028 | 8.3471 | 0.064956 | 3050.86 | 1.9141e-05 | 0.68939 | 750.25 | 750.25 | 13.75 | 13.75 |  | https://s3.console.aws.amazon.com/s3/buckets/834599497928?region=ca-central-1&prefix=phylroy.lopez/reference/reference/output/60b6363b-a70e-47df-bc70-64bcc404ae13/ | 1.0.002
1005 |  | TRUE | 1113 | 0 | 0 | 1049.301 |  |  |  | 0.1 | 2021-09-22 20:24:09 +0000 | 438c2ebff | 0.2.14 | :adv_dx_units: NECB_Default :airloop_economizer_type: NECB_Default :algorithm_type: parametric :analysis_id: reference :analysis_name: reference :boiler_eff: NECB_Default :btap_batch_version: 1.0.002 :building_type: HighriseApartment :chiller_type: NECB_Default :compute_environment: aws_batch :datapoint_id: df043d73-7a92-4a02-baac-cd8ebde2912d :daylighting_type: NECB_Default :dcv_type: NECB_Default :door_construction_cond: NECB_Default :ecm_system_name: NECB_Default :electrical_loads_scale: NECB_Default :enable_costing: true :epw_file: CAN_AB_Calgary.Intl.AP.718770_CWEC2016.epw :erv_package: NECB_Default :ext_floor_cond: NECB_Default :ext_roof_cond: NECB_Default :ext_wall_cond: NECB_Default :fdwr_set: NECB_Default :fixed_wind_solar_trans: NECB_Default :fixed_window_cond: NECB_Default :furnace_eff: NECB_Default :glass_door_cond: NECB_Default :glass_door_solar_trans: NECB_Default :ground_floor_cond: NECB_Default :ground_roof_cond: NECB_Default :ground_wall_cond: NECB_Default :image_name: btap_private_cli :infiltration_scale: NECB_Default :lights_scale: NECB_Default :lights_type: NECB_Default :nv_delta_temp_in_out: NECB_Default :nv_opening_fraction: NECB_Default :nv_temp_out_min: NECB_Default :nv_type: NECB_Default :oa_scale: NECB_Default :occupancy_loads_scale: NECB_Default :output_meters: [] :output_variables: [] :overhead_door_cond: NECB_Default :primary_heating_fuel: Electricity :pv_ground_azimuth_angle: NECB_Default :pv_ground_module_description: NECB_Default :pv_ground_tilt_angle: NECB_Default :pv_ground_total_area_pv_panels_m2: NECB_Default :pv_ground_type: NECB_Default :rotation_degrees: NECB_Default :run_annual_simulation: true :s3_bucket: '834599497928' :scale_x: NECB_Default :scale_y: NECB_Default :scale_z: NECB_Default :shw_eff: NECB_Default :skylight_cond: NECB_Default :skylight_solar_trans: NECB_Default :srr_set: NECB_Default :template: BTAP1980TO2010 | reference | reference | df043d73-7a92-4a02-baac-cd8ebde2912d | BTAP1980TO2010 | HighriseApartment | Electricity | Electricity | CAN_AB_Calgary.Intl.AP.718770_CWEC2016.epw | parametric |  | NECB_Default | NECB_Default | NECB_Default | NECB_Default | NECB_Default | NECB_Default | NECB_Default | NECB_Default | NECB_Default | NECB_Default | NECB_Default | NECB_Default | NECB_Default | NECB_Default | NECB_Default | NECB_Default | NECB_Default | NECB_Default | NECB_Default | NECB_Default | NECB_Default | NECB_Default | NECB_Default | NECB_Default | NECB_Default | NECB_Default | NECB_Default | NECB_Default | NECB_Default | NECB_Default | NECB_Default | NECB_Default | NECB_Default | NECB_Default | NECB_Default | NECB_Default | NECB_Default | NECB_Default | NECB_Default | NECB_Default | NECB_Default | NECB_Default | NECB_Default | NECB_Default | NECB_Default | aws_batch | 834599497928 | btap_private_cli |  | TRUE | TRUE |  |  | 56.9373 | 11.7732 | 75.2683 | 124.0778 | 7836.48 | 4638.6699 | 29.8 | HighriseApartment |  |  | 0 | HighriseApartment | 10 |  | 10 | BTAP1980TO2010 | 0.19422 | 23884.0213 | 1.2012 | 58.5049 | 26.7328 | 10.9693 | 127.2624 | 29.8541 | CALGARY | ALBERTA | 120.7133 | 0 | 0 | 120.7133 | 11.4411 | 0 | 0 | 11.4411 | 0 | 0.018515 | 0 | 0 | 0.55005 | 0.073518 | 0 | 0.27097 | 0.063082 | 0.040272 | 0 | 0.00084221 | 0.55005 | 0.082839 | 73.3307 | 0 | 29.8 | 0.678 | [5 empty] | 0.227 | 0.346 | 2.95 |  | 0 | Calgary Intl AP | CAN | 64 | 4781 | 51.114 | -114.02 | 7a | 5000 | AB | CAN_AB_Calgary.Intl.AP.718770_CWEC2016.epw | 0.55005 | 11.7732 | 56.9373 | 14.8969 | 21.9209 | TRUE | TRUE | FALSE | FALSE | 12.0891 | 16.0452 | 0 | 1.7761 | 0.013822 | 649.17 | 0 | 128.5028 | 8.3471 | 0.064956 | 3050.86 | 1.9141e-05 | 0.55005 | 753 | 753 | 11 | 11 |  | https://s3.console.aws.amazon.com/s3/buckets/834599497928?region=ca-central-1&prefix=phylroy.lopez/reference/reference/output/df043d73-7a92-4a02-baac-cd8ebde2912d/ | 1.0.002
1006 |  | TRUE | 1114 | 2 | 0 | 1047.9842 |  |  |  | 0.1 | 2021-09-22 20:23:59 +0000 | 438c2ebff | 0.2.14 | :adv_dx_units: NECB_Default :airloop_economizer_type: NECB_Default :algorithm_type: parametric :analysis_id: reference :analysis_name: reference :boiler_eff: NECB_Default :btap_batch_version: 1.0.002 :building_type: HighriseApartment :chiller_type: NECB_Default :compute_environment: aws_batch :datapoint_id: ef30042d-0aaf-4a3b-88a7-71c142334ab3 :daylighting_type: NECB_Default :dcv_type: NECB_Default :door_construction_cond: NECB_Default :ecm_system_name: NECB_Default :electrical_loads_scale: NECB_Default :enable_costing: true :epw_file: CAN_YT_Whitehorse.Intl.AP.719640_CWEC2016.epw :erv_package: NECB_Default :ext_floor_cond: NECB_Default :ext_roof_cond: NECB_Default :ext_wall_cond: NECB_Default :fdwr_set: NECB_Default :fixed_wind_solar_trans: NECB_Default :fixed_window_cond: NECB_Default :furnace_eff: NECB_Default :glass_door_cond: NECB_Default :glass_door_solar_trans: NECB_Default :ground_floor_cond: NECB_Default :ground_roof_cond: NECB_Default :ground_wall_cond: NECB_Default :image_name: btap_private_cli :infiltration_scale: NECB_Default :lights_scale: NECB_Default :lights_type: NECB_Default :nv_delta_temp_in_out: NECB_Default :nv_opening_fraction: NECB_Default :nv_temp_out_min: NECB_Default :nv_type: NECB_Default :oa_scale: NECB_Default :occupancy_loads_scale: NECB_Default :output_meters: [] :output_variables: [] :overhead_door_cond: NECB_Default :primary_heating_fuel: NaturalGas :pv_ground_azimuth_angle: NECB_Default :pv_ground_module_description: NECB_Default :pv_ground_tilt_angle: NECB_Default :pv_ground_total_area_pv_panels_m2: NECB_Default :pv_ground_type: NECB_Default :rotation_degrees: NECB_Default :run_annual_simulation: true :s3_bucket: '834599497928' :scale_x: NECB_Default :scale_y: NECB_Default :scale_z: NECB_Default :shw_eff: NECB_Default :skylight_cond: NECB_Default :skylight_solar_trans: NECB_Default :srr_set: NECB_Default :template: BTAP1980TO2010 | reference | reference | ef30042d-0aaf-4a3b-88a7-71c142334ab3 | BTAP1980TO2010 | HighriseApartment | NaturalGas | Natural Gas | CAN_YT_Whitehorse.Intl.AP.719640_CWEC2016.epw | parametric |  | NECB_Default | NECB_Default | NECB_Default | NECB_Default | NECB_Default | NECB_Default | NECB_Default | NECB_Default | NECB_Default | NECB_Default | NECB_Default | NECB_Default | NECB_Default | NECB_Default | NECB_Default | NECB_Default | NECB_Default | NECB_Default | NECB_Default | NECB_Default | NECB_Default | NECB_Default | NECB_Default | NECB_Default | NECB_Default | NECB_Default | NECB_Default | NECB_Default | NECB_Default | NECB_Default | NECB_Default | NECB_Default | NECB_Default | NECB_Default | NECB_Default | NECB_Default | NECB_Default | NECB_Default | NECB_Default | NECB_Default | NECB_Default | NECB_Default | NECB_Default | NECB_Default | NECB_Default | aws_batch | 834599497928 | btap_private_cli |  | TRUE | TRUE |  |  | 81.7785 | 8.4355 | 116.9814 | 213.2899 | 7836.48 | 4638.6699 | 29.8 | HighriseApartment |  |  | 0 | HighriseApartment | 10 |  | 10 | BTAP1980TO2010 | 0.19422 | 23884.0213 | 0.90046 | 79.0537 | 24.558 | 3.2415 | 140.2161 | 32.4624 | WHITEHORSE | YUKON | 2.947 | 33.9235 | 0 | 36.8705 | 6.749 | 6.1833 | 0 | 12.9324 | 0 | 0.010711 | 0 | 0 | 0.18947 | 0.073693 | 0 | 0.56572 | 0.063082 | 0.040272 | 0.68174 | 0.0017036 | 0.87121 | 0.11601 | 19.8875 | 91.0338 | 29.8 | 0.678 | [5 empty] | 0.227 | 0.346 | 2.95 |  | 0 | Whitehorse Intl AP | CAN | 5 | 6491 | 60.709 | -135.069 | 7b | 6580 | YT | CAN_YT_Whitehorse.Intl.AP.719640_CWEC2016.epw | 0.87121 | 8.4355 | 81.7785 | 17.8146 | 16.0247 | TRUE | FALSE | FALSE | FALSE | 8.2816 | 20.2119 | 0 | 0 | 0 | 0 | 909.14 | 128.5028 | 8.3471 | 0.064956 | 3050.86 | 1.2761e-05 | 0.87121 | 541 | 541 | 741.25 | 741.25 |  | https://s3.console.aws.amazon.com/s3/buckets/834599497928?region=ca-central-1&prefix=phylroy.lopez/reference/reference/output/ef30042d-0aaf-4a3b-88a7-71c142334ab3/ | 1.0.002
1007 |  | TRUE | 1039 | 2 | 0 | 1049.6515 |  |  |  | 0.1 | 2021-09-22 20:23:12 +0000 | 438c2ebff | 0.2.14 | :adv_dx_units: NECB_Default :airloop_economizer_type: NECB_Default :algorithm_type: parametric :analysis_id: reference :analysis_name: reference :boiler_eff: NECB_Default :btap_batch_version: 1.0.002 :building_type: HighriseApartment :chiller_type: NECB_Default :compute_environment: aws_batch :datapoint_id: 3028db3e-a3d1-4ecd-aec4-a3f0f3375a6a :daylighting_type: NECB_Default :dcv_type: NECB_Default :door_construction_cond: NECB_Default :ecm_system_name: NECB_Default :electrical_loads_scale: NECB_Default :enable_costing: true :epw_file: CAN_ON_Toronto.Pearson.Intl.AP.716240_CWEC2016.epw :erv_package: NECB_Default :ext_floor_cond: NECB_Default :ext_roof_cond: NECB_Default :ext_wall_cond: NECB_Default :fdwr_set: NECB_Default :fixed_wind_solar_trans: NECB_Default :fixed_window_cond: NECB_Default :furnace_eff: NECB_Default :glass_door_cond: NECB_Default :glass_door_solar_trans: NECB_Default :ground_floor_cond: NECB_Default :ground_roof_cond: NECB_Default :ground_wall_cond: NECB_Default :image_name: btap_private_cli :infiltration_scale: NECB_Default :lights_scale: NECB_Default :lights_type: NECB_Default :nv_delta_temp_in_out: NECB_Default :nv_opening_fraction: NECB_Default :nv_temp_out_min: NECB_Default :nv_type: NECB_Default :oa_scale: NECB_Default :occupancy_loads_scale: NECB_Default :output_meters: [] :output_variables: [] :overhead_door_cond: NECB_Default :primary_heating_fuel: NaturalGas :pv_ground_azimuth_angle: NECB_Default :pv_ground_module_description: NECB_Default :pv_ground_tilt_angle: NECB_Default :pv_ground_total_area_pv_panels_m2: NECB_Default :pv_ground_type: NECB_Default :rotation_degrees: NECB_Default :run_annual_simulation: true :s3_bucket: '834599497928' :scale_x: NECB_Default :scale_y: NECB_Default :scale_z: NECB_Default :shw_eff: NECB_Default :skylight_cond: NECB_Default :skylight_solar_trans: NECB_Default :srr_set: NECB_Default :template: BTAP1980TO2010 | reference | reference | 3028db3e-a3d1-4ecd-aec4-a3f0f3375a6a | BTAP1980TO2010 | HighriseApartment | NaturalGas | Natural Gas | CAN_ON_Toronto.Pearson.Intl.AP.716240_CWEC2016.epw | parametric |  | NECB_Default | NECB_Default | NECB_Default | NECB_Default | NECB_Default | NECB_Default | NECB_Default | NECB_Default | NECB_Default | NECB_Default | NECB_Default | NECB_Default | NECB_Default | NECB_Default | NECB_Default | NECB_Default | NECB_Default | NECB_Default | NECB_Default | NECB_Default | NECB_Default | NECB_Default | NECB_Default | NECB_Default | NECB_Default | NECB_Default | NECB_Default | NECB_Default | NECB_Default | NECB_Default | NECB_Default | NECB_Default | NECB_Default | NECB_Default | NECB_Default | NECB_Default | NECB_Default | NECB_Default | NECB_Default | NECB_Default | NECB_Default | NECB_Default | NECB_Default | NECB_Default | NECB_Default | aws_batch | 834599497928 | btap_private_cli |  | TRUE | TRUE |  |  | 105.7448 | 19.8773 | 85.6507 | 177.0927 | 7836.48 | 4638.6699 | 29.8 | HighriseApartment |  |  | 0 | HighriseApartment | 10 |  | 10 | BTAP1980TO2010 | 0.19422 | 23884.0213 | 1.38 | 105.6416 | 28.0792 | 3.4455 | 175.6843 | 37.138 | TORONTO | ONTARIO | 1.2097 | 25.852 | 0 | 27.0617 | 9.6919 | 4.5616 | 0 | 14.2535 | 0 | 0.03212 | 0 | 0 | 0.2178 | 0.080848 | 0 | 0.42425 | 0.063082 | 0.040272 | 0.52311 | 0.0014509 | 0.74091 | 0.098865 | 26.0983 | 111.7544 | 29.8 | 0.678 | [5 empty] | 0.296 | 0.682 | 3.35 |  | 0 | Toronto Pearson Intl AP | CAN | 382 | 3615 | 43.677 | -79.631 | 5 | 3890 | ON | CAN_ON_Toronto.Pearson.Intl.AP.716240_CWEC2016.epw | 0.74091 | 19.8773 | 105.7448 | 20.5556 | 21.5171 | TRUE | FALSE | FALSE | FALSE | 12.1965 | 8.6659 | 0 | 0 | 0 | 0 | 774.75 | 128.5028 | 8.3471 | 0.064956 | 3050.86 | 2.2969e-05 | 0.74091 | 892 | 892 | 19.25 | 19.25 |  | https://s3.console.aws.amazon.com/s3/buckets/834599497928?region=ca-central-1&prefix=phylroy.lopez/reference/reference/output/3028db3e-a3d1-4ecd-aec4-a3f0f3375a6a/ | 1.0.002
1008 |  | TRUE | 1112 | 0 | 0 | 1045.7678 |  |  |  | 0.1 | 2021-09-22 20:23:43 +0000 | 438c2ebff | 0.2.14 | :adv_dx_units: NECB_Default :airloop_economizer_type: NECB_Default :algorithm_type: parametric :analysis_id: reference :analysis_name: reference :boiler_eff: NECB_Default :btap_batch_version: 1.0.002 :building_type: HighriseApartment :chiller_type: NECB_Default :compute_environment: aws_batch :datapoint_id: cfef3e10-ad51-4fc8-b4d1-0b3340501c94 :daylighting_type: NECB_Default :dcv_type: NECB_Default :door_construction_cond: NECB_Default :ecm_system_name: NECB_Default :electrical_loads_scale: NECB_Default :enable_costing: true :epw_file: CAN_BC_Vancouver.Intl.AP.718920_CWEC2016.epw :erv_package: NECB_Default :ext_floor_cond: NECB_Default :ext_roof_cond: NECB_Default :ext_wall_cond: NECB_Default :fdwr_set: NECB_Default :fixed_wind_solar_trans: NECB_Default :fixed_window_cond: NECB_Default :furnace_eff: NECB_Default :glass_door_cond: NECB_Default :glass_door_solar_trans: NECB_Default :ground_floor_cond: NECB_Default :ground_roof_cond: NECB_Default :ground_wall_cond: NECB_Default :image_name: btap_private_cli :infiltration_scale: NECB_Default :lights_scale: NECB_Default :lights_type: NECB_Default :nv_delta_temp_in_out: NECB_Default :nv_opening_fraction: NECB_Default :nv_temp_out_min: NECB_Default :nv_type: NECB_Default :oa_scale: NECB_Default :occupancy_loads_scale: NECB_Default :output_meters: [] :output_variables: [] :overhead_door_cond: NECB_Default :primary_heating_fuel: Electricity :pv_ground_azimuth_angle: NECB_Default :pv_ground_module_description: NECB_Default :pv_ground_tilt_angle: NECB_Default :pv_ground_total_area_pv_panels_m2: NECB_Default :pv_ground_type: NECB_Default :rotation_degrees: NECB_Default :run_annual_simulation: true :s3_bucket: '834599497928' :scale_x: NECB_Default :scale_y: NECB_Default :scale_z: NECB_Default :shw_eff: NECB_Default :skylight_cond: NECB_Default :skylight_solar_trans: NECB_Default :srr_set: NECB_Default :template: NECB2011 | reference | reference | cfef3e10-ad51-4fc8-b4d1-0b3340501c94 | NECB2011 | HighriseApartment | Electricity | Electricity | CAN_BC_Vancouver.Intl.AP.718920_CWEC2016.epw | parametric |  | NECB_Default | NECB_Default | NECB_Default | NECB_Default | NECB_Default | NECB_Default | NECB_Default | NECB_Default | NECB_Default | NECB_Default | NECB_Default | NECB_Default | NECB_Default | NECB_Default | NECB_Default | NECB_Default | NECB_Default | NECB_Default | NECB_Default | NECB_Default | NECB_Default | NECB_Default | NECB_Default | NECB_Default | NECB_Default | NECB_Default | NECB_Default | NECB_Default | NECB_Default | NECB_Default | NECB_Default | NECB_Default | NECB_Default | NECB_Default | NECB_Default | NECB_Default | NECB_Default | NECB_Default | NECB_Default | NECB_Default | NECB_Default | NECB_Default | NECB_Default | NECB_Default | NECB_Default | aws_batch | 834599497928 | btap_private_cli |  | TRUE | TRUE |  |  | 22.9208 | 8.672 | 29.8369 | 76.8277 | 7836.48 | 4638.6699 | 40 | HighriseApartment |  |  | 5 | HighriseApartment | 10 |  | 10 | NECB2011 | 0.19422 | 23884.0213 | 51.8737 | 44.3257 | 24.7963 | 10.9626 | 165.1161 | 33.1577 | VANCOUVER | BRITISH COLUMBIA | 1.0768 | 0 | 0 | 1.0768 | 10.7532 | 0 | 0 | 10.7532 | 0 | 0.038409 | 0 | 0 | 0.37997 | 0.055792 | 0 | 0.10741 | 0.063082 | 0.040272 | 0 | 0.00094558 | 0.37997 | 0.07402 | 38.8072 | 0 | 40 | 0.757 | [5 empty] | 0.227 | 0.315 | 2.4 | 2.4 | 5 | Vancouver Intl AP | CAN | 42 | 2797 | 49.195 | -123.184 | 4 | 2800 | BC | CAN_BC_Vancouver.Intl.AP.718920_CWEC2016.epw | 0.37997 | 8.672 | 22.9208 | 15.0941 | 24.7638 | TRUE | TRUE | FALSE | FALSE | 10.9327 | 7.3037 | 0 | 1.587 | 0.01235 | 580.06 | 0 | 128.5028 | 8.3471 | 0.064956 | 3050.86 | 3.9559e-05 | 0.37997 | 114.75 | 114.75 | 0 | 0 |  | https://s3.console.aws.amazon.com/s3/buckets/834599497928?region=ca-central-1&prefix=phylroy.lopez/reference/reference/output/cfef3e10-ad51-4fc8-b4d1-0b3340501c94/ | 1.0.002
1009 |  | TRUE | 1158 | 0 | 0 | 1051.274 |  |  |  | 0.1 | 2021-09-22 20:24:13 +0000 | 438c2ebff | 0.2.14 | :adv_dx_units: NECB_Default :airloop_economizer_type: NECB_Default :algorithm_type: parametric :analysis_id: reference :analysis_name: reference :boiler_eff: NECB_Default :btap_batch_version: 1.0.002 :building_type: HighriseApartment :chiller_type: NECB_Default :compute_environment: aws_batch :datapoint_id: 45b03a2b-79f7-4392-a3a4-60fc67d88e27 :daylighting_type: NECB_Default :dcv_type: NECB_Default :door_construction_cond: NECB_Default :ecm_system_name: NECB_Default :electrical_loads_scale: NECB_Default :enable_costing: true :epw_file: CAN_QC_Montreal-Trudeau.Intl.AP.716270_CWEC2016.epw :erv_package: NECB_Default :ext_floor_cond: NECB_Default :ext_roof_cond: NECB_Default :ext_wall_cond: NECB_Default :fdwr_set: NECB_Default :fixed_wind_solar_trans: NECB_Default :fixed_window_cond: NECB_Default :furnace_eff: NECB_Default :glass_door_cond: NECB_Default :glass_door_solar_trans: NECB_Default :ground_floor_cond: NECB_Default :ground_roof_cond: NECB_Default :ground_wall_cond: NECB_Default :image_name: btap_private_cli :infiltration_scale: NECB_Default :lights_scale: NECB_Default :lights_type: NECB_Default :nv_delta_temp_in_out: NECB_Default :nv_opening_fraction: NECB_Default :nv_temp_out_min: NECB_Default :nv_type: NECB_Default :oa_scale: NECB_Default :occupancy_loads_scale: NECB_Default :output_meters: [] :output_variables: [] :overhead_door_cond: NECB_Default :primary_heating_fuel: Electricity :pv_ground_azimuth_angle: NECB_Default :pv_ground_module_description: NECB_Default :pv_ground_tilt_angle: NECB_Default :pv_ground_total_area_pv_panels_m2: NECB_Default :pv_ground_type: NECB_Default :rotation_degrees: NECB_Default :run_annual_simulation: true :s3_bucket: '834599497928' :scale_x: NECB_Default :scale_y: NECB_Default :scale_z: NECB_Default :shw_eff: NECB_Default :skylight_cond: NECB_Default :skylight_solar_trans: NECB_Default :srr_set: NECB_Default :template: NECB2011 | reference | reference | 45b03a2b-79f7-4392-a3a4-60fc67d88e27 | NECB2011 | HighriseApartment | Electricity | Electricity | CAN_QC_Montreal-Trudeau.Intl.AP.716270_CWEC2016.epw | parametric |  | NECB_Default | NECB_Default | NECB_Default | NECB_Default | NECB_Default | NECB_Default | NECB_Default | NECB_Default | NECB_Default | NECB_Default | NECB_Default | NECB_Default | NECB_Default | NECB_Default | NECB_Default | NECB_Default | NECB_Default | NECB_Default | NECB_Default | NECB_Default | NECB_Default | NECB_Default | NECB_Default | NECB_Default | NECB_Default | NECB_Default | NECB_Default | NECB_Default | NECB_Default | NECB_Default | NECB_Default | NECB_Default | NECB_Default | NECB_Default | NECB_Default | NECB_Default | NECB_Default | NECB_Default | NECB_Default | NECB_Default | NECB_Default | NECB_Default | NECB_Default | NECB_Default | NECB_Default | aws_batch | 834599497928 | btap_private_cli |  | TRUE | TRUE |  |  | 45.2252 | 11.7847 | 46.515 | 98.1698 | 7836.48 | 4638.6699 | 37.3 | HighriseApartment |  |  | 5 | HighriseApartment | 10 |  | 10 | NECB2011 | 0.19422 | 23884.0213 | 53.3132 | 47.054 | 25.4639 | 10.9444 | 171.3607 | 34.5852 | MONTREAL | QUEBEC | 0.17752 | 0 | 0 | 0.17752 | 11.3059 | 0 | 0 | 11.3059 | 0 | 0.047805 | 0 | 0 | 0.45681 | 0.058603 | 0 | 0.16745 | 0.063082 | 0.040272 | 0 | 0.00095706 | 0.45681 | 0.078593 | 58.7128 | 0 | 37.3 | 0.757 | [5 empty] | 0.183 | 0.247 | 2.2 | 2.2 | 5 | Montreal-Trudeau Intl AP | CAN | 323 | 4090 | 45.471 | -73.741 | 6 | 4400 | QC | CAN_QC_Montreal-Trudeau.Intl.AP.716270_CWEC2016.epw | 0.45681 | 11.7847 | 45.2252 | 19.5469 | 22.8739 | TRUE | TRUE | FALSE | FALSE | 12.3036 | 14.5938 | 0 | 1.6851 | 0.013113 | 615.89 | 0 | 128.5028 | 8.3471 | 0.064956 | 3050.86 | 4.2111e-05 | 0.45681 | 61.25 | 61.25 | 0 | 0 |  | https://s3.console.aws.amazon.com/s3/buckets/834599497928?region=ca-central-1&prefix=phylroy.lopez/reference/reference/output/45b03a2b-79f7-4392-a3a4-60fc67d88e27/ | 1.0.002
1010 |  | TRUE | 1125 | 0 | 0 | 1046.7105 |  |  |  | 0.1 | 2021-09-22 20:24:18 +0000 | 438c2ebff | 0.2.14 | :adv_dx_units: NECB_Default :airloop_economizer_type: NECB_Default :algorithm_type: parametric :analysis_id: reference :analysis_name: reference :boiler_eff: NECB_Default :btap_batch_version: 1.0.002 :building_type: HighriseApartment :chiller_type: NECB_Default :compute_environment: aws_batch :datapoint_id: 832f1695-5b07-48cb-ba54-56833aab1f07 :daylighting_type: NECB_Default :dcv_type: NECB_Default :door_construction_cond: NECB_Default :ecm_system_name: NECB_Default :electrical_loads_scale: NECB_Default :enable_costing: true :epw_file: CAN_ON_Toronto.Pearson.Intl.AP.716240_CWEC2016.epw :erv_package: NECB_Default :ext_floor_cond: NECB_Default :ext_roof_cond: NECB_Default :ext_wall_cond: NECB_Default :fdwr_set: NECB_Default :fixed_wind_solar_trans: NECB_Default :fixed_window_cond: NECB_Default :furnace_eff: NECB_Default :glass_door_cond: NECB_Default :glass_door_solar_trans: NECB_Default :ground_floor_cond: NECB_Default :ground_roof_cond: NECB_Default :ground_wall_cond: NECB_Default :image_name: btap_private_cli :infiltration_scale: NECB_Default :lights_scale: NECB_Default :lights_type: NECB_Default :nv_delta_temp_in_out: NECB_Default :nv_opening_fraction: NECB_Default :nv_temp_out_min: NECB_Default :nv_type: NECB_Default :oa_scale: NECB_Default :occupancy_loads_scale: NECB_Default :output_meters: [] :output_variables: [] :overhead_door_cond: NECB_Default :primary_heating_fuel: NaturalGas :pv_ground_azimuth_angle: NECB_Default :pv_ground_module_description: NECB_Default :pv_ground_tilt_angle: NECB_Default :pv_ground_total_area_pv_panels_m2: NECB_Default :pv_ground_type: NECB_Default :rotation_degrees: NECB_Default :run_annual_simulation: true :s3_bucket: '834599497928' :scale_x: NECB_Default :scale_y: NECB_Default :scale_z: NECB_Default :shw_eff: NECB_Default :skylight_cond: NECB_Default :skylight_solar_trans: NECB_Default :srr_set: NECB_Default :template: NECB2011 | reference | reference | 832f1695-5b07-48cb-ba54-56833aab1f07 | NECB2011 | HighriseApartment | NaturalGas | Natural Gas | CAN_ON_Toronto.Pearson.Intl.AP.716240_CWEC2016.epw | parametric |  | NECB_Default | NECB_Default | NECB_Default | NECB_Default | NECB_Default | NECB_Default | NECB_Default | NECB_Default | NECB_Default | NECB_Default | NECB_Default | NECB_Default | NECB_Default | NECB_Default | NECB_Default | NECB_Default | NECB_Default | NECB_Default | NECB_Default | NECB_Default | NECB_Default | NECB_Default | NECB_Default | NECB_Default | NECB_Default | NECB_Default | NECB_Default | NECB_Default | NECB_Default | NECB_Default | NECB_Default | NECB_Default | NECB_Default | NECB_Default | NECB_Default | NECB_Default | NECB_Default | NECB_Default | NECB_Default | NECB_Default | NECB_Default | NECB_Default | NECB_Default | NECB_Default | NECB_Default | aws_batch | 834599497928 | btap_private_cli |  | TRUE | TRUE |  |  | 56.5279 | 13.1526 | 39.2002 | 115.4944 | 7836.48 | 4638.6699 | 40 | HighriseApartment |  |  | 5 | HighriseApartment | 10 |  | 10 | NECB2011 | 0.19422 | 23884.0213 | 54.7818 | 83.2048 | 28.0792 | 3.4455 | 211.3245 | 41.8132 | TORONTO | ONTARIO | 1.2093 | 14.8976 | 0 | 16.1069 | 9.6889 | 2.6287 | 0 | 12.3176 | 0 | 0.052987 | 0 | 0 | 0.21773 | 0.060026 | 0 | 0.20264 | 0.063082 | 0.040272 | 0.30145 | 0.0013144 | 0.51918 | 0.098812 | 23.7961 | 61.8209 | 40 | 0.757 | [5 empty] | 0.183 | 0.278 | 2.2 | 2.2 | 5 | Toronto Pearson Intl AP | CAN | 382 | 3615 | 43.677 | -79.631 | 5 | 3890 | ON | CAN_ON_Toronto.Pearson.Intl.AP.716240_CWEC2016.epw | 0.51918 | 13.1526 | 56.5279 | 20.5556 | 21.5171 | TRUE | FALSE | FALSE | FALSE | 12.1965 | 8.6659 | 0 | 0 | 0 | 0 | 774.34 | 128.5028 | 8.3471 | 0.064956 | 3050.86 | 4.7215e-05 | 0.51918 | 133.25 | 133.25 | 0.25 | 0.25 |  | https://s3.console.aws.amazon.com/s3/buckets/834599497928?region=ca-central-1&prefix=phylroy.lopez/reference/reference/output/832f1695-5b07-48cb-ba54-56833aab1f07/ | 1.0.002
1011 |  | TRUE | 1190 | 0 | 0 | 1047.0564 |  |  |  | 0.1 | 2021-09-22 20:24:27 +0000 | 438c2ebff | 0.2.14 | :adv_dx_units: NECB_Default :airloop_economizer_type: NECB_Default :algorithm_type: parametric :analysis_id: reference :analysis_name: reference :boiler_eff: NECB_Default :btap_batch_version: 1.0.002 :building_type: HighriseApartment :chiller_type: NECB_Default :compute_environment: aws_batch :datapoint_id: 410e0aa4-5d26-4deb-a2b1-840498f37911 :daylighting_type: NECB_Default :dcv_type: NECB_Default :door_construction_cond: NECB_Default :ecm_system_name: NECB_Default :electrical_loads_scale: NECB_Default :enable_costing: true :epw_file: CAN_YT_Whitehorse.Intl.AP.719640_CWEC2016.epw :erv_package: NECB_Default :ext_floor_cond: NECB_Default :ext_roof_cond: NECB_Default :ext_wall_cond: NECB_Default :fdwr_set: NECB_Default :fixed_wind_solar_trans: NECB_Default :fixed_window_cond: NECB_Default :furnace_eff: NECB_Default :glass_door_cond: NECB_Default :glass_door_solar_trans: NECB_Default :ground_floor_cond: NECB_Default :ground_roof_cond: NECB_Default :ground_wall_cond: NECB_Default :image_name: btap_private_cli :infiltration_scale: NECB_Default :lights_scale: NECB_Default :lights_type: NECB_Default :nv_delta_temp_in_out: NECB_Default :nv_opening_fraction: NECB_Default :nv_temp_out_min: NECB_Default :nv_type: NECB_Default :oa_scale: NECB_Default :occupancy_loads_scale: NECB_Default :output_meters: [] :output_variables: [] :overhead_door_cond: NECB_Default :primary_heating_fuel: NaturalGas :pv_ground_azimuth_angle: NECB_Default :pv_ground_module_description: NECB_Default :pv_ground_tilt_angle: NECB_Default :pv_ground_total_area_pv_panels_m2: NECB_Default :pv_ground_type: NECB_Default :rotation_degrees: NECB_Default :run_annual_simulation: true :s3_bucket: '834599497928' :scale_x: NECB_Default :scale_y: NECB_Default :scale_z: NECB_Default :shw_eff: NECB_Default :skylight_cond: NECB_Default :skylight_solar_trans: NECB_Default :srr_set: NECB_Default :template: NECB2011 | reference | reference | 410e0aa4-5d26-4deb-a2b1-840498f37911 | NECB2011 | HighriseApartment | NaturalGas | Natural Gas | CAN_YT_Whitehorse.Intl.AP.719640_CWEC2016.epw | parametric |  | NECB_Default | NECB_Default | NECB_Default | NECB_Default | NECB_Default | NECB_Default | NECB_Default | NECB_Default | NECB_Default | NECB_Default | NECB_Default | NECB_Default | NECB_Default | NECB_Default | NECB_Default | NECB_Default | NECB_Default | NECB_Default | NECB_Default | NECB_Default | NECB_Default | NECB_Default | NECB_Default | NECB_Default | NECB_Default | NECB_Default | NECB_Default | NECB_Default | NECB_Default | NECB_Default | NECB_Default | NECB_Default | NECB_Default | NECB_Default | NECB_Default | NECB_Default | NECB_Default | NECB_Default | NECB_Default | NECB_Default | NECB_Default | NECB_Default | NECB_Default | NECB_Default | NECB_Default | aws_batch | 834599497928 | btap_private_cli |  | TRUE | TRUE |  |  | 49.5817 | 6.7822 | 66.2851 | 143.9957 | 7836.48 | 4638.6699 | 22.8 | HighriseApartment |  |  | 5 | HighriseApartment | 10 |  | 10 | NECB2011 | 0.19422 | 23884.0213 | 52.8737 | 67.4621 | 24.558 | 3.2415 | 189.5994 | 41.4641 | WHITEHORSE | YUKON | 2.7537 | 22.1294 | 0 | 24.8832 | 6.3064 | 4.0336 | 0 | 10.34 | 0 | 0.017826 | 0 | 0 | 0.17705 | 0.054454 | 1.0209e-05 | 0.32857 | 0.063082 | 0.040272 | 0.44472 | 0.0013846 | 0.62177 | 0.11615 | 18.1856 | 55.6637 | 22.8 | 0.757 | [5 empty] | 0.162 | 0.21 | 2.2 | 2.2 | 5 | Whitehorse Intl AP | CAN | 5 | 6491 | 60.709 | -135.069 | 7b | 6580 | YT | CAN_YT_Whitehorse.Intl.AP.719640_CWEC2016.epw | 0.62177 | 6.7822 | 49.5817 | 17.8146 | 16.0247 | TRUE | TRUE | FALSE | FALSE | 8.2816 | 20.2118 | 0 | 0 | 0 | 0 | 910.19 | 128.5028 | 8.3471 | 0.064956 | 3050.86 | 1.7865e-05 | 0.62177 | 32.5 | 32.5 | 0.75 | 0.75 |  | https://s3.console.aws.amazon.com/s3/buckets/834599497928?region=ca-central-1&prefix=phylroy.lopez/reference/reference/output/410e0aa4-5d26-4deb-a2b1-840498f37911/ | 1.0.002
1012 |  | TRUE | 1194 | 0 | 0 | 1046.1765 |  |  |  | 0.1 | 2021-09-22 20:23:55 +0000 | 438c2ebff | 0.2.14 | :adv_dx_units: NECB_Default :airloop_economizer_type: NECB_Default :algorithm_type: parametric :analysis_id: reference :analysis_name: reference :boiler_eff: NECB_Default :btap_batch_version: 1.0.002 :building_type: HighriseApartment :chiller_type: NECB_Default :compute_environment: aws_batch :datapoint_id: 51bcad88-8eea-449d-b003-39ee6a0fc47e :daylighting_type: NECB_Default :dcv_type: NECB_Default :door_construction_cond: NECB_Default :ecm_system_name: NECB_Default :electrical_loads_scale: NECB_Default :enable_costing: true :epw_file: CAN_AB_Edmonton.Intl.AP.711230_CWEC2016.epw :erv_package: NECB_Default :ext_floor_cond: NECB_Default :ext_roof_cond: NECB_Default :ext_wall_cond: NECB_Default :fdwr_set: NECB_Default :fixed_wind_solar_trans: NECB_Default :fixed_window_cond: NECB_Default :furnace_eff: NECB_Default :glass_door_cond: NECB_Default :glass_door_solar_trans: NECB_Default :ground_floor_cond: NECB_Default :ground_roof_cond: NECB_Default :ground_wall_cond: NECB_Default :image_name: btap_private_cli :infiltration_scale: NECB_Default :lights_scale: NECB_Default :lights_type: NECB_Default :nv_delta_temp_in_out: NECB_Default :nv_opening_fraction: NECB_Default :nv_temp_out_min: NECB_Default :nv_type: NECB_Default :oa_scale: NECB_Default :occupancy_loads_scale: NECB_Default :output_meters: [] :output_variables: [] :overhead_door_cond: NECB_Default :primary_heating_fuel: Electricity :pv_ground_azimuth_angle: NECB_Default :pv_ground_module_description: NECB_Default :pv_ground_tilt_angle: NECB_Default :pv_ground_total_area_pv_panels_m2: NECB_Default :pv_ground_type: NECB_Default :rotation_degrees: NECB_Default :run_annual_simulation: true :s3_bucket: '834599497928' :scale_x: NECB_Default :scale_y: NECB_Default :scale_z: NECB_Default :shw_eff: NECB_Default :skylight_cond: NECB_Default :skylight_solar_trans: NECB_Default :srr_set: NECB_Default :template: NECB2015 | reference | reference | 51bcad88-8eea-449d-b003-39ee6a0fc47e | NECB2015 | HighriseApartment | Electricity | Electricity | CAN_AB_Edmonton.Intl.AP.711230_CWEC2016.epw | parametric |  | NECB_Default | NECB_Default | NECB_Default | NECB_Default | NECB_Default | NECB_Default | NECB_Default | NECB_Default | NECB_Default | NECB_Default | NECB_Default | NECB_Default | NECB_Default | NECB_Default | NECB_Default | NECB_Default | NECB_Default | NECB_Default | NECB_Default | NECB_Default | NECB_Default | NECB_Default | NECB_Default | NECB_Default | NECB_Default | NECB_Default | NECB_Default | NECB_Default | NECB_Default | NECB_Default | NECB_Default | NECB_Default | NECB_Default | NECB_Default | NECB_Default | NECB_Default | NECB_Default | NECB_Default | NECB_Default | NECB_Default | NECB_Default | NECB_Default | NECB_Default | NECB_Default | NECB_Default | aws_batch | 834599497928 | btap_private_cli |  | TRUE | TRUE |  |  | 40.756 | 10.0942 | 51.7388 | 136.8904 | 7836.48 | 4638.6699 | 32.5 | HighriseApartment |  |  | 5 | HighriseApartment | 10 |  | 10 | NECB2015 | 0.19422 | 23884.0213 | 55.8874 | 49.9682 | 27.736 | 15.5243 | 183.9102 | 34.7942 | EDMONTON | ALBERTA | 130.6233 | 0 | 0 | 130.6233 | 12.3804 | 0 | 0 | 12.3804 | 0 | 0.042714 | 0 | 0 | 0.59521 | 0.058036 | 0 | 0.18626 | 0.063105 | 0.039275 | 0 | 0.0037479 | 0.59521 | 0.20205 | 62.5568 | 0 | 32.5 | 0.757 | [5 empty] | 0.162 | 0.21 | 2.2 | 2.2 | 5 | Edmonton Intl AP | CAN | 23 | 5588 | 53.31 | -113.579 | 7a | 5120 | AB | CAN_AB_Edmonton.Intl.AP.711230_CWEC2016.epw | 0.59521 | 10.0942 | 40.756 | 15.1989 | 19.8306 | TRUE | TRUE | FALSE | FALSE | 12.0169 | 19.7009 | 0 | 4.332 | 0.014878 | 1583.34 | 0 | 291.1654 | 19.7024 | 0.067667 | 7201.21 | 2.4246e-05 | 0.59521 | 160.25 | 160.25 | 0 | 0 |  | https://s3.console.aws.amazon.com/s3/buckets/834599497928?region=ca-central-1&prefix=phylroy.lopez/reference/reference/output/51bcad88-8eea-449d-b003-39ee6a0fc47e/ | 1.0.002
1013 |  | TRUE | 1145 | 2 | 0 | 1046.6277 |  |  |  | 0.1 | 2021-09-22 20:23:37 +0000 | 438c2ebff | 0.2.14 | :adv_dx_units: NECB_Default :airloop_economizer_type: NECB_Default :algorithm_type: parametric :analysis_id: reference :analysis_name: reference :boiler_eff: NECB_Default :btap_batch_version: 1.0.002 :building_type: HighriseApartment :chiller_type: NECB_Default :compute_environment: aws_batch :datapoint_id: 61c885ef-6da7-441a-8229-18133dc223fe :daylighting_type: NECB_Default :dcv_type: NECB_Default :door_construction_cond: NECB_Default :ecm_system_name: NECB_Default :electrical_loads_scale: NECB_Default :enable_costing: true :epw_file: CAN_NS_Halifax.Dockyard.713280_CWEC2016.epw :erv_package: NECB_Default :ext_floor_cond: NECB_Default :ext_roof_cond: NECB_Default :ext_wall_cond: NECB_Default :fdwr_set: NECB_Default :fixed_wind_solar_trans: NECB_Default :fixed_window_cond: NECB_Default :furnace_eff: NECB_Default :glass_door_cond: NECB_Default :glass_door_solar_trans: NECB_Default :ground_floor_cond: NECB_Default :ground_roof_cond: NECB_Default :ground_wall_cond: NECB_Default :image_name: btap_private_cli :infiltration_scale: NECB_Default :lights_scale: NECB_Default :lights_type: NECB_Default :nv_delta_temp_in_out: NECB_Default :nv_opening_fraction: NECB_Default :nv_temp_out_min: NECB_Default :nv_type: NECB_Default :oa_scale: NECB_Default :occupancy_loads_scale: NECB_Default :output_meters: [] :output_variables: [] :overhead_door_cond: NECB_Default :primary_heating_fuel: NaturalGas :pv_ground_azimuth_angle: NECB_Default :pv_ground_module_description: NECB_Default :pv_ground_tilt_angle: NECB_Default :pv_ground_total_area_pv_panels_m2: NECB_Default :pv_ground_type: NECB_Default :rotation_degrees: NECB_Default :run_annual_simulation: true :s3_bucket: '834599497928' :scale_x: NECB_Default :scale_y: NECB_Default :scale_z: NECB_Default :shw_eff: NECB_Default :skylight_cond: NECB_Default :skylight_solar_trans: NECB_Default :srr_set: NECB_Default :template: NECB2015 | reference | reference | 61c885ef-6da7-441a-8229-18133dc223fe | NECB2015 | HighriseApartment | NaturalGas | Natural Gas | CAN_NS_Halifax.Dockyard.713280_CWEC2016.epw | parametric |  | NECB_Default | NECB_Default | NECB_Default | NECB_Default | NECB_Default | NECB_Default | NECB_Default | NECB_Default | NECB_Default | NECB_Default | NECB_Default | NECB_Default | NECB_Default | NECB_Default | NECB_Default | NECB_Default | NECB_Default | NECB_Default | NECB_Default | NECB_Default | NECB_Default | NECB_Default | NECB_Default | NECB_Default | NECB_Default | NECB_Default | NECB_Default | NECB_Default | NECB_Default | NECB_Default | NECB_Default | NECB_Default | NECB_Default | NECB_Default | NECB_Default | NECB_Default | NECB_Default | NECB_Default | NECB_Default | NECB_Default | NECB_Default | NECB_Default | NECB_Default | NECB_Default | NECB_Default | aws_batch | 834599497928 | btap_private_cli |  | TRUE | TRUE |  |  | 36.1789 | 9.8997 | 35.2288 | 147.0385 | 7836.48 | 4638.6699 | 40 | HighriseApartment |  |  | 5 | HighriseApartment | 10 |  | 10 | NECB2015 | 0.19422 | 23884.0213 | 50.7186 | 73.3922 | 27.0586 | 4.902 | 193.6747 | 37.6032 | HALIFAX | NOVA SCOTIA | 42.4933 | 21.0091 | 0 | 63.5025 | 8.3337 | 5.3029 | 0 | 13.6366 | 0 | 0.050801 | 0 | 0 | 0.20955 | 0.052178 | 0 | 0.18817 | 0.063105 | 0.039275 | 0.4222 | 0.0041549 | 0.63175 | 0.23403 | 19.4036 | 53.4099 | 40 | 0.757 | [5 empty] | 0.183 | 0.247 | 2.2 | 2.2 | 5 | Halifax Dockyard | CAN | 112 | 3647 | 44.655 | -63.577 | 6 | 4000 | NS | CAN_NS_Halifax.Dockyard.713280_CWEC2016.epw | 0.63175 | 9.8997 | 36.1789 | 17.2425 | 22.6612 | TRUE | FALSE | FALSE | FALSE | 8.8079 | 8.5916 | 0 | 0 | 0 | 0 | 1833.98 | 291.1654 | 19.7024 | 0.067667 | 7201.21 | 3.4454e-05 | 0.63175 | 94 | 94 | 2 | 2 |  | https://s3.console.aws.amazon.com/s3/buckets/834599497928?region=ca-central-1&prefix=phylroy.lopez/reference/reference/output/61c885ef-6da7-441a-8229-18133dc223fe/ | 1.0.002
1014 |  | TRUE | 1189 | 0 | 0 | 1047.9638 |  |  |  | 0.1 | 2021-09-22 20:24:05 +0000 | 438c2ebff | 0.2.14 | :adv_dx_units: NECB_Default :airloop_economizer_type: NECB_Default :algorithm_type: parametric :analysis_id: reference :analysis_name: reference :boiler_eff: NECB_Default :btap_batch_version: 1.0.002 :building_type: HighriseApartment :chiller_type: NECB_Default :compute_environment: aws_batch :datapoint_id: 837548e2-0c29-4983-b128-15db1a3931fb :daylighting_type: NECB_Default :dcv_type: NECB_Default :door_construction_cond: NECB_Default :ecm_system_name: NECB_Default :electrical_loads_scale: NECB_Default :enable_costing: true :epw_file: CAN_QC_Montreal-Trudeau.Intl.AP.716270_CWEC2016.epw :erv_package: NECB_Default :ext_floor_cond: NECB_Default :ext_roof_cond: NECB_Default :ext_wall_cond: NECB_Default :fdwr_set: NECB_Default :fixed_wind_solar_trans: NECB_Default :fixed_window_cond: NECB_Default :furnace_eff: NECB_Default :glass_door_cond: NECB_Default :glass_door_solar_trans: NECB_Default :ground_floor_cond: NECB_Default :ground_roof_cond: NECB_Default :ground_wall_cond: NECB_Default :image_name: btap_private_cli :infiltration_scale: NECB_Default :lights_scale: NECB_Default :lights_type: NECB_Default :nv_delta_temp_in_out: NECB_Default :nv_opening_fraction: NECB_Default :nv_temp_out_min: NECB_Default :nv_type: NECB_Default :oa_scale: NECB_Default :occupancy_loads_scale: NECB_Default :output_meters: [] :output_variables: [] :overhead_door_cond: NECB_Default :primary_heating_fuel: Electricity :pv_ground_azimuth_angle: NECB_Default :pv_ground_module_description: NECB_Default :pv_ground_tilt_angle: NECB_Default :pv_ground_total_area_pv_panels_m2: NECB_Default :pv_ground_type: NECB_Default :rotation_degrees: NECB_Default :run_annual_simulation: true :s3_bucket: '834599497928' :scale_x: NECB_Default :scale_y: NECB_Default :scale_z: NECB_Default :shw_eff: NECB_Default :skylight_cond: NECB_Default :skylight_solar_trans: NECB_Default :srr_set: NECB_Default :template: NECB2015 | reference | reference | 837548e2-0c29-4983-b128-15db1a3931fb | NECB2015 | HighriseApartment | Electricity | Electricity | CAN_QC_Montreal-Trudeau.Intl.AP.716270_CWEC2016.epw | parametric |  | NECB_Default | NECB_Default | NECB_Default | NECB_Default | NECB_Default | NECB_Default | NECB_Default | NECB_Default | NECB_Default | NECB_Default | NECB_Default | NECB_Default | NECB_Default | NECB_Default | NECB_Default | NECB_Default | NECB_Default | NECB_Default | NECB_Default | NECB_Default | NECB_Default | NECB_Default | NECB_Default | NECB_Default | NECB_Default | NECB_Default | NECB_Default | NECB_Default | NECB_Default | NECB_Default | NECB_Default | NECB_Default | NECB_Default | NECB_Default | NECB_Default | NECB_Default | NECB_Default | NECB_Default | NECB_Default | NECB_Default | NECB_Default | NECB_Default | NECB_Default | NECB_Default | NECB_Default | aws_batch | 834599497928 | btap_private_cli |  | TRUE | TRUE |  |  | 43.3291 | 12.4682 | 43.2255 | 127.9529 | 7836.48 | 4638.6699 | 37.3 | HighriseApartment |  |  | 5 | HighriseApartment | 10 |  | 10 | NECB2015 | 0.19422 | 23884.0213 | 53.3132 | 48.3343 | 25.4639 | 15.511 | 177.2156 | 34.5932 | MONTREAL | QUEBEC | 0.2188 | 0 | 0 | 0.2188 | 13.9354 | 0 | 0 | 13.9354 | 0 | 0.059972 | 0 | 0 | 0.56305 | 0.058052 | 0 | 0.15561 | 0.063105 | 0.039275 | 0 | 0.0037683 | 0.56305 | 0.18323 | 62.4445 | 0 | 37.3 | 0.757 | [5 empty] | 0.183 | 0.247 | 2.2 | 2.2 | 5 | Montreal-Trudeau Intl AP | CAN | 323 | 4090 | 45.471 | -73.741 | 6 | 4400 | QC | CAN_QC_Montreal-Trudeau.Intl.AP.716270_CWEC2016.epw | 0.56305 | 12.4682 | 43.3291 | 19.5469 | 22.8739 | TRUE | TRUE | FALSE | FALSE | 13.2865 | 16.0481 | 0 | 3.9285 | 0.013492 | 1435.85 | 0 | 291.1654 | 19.7024 | 0.067667 | 7201.21 | 3.573e-05 | 0.56305 | 61.25 | 61.25 | 0 | 0 |  | https://s3.console.aws.amazon.com/s3/buckets/834599497928?region=ca-central-1&prefix=phylroy.lopez/reference/reference/output/837548e2-0c29-4983-b128-15db1a3931fb/ | 1.0.002
1015 |  | TRUE | 1115 | 0 | 0 | 1047.6358 |  |  |  | 0.1 | 2021-09-22 20:24:15 +0000 | 438c2ebff | 0.2.14 | :adv_dx_units: NECB_Default :airloop_economizer_type: NECB_Default :algorithm_type: parametric :analysis_id: reference :analysis_name: reference :boiler_eff: NECB_Default :btap_batch_version: 1.0.002 :building_type: HighriseApartment :chiller_type: NECB_Default :compute_environment: aws_batch :datapoint_id: 93b242de-f472-49ed-aa02-6e95236f3432 :daylighting_type: NECB_Default :dcv_type: NECB_Default :door_construction_cond: NECB_Default :ecm_system_name: NECB_Default :electrical_loads_scale: NECB_Default :enable_costing: true :epw_file: CAN_BC_Vancouver.Intl.AP.718920_CWEC2016.epw :erv_package: NECB_Default :ext_floor_cond: NECB_Default :ext_roof_cond: NECB_Default :ext_wall_cond: NECB_Default :fdwr_set: NECB_Default :fixed_wind_solar_trans: NECB_Default :fixed_window_cond: NECB_Default :furnace_eff: NECB_Default :glass_door_cond: NECB_Default :glass_door_solar_trans: NECB_Default :ground_floor_cond: NECB_Default :ground_roof_cond: NECB_Default :ground_wall_cond: NECB_Default :image_name: btap_private_cli :infiltration_scale: NECB_Default :lights_scale: NECB_Default :lights_type: NECB_Default :nv_delta_temp_in_out: NECB_Default :nv_opening_fraction: NECB_Default :nv_temp_out_min: NECB_Default :nv_type: NECB_Default :oa_scale: NECB_Default :occupancy_loads_scale: NECB_Default :output_meters: [] :output_variables: [] :overhead_door_cond: NECB_Default :primary_heating_fuel: Electricity :pv_ground_azimuth_angle: NECB_Default :pv_ground_module_description: NECB_Default :pv_ground_tilt_angle: NECB_Default :pv_ground_total_area_pv_panels_m2: NECB_Default :pv_ground_type: NECB_Default :rotation_degrees: NECB_Default :run_annual_simulation: true :s3_bucket: '834599497928' :scale_x: NECB_Default :scale_y: NECB_Default :scale_z: NECB_Default :shw_eff: NECB_Default :skylight_cond: NECB_Default :skylight_solar_trans: NECB_Default :srr_set: NECB_Default :template: NECB2015 | reference | reference | 93b242de-f472-49ed-aa02-6e95236f3432 | NECB2015 | HighriseApartment | Electricity | Electricity | CAN_BC_Vancouver.Intl.AP.718920_CWEC2016.epw | parametric |  | NECB_Default | NECB_Default | NECB_Default | NECB_Default | NECB_Default | NECB_Default | NECB_Default | NECB_Default | NECB_Default | NECB_Default | NECB_Default | NECB_Default | NECB_Default | NECB_Default | NECB_Default | NECB_Default | NECB_Default | NECB_Default | NECB_Default | NECB_Default | NECB_Default | NECB_Default | NECB_Default | NECB_Default | NECB_Default | NECB_Default | NECB_Default | NECB_Default | NECB_Default | NECB_Default | NECB_Default | NECB_Default | NECB_Default | NECB_Default | NECB_Default | NECB_Default | NECB_Default | NECB_Default | NECB_Default | NECB_Default | NECB_Default | NECB_Default | NECB_Default | NECB_Default | NECB_Default | aws_batch | 834599497928 | btap_private_cli |  | TRUE | TRUE |  |  | 18.9458 | 9.5951 | 27.6024 | 105.6352 | 7836.48 | 4638.6699 | 40 | HighriseApartment |  |  | 5 | HighriseApartment | 10 |  | 10 | NECB2015 | 0.19422 | 23884.0213 | 51.8737 | 45.0989 | 24.7963 | 15.5426 | 170.3825 | 33.071 | VANCOUVER | BRITISH COLUMBIA | 1.368 | 0 | 0 | 1.368 | 13.6604 | 0 | 0 | 13.6604 | 0 | 0.050546 | 0 | 0 | 0.4827 | 0.054185 | 0 | 0.099369 | 0.063105 | 0.039275 | 0 | 0.0037542 | 0.4827 | 0.17243 | 42.3569 | 0 | 40 | 0.757 | [5 empty] | 0.227 | 0.315 | 2.4 | 2.4 | 5 | Vancouver Intl AP | CAN | 42 | 2797 | 49.195 | -123.184 | 4 | 2800 | BC | CAN_BC_Vancouver.Intl.AP.718920_CWEC2016.epw | 0.4827 | 9.5951 | 18.9458 | 15.0941 | 24.7638 | TRUE | TRUE | FALSE | FALSE | 11.484 | 8.758 | 0 | 3.697 | 0.012697 | 1351.27 | 0 | 291.1654 | 19.7024 | 0.067667 | 7201.21 | 3.4454e-05 | 0.4827 | 123.5 | 123.5 | 0 | 0 |  | https://s3.console.aws.amazon.com/s3/buckets/834599497928?region=ca-central-1&prefix=phylroy.lopez/reference/reference/output/93b242de-f472-49ed-aa02-6e95236f3432/ | 1.0.002
1016 |  | TRUE | 1192 | 0 | 0 | 1047.8428 |  |  |  | 0.1 | 2021-09-22 20:24:08 +0000 | 438c2ebff | 0.2.14 | :adv_dx_units: NECB_Default :airloop_economizer_type: NECB_Default :algorithm_type: parametric :analysis_id: reference :analysis_name: reference :boiler_eff: NECB_Default :btap_batch_version: 1.0.002 :building_type: HighriseApartment :chiller_type: NECB_Default :compute_environment: aws_batch :datapoint_id: 893e53c8-d2ca-4beb-9b30-9499822ac9f3 :daylighting_type: NECB_Default :dcv_type: NECB_Default :door_construction_cond: NECB_Default :ecm_system_name: NECB_Default :electrical_loads_scale: NECB_Default :enable_costing: true :epw_file: CAN_AB_Calgary.Intl.AP.718770_CWEC2016.epw :erv_package: NECB_Default :ext_floor_cond: NECB_Default :ext_roof_cond: NECB_Default :ext_wall_cond: NECB_Default :fdwr_set: NECB_Default :fixed_wind_solar_trans: NECB_Default :fixed_window_cond: NECB_Default :furnace_eff: NECB_Default :glass_door_cond: NECB_Default :glass_door_solar_trans: NECB_Default :ground_floor_cond: NECB_Default :ground_roof_cond: NECB_Default :ground_wall_cond: NECB_Default :image_name: btap_private_cli :infiltration_scale: NECB_Default :lights_scale: NECB_Default :lights_type: NECB_Default :nv_delta_temp_in_out: NECB_Default :nv_opening_fraction: NECB_Default :nv_temp_out_min: NECB_Default :nv_type: NECB_Default :oa_scale: NECB_Default :occupancy_loads_scale: NECB_Default :output_meters: [] :output_variables: [] :overhead_door_cond: NECB_Default :primary_heating_fuel: Electricity :pv_ground_azimuth_angle: NECB_Default :pv_ground_module_description: NECB_Default :pv_ground_tilt_angle: NECB_Default :pv_ground_total_area_pv_panels_m2: NECB_Default :pv_ground_type: NECB_Default :rotation_degrees: NECB_Default :run_annual_simulation: true :s3_bucket: '834599497928' :scale_x: NECB_Default :scale_y: NECB_Default :scale_z: NECB_Default :shw_eff: NECB_Default :skylight_cond: NECB_Default :skylight_solar_trans: NECB_Default :srr_set: NECB_Default :template: NECB2015 | reference | reference | 893e53c8-d2ca-4beb-9b30-9499822ac9f3 | NECB2015 | HighriseApartment | Electricity | Electricity | CAN_AB_Calgary.Intl.AP.718770_CWEC2016.epw | parametric |  | NECB_Default | NECB_Default | NECB_Default | NECB_Default | NECB_Default | NECB_Default | NECB_Default | NECB_Default | NECB_Default | NECB_Default | NECB_Default | NECB_Default | NECB_Default | NECB_Default | NECB_Default | NECB_Default | NECB_Default | NECB_Default | NECB_Default | NECB_Default | NECB_Default | NECB_Default | NECB_Default | NECB_Default | NECB_Default | NECB_Default | NECB_Default | NECB_Default | NECB_Default | NECB_Default | NECB_Default | NECB_Default | NECB_Default | NECB_Default | NECB_Default | NECB_Default | NECB_Default | NECB_Default | NECB_Default | NECB_Default | NECB_Default | NECB_Default | NECB_Default | NECB_Default | NECB_Default | aws_batch | 834599497928 | btap_private_cli |  | TRUE | TRUE |  |  | 31.7843 | 11.0342 | 40.9304 | 124.579 | 7836.48 | 4638.6699 | 33.3 | HighriseApartment |  |  | 5 | HighriseApartment | 10 |  | 10 | NECB2015 | 0.19422 | 23884.0213 | 56.1321 | 50.6355 | 26.7328 | 15.5493 | 183.3536 | 34.304 | CALGARY | ALBERTA | 120.8976 | 0 | 0 | 120.8976 | 11.4586 | 0 | 0 | 11.4586 | 0 | 0.047438 | 0 | 0 | 0.55089 | 0.056732 | 0 | 0.14735 | 0.063105 | 0.039275 | 0 | 0.0037338 | 0.55089 | 0.19323 | 56.4062 | 0 | 33.3 | 0.757 | [5 empty] | 0.162 | 0.21 | 2.2 | 2.2 | 5 | Calgary Intl AP | CAN | 64 | 4781 | 51.114 | -114.02 | 7a | 5000 | AB | CAN_AB_Calgary.Intl.AP.718770_CWEC2016.epw | 0.55089 | 11.0342 | 31.7843 | 14.8969 | 21.9209 | TRUE | TRUE | FALSE | FALSE | 12.9399 | 17.4995 | 0 | 4.143 | 0.014229 | 1514.25 | 0 | 291.1654 | 19.7024 | 0.067667 | 7201.21 | 2.8074e-05 | 0.55089 | 157.25 | 157.25 | 0 | 0 |  | https://s3.console.aws.amazon.com/s3/buckets/834599497928?region=ca-central-1&prefix=phylroy.lopez/reference/reference/output/893e53c8-d2ca-4beb-9b30-9499822ac9f3/ | 1.0.002
1017 |  | TRUE | 1142 | 0 | 0 | 1047.4861 |  |  |  | 0.1 | 2021-09-22 20:23:51 +0000 | 438c2ebff | 0.2.14 | :adv_dx_units: NECB_Default :airloop_economizer_type: NECB_Default :algorithm_type: parametric :analysis_id: reference :analysis_name: reference :boiler_eff: NECB_Default :btap_batch_version: 1.0.002 :building_type: HighriseApartment :chiller_type: NECB_Default :compute_environment: aws_batch :datapoint_id: 4cfddde7-019a-4441-992e-7b118f00b766 :daylighting_type: NECB_Default :dcv_type: NECB_Default :door_construction_cond: NECB_Default :ecm_system_name: NECB_Default :electrical_loads_scale: NECB_Default :enable_costing: true :epw_file: CAN_ON_Toronto.Pearson.Intl.AP.716240_CWEC2016.epw :erv_package: NECB_Default :ext_floor_cond: NECB_Default :ext_roof_cond: NECB_Default :ext_wall_cond: NECB_Default :fdwr_set: NECB_Default :fixed_wind_solar_trans: NECB_Default :fixed_window_cond: NECB_Default :furnace_eff: NECB_Default :glass_door_cond: NECB_Default :glass_door_solar_trans: NECB_Default :ground_floor_cond: NECB_Default :ground_roof_cond: NECB_Default :ground_wall_cond: NECB_Default :image_name: btap_private_cli :infiltration_scale: NECB_Default :lights_scale: NECB_Default :lights_type: NECB_Default :nv_delta_temp_in_out: NECB_Default :nv_opening_fraction: NECB_Default :nv_temp_out_min: NECB_Default :nv_type: NECB_Default :oa_scale: NECB_Default :occupancy_loads_scale: NECB_Default :output_meters: [] :output_variables: [] :overhead_door_cond: NECB_Default :primary_heating_fuel: Electricity :pv_ground_azimuth_angle: NECB_Default :pv_ground_module_description: NECB_Default :pv_ground_tilt_angle: NECB_Default :pv_ground_total_area_pv_panels_m2: NECB_Default :pv_ground_type: NECB_Default :rotation_degrees: NECB_Default :run_annual_simulation: true :s3_bucket: '834599497928' :scale_x: NECB_Default :scale_y: NECB_Default :scale_z: NECB_Default :shw_eff: NECB_Default :skylight_cond: NECB_Default :skylight_solar_trans: NECB_Default :srr_set: NECB_Default :template: NECB2015 | reference | reference | 4cfddde7-019a-4441-992e-7b118f00b766 | NECB2015 | HighriseApartment | Electricity | Electricity | CAN_ON_Toronto.Pearson.Intl.AP.716240_CWEC2016.epw | parametric |  | NECB_Default | NECB_Default | NECB_Default | NECB_Default | NECB_Default | NECB_Default | NECB_Default | NECB_Default | NECB_Default | NECB_Default | NECB_Default | NECB_Default | NECB_Default | NECB_Default | NECB_Default | NECB_Default | NECB_Default | NECB_Default | NECB_Default | NECB_Default | NECB_Default | NECB_Default | NECB_Default | NECB_Default | NECB_Default | NECB_Default | NECB_Default | NECB_Default | NECB_Default | NECB_Default | NECB_Default | NECB_Default | NECB_Default | NECB_Default | NECB_Default | NECB_Default | NECB_Default | NECB_Default | NECB_Default | NECB_Default | NECB_Default | NECB_Default | NECB_Default | NECB_Default | NECB_Default | aws_batch | 834599497928 | btap_private_cli |  | TRUE | TRUE |  |  | 43.7219 | 13.9366 | 36.3482 | 121.5342 | 7836.48 | 4638.6699 | 40 | HighriseApartment |  |  | 5 | HighriseApartment | 10 |  | 10 | NECB2015 | 0.19422 | 23884.0213 | 54.7818 | 53.3192 | 28.0792 | 15.5892 | 189.0762 | 37.3068 | TORONTO | ONTARIO | 2.999 | 0 | 0 | 2.999 | 24.0274 | 0 | 0 | 24.0274 | 0 | 0.065931 | 0 | 0 | 0.53994 | 0.059329 | 0 | 0.13085 | 0.063105 | 0.039275 | 0 | 0.0037925 | 0.53994 | 0.17762 | 62.9155 | 0 | 40 | 0.757 | [5 empty] | 0.183 | 0.278 | 2.2 | 2.2 | 5 | Toronto Pearson Intl AP | CAN | 382 | 3615 | 43.677 | -79.631 | 5 | 3890 | ON | CAN_ON_Toronto.Pearson.Intl.AP.716240_CWEC2016.epw | 0.53994 | 13.9366 | 43.7219 | 20.5556 | 21.5171 | TRUE | FALSE | FALSE | FALSE | 13.294 | 10.1201 | 0 | 3.8082 | 0.013079 | 1391.89 | 0 | 291.1654 | 19.7024 | 0.067667 | 7201.21 | 4.0835e-05 | 0.53994 | 149.75 | 149.75 | 0 | 0 |  | https://s3.console.aws.amazon.com/s3/buckets/834599497928?region=ca-central-1&prefix=phylroy.lopez/reference/reference/output/4cfddde7-019a-4441-992e-7b118f00b766/ | 1.0.002
1018 |  | TRUE | 1187 | 0 | 0 | 1048.0885 |  |  |  | 0.1 | 2021-09-22 20:23:42 +0000 | 438c2ebff | 0.2.14 | :adv_dx_units: NECB_Default :airloop_economizer_type: NECB_Default :algorithm_type: parametric :analysis_id: reference :analysis_name: reference :boiler_eff: NECB_Default :btap_batch_version: 1.0.002 :building_type: HighriseApartment :chiller_type: NECB_Default :compute_environment: aws_batch :datapoint_id: 27d2edc4-1e99-40a1-83c3-06d6d52ae914 :daylighting_type: NECB_Default :dcv_type: NECB_Default :door_construction_cond: NECB_Default :ecm_system_name: NECB_Default :electrical_loads_scale: NECB_Default :enable_costing: true :epw_file: CAN_NS_Halifax.Dockyard.713280_CWEC2016.epw :erv_package: NECB_Default :ext_floor_cond: NECB_Default :ext_roof_cond: NECB_Default :ext_wall_cond: NECB_Default :fdwr_set: NECB_Default :fixed_wind_solar_trans: NECB_Default :fixed_window_cond: NECB_Default :furnace_eff: NECB_Default :glass_door_cond: NECB_Default :glass_door_solar_trans: NECB_Default :ground_floor_cond: NECB_Default :ground_roof_cond: NECB_Default :ground_wall_cond: NECB_Default :image_name: btap_private_cli :infiltration_scale: NECB_Default :lights_scale: NECB_Default :lights_type: NECB_Default :nv_delta_temp_in_out: NECB_Default :nv_opening_fraction: NECB_Default :nv_temp_out_min: NECB_Default :nv_type: NECB_Default :oa_scale: NECB_Default :occupancy_loads_scale: NECB_Default :output_meters: [] :output_variables: [] :overhead_door_cond: NECB_Default :primary_heating_fuel: Electricity :pv_ground_azimuth_angle: NECB_Default :pv_ground_module_description: NECB_Default :pv_ground_tilt_angle: NECB_Default :pv_ground_total_area_pv_panels_m2: NECB_Default :pv_ground_type: NECB_Default :rotation_degrees: NECB_Default :run_annual_simulation: true :s3_bucket: '834599497928' :scale_x: NECB_Default :scale_y: NECB_Default :scale_z: NECB_Default :shw_eff: NECB_Default :skylight_cond: NECB_Default :skylight_solar_trans: NECB_Default :srr_set: NECB_Default :template: NECB2017 | reference | reference | 27d2edc4-1e99-40a1-83c3-06d6d52ae914 | NECB2017 | HighriseApartment | Electricity | Electricity | CAN_NS_Halifax.Dockyard.713280_CWEC2016.epw | parametric |  | NECB_Default | NECB_Default | NECB_Default | NECB_Default | NECB_Default | NECB_Default | NECB_Default | NECB_Default | NECB_Default | NECB_Default | NECB_Default | NECB_Default | NECB_Default | NECB_Default | NECB_Default | NECB_Default | NECB_Default | NECB_Default | NECB_Default | NECB_Default | NECB_Default | NECB_Default | NECB_Default | NECB_Default | NECB_Default | NECB_Default | NECB_Default | NECB_Default | NECB_Default | NECB_Default | NECB_Default | NECB_Default | NECB_Default | NECB_Default | NECB_Default | NECB_Default | NECB_Default | NECB_Default | NECB_Default | NECB_Default | NECB_Default | NECB_Default | NECB_Default | NECB_Default | NECB_Default | aws_batch | 834599497928 | btap_private_cli |  | TRUE | TRUE |  |  | 26.7239 | 9.2987 | 33.7081 | 113.5583 | 7836.48 | 4638.6699 | 40 | HighriseApartment |  |  | 2 | HighriseApartment | 10 |  | 10 | NECB2017 | 0.19422 | 23884.0213 | 52.1924 | 46.438 | 27.0586 | 15.4932 | 181.8324 | 40.6501 | HALIFAX | NOVA SCOTIA | 103.7331 | 0 | 0 | 103.7331 | 20.344 | 0 | 0 | 20.344 | 0 | 0.053363 | 0 | 0 | 0.51154 | 0.04962 | 0.00054234 | 0.12135 | 0.063105 | 0.039049 | 0 | 0.0037708 | 0.51154 | 0.18071 | 50.4948 | 0 | 40 | 0.757 | [5 empty] | 0.156 | 0.247 | 1.9 | 1.9 | 2 | Halifax Dockyard | CAN | 112 | 3647 | 44.655 | -63.577 | 6 | 4000 | NS | CAN_NS_Halifax.Dockyard.713280_CWEC2016.epw | 0.51154 | 9.2987 | 26.7239 | 17.2425 | 22.6612 | TRUE | FALSE | FALSE | FALSE | 8.8079 | 8.5915 | 0 | 3.8744 | 0.013307 | 1416.1 | 0 | 291.1654 | 19.7024 | 0.067667 | 7201.21 | 3.3178e-05 | 0.51154 | 20 | 20 | 0 | 0 |  | https://s3.console.aws.amazon.com/s3/buckets/834599497928?region=ca-central-1&prefix=phylroy.lopez/reference/reference/output/27d2edc4-1e99-40a1-83c3-06d6d52ae914/ | 1.0.002
1019 |  | TRUE | 1181 | 0 | 0 | 1047.3874 |  |  |  | 0.1 | 2021-09-22 20:24:02 +0000 | 438c2ebff | 0.2.14 | :adv_dx_units: NECB_Default :airloop_economizer_type: NECB_Default :algorithm_type: parametric :analysis_id: reference :analysis_name: reference :boiler_eff: NECB_Default :btap_batch_version: 1.0.002 :building_type: HighriseApartment :chiller_type: NECB_Default :compute_environment: aws_batch :datapoint_id: 581e48aa-a1e2-4a86-9824-28c2e4ef7e30 :daylighting_type: NECB_Default :dcv_type: NECB_Default :door_construction_cond: NECB_Default :ecm_system_name: NECB_Default :electrical_loads_scale: NECB_Default :enable_costing: true :epw_file: CAN_ON_Toronto.Pearson.Intl.AP.716240_CWEC2016.epw :erv_package: NECB_Default :ext_floor_cond: NECB_Default :ext_roof_cond: NECB_Default :ext_wall_cond: NECB_Default :fdwr_set: NECB_Default :fixed_wind_solar_trans: NECB_Default :fixed_window_cond: NECB_Default :furnace_eff: NECB_Default :glass_door_cond: NECB_Default :glass_door_solar_trans: NECB_Default :ground_floor_cond: NECB_Default :ground_roof_cond: NECB_Default :ground_wall_cond: NECB_Default :image_name: btap_private_cli :infiltration_scale: NECB_Default :lights_scale: NECB_Default :lights_type: NECB_Default :nv_delta_temp_in_out: NECB_Default :nv_opening_fraction: NECB_Default :nv_temp_out_min: NECB_Default :nv_type: NECB_Default :oa_scale: NECB_Default :occupancy_loads_scale: NECB_Default :output_meters: [] :output_variables: [] :overhead_door_cond: NECB_Default :primary_heating_fuel: Electricity :pv_ground_azimuth_angle: NECB_Default :pv_ground_module_description: NECB_Default :pv_ground_tilt_angle: NECB_Default :pv_ground_total_area_pv_panels_m2: NECB_Default :pv_ground_type: NECB_Default :rotation_degrees: NECB_Default :run_annual_simulation: true :s3_bucket: '834599497928' :scale_x: NECB_Default :scale_y: NECB_Default :scale_z: NECB_Default :shw_eff: NECB_Default :skylight_cond: NECB_Default :skylight_solar_trans: NECB_Default :srr_set: NECB_Default :template: NECB2017 | reference | reference | 581e48aa-a1e2-4a86-9824-28c2e4ef7e30 | NECB2017 | HighriseApartment | Electricity | Electricity | CAN_ON_Toronto.Pearson.Intl.AP.716240_CWEC2016.epw | parametric |  | NECB_Default | NECB_Default | NECB_Default | NECB_Default | NECB_Default | NECB_Default | NECB_Default | NECB_Default | NECB_Default | NECB_Default | NECB_Default | NECB_Default | NECB_Default | NECB_Default | NECB_Default | NECB_Default | NECB_Default | NECB_Default | NECB_Default | NECB_Default | NECB_Default | NECB_Default | NECB_Default | NECB_Default | NECB_Default | NECB_Default | NECB_Default | NECB_Default | NECB_Default | NECB_Default | NECB_Default | NECB_Default | NECB_Default | NECB_Default | NECB_Default | NECB_Default | NECB_Default | NECB_Default | NECB_Default | NECB_Default | NECB_Default | NECB_Default | NECB_Default | NECB_Default | NECB_Default | aws_batch | 834599497928 | btap_private_cli |  | TRUE | TRUE |  |  | 40.7148 | 12.6743 | 34.2593 | 118.4932 | 7836.48 | 4638.6699 | 40 | HighriseApartment |  |  | 2 | HighriseApartment | 10 |  | 10 | NECB2017 | 0.19422 | 23884.0213 | 56.2279 | 51.9897 | 28.0792 | 15.5892 | 197.0162 | 45.1302 | TORONTO | ONTARIO | 2.9438 | 0 | 0 | 2.9438 | 23.5859 | 0 | 0 | 23.5859 | 0 | 0.066554 | 0 | 0 | 0.53002 | 0.055281 | 0.0012518 | 0.12333 | 0.063105 | 0.039049 | 0 | 0.00379 | 0.53002 | 0.17762 | 59.6509 | 0 | 40 | 0.757 | [5 empty] | 0.156 | 0.278 | 1.9 | 1.9 | 2 | Toronto Pearson Intl AP | CAN | 382 | 3615 | 43.677 | -79.631 | 5 | 3890 | ON | CAN_ON_Toronto.Pearson.Intl.AP.716240_CWEC2016.epw | 0.53002 | 12.6743 | 40.7148 | 20.5556 | 21.5171 | TRUE | TRUE | FALSE | FALSE | 13.294 | 10.1201 | 0 | 3.8082 | 0.013079 | 1391.89 | 0 | 291.1654 | 19.7024 | 0.067667 | 7201.21 | 3.8282e-05 | 0.53002 | 111 | 111 | 0.25 | 0.25 |  | https://s3.console.aws.amazon.com/s3/buckets/834599497928?region=ca-central-1&prefix=phylroy.lopez/reference/reference/output/581e48aa-a1e2-4a86-9824-28c2e4ef7e30/ | 1.0.002
1020 |  | TRUE | 774 | 0 | 0 | 1890.1425 |  |  |  | 0.1 | 2021-09-22 20:24:27 +0000 | 438c2ebff | 0.2.14 | :adv_dx_units: NECB_Default :airloop_economizer_type: NECB_Default :algorithm_type: parametric :analysis_id: reference :analysis_name: reference :boiler_eff: NECB_Default :btap_batch_version: 1.0.002 :building_type: SmallHotel :chiller_type: NECB_Default :compute_environment: aws_batch :datapoint_id: 59d7dbbe-10e2-492d-916f-e1a11c3970a3 :daylighting_type: NECB_Default :dcv_type: NECB_Default :door_construction_cond: NECB_Default :ecm_system_name: NECB_Default :electrical_loads_scale: NECB_Default :enable_costing: true :epw_file: CAN_QC_Montreal-Trudeau.Intl.AP.716270_CWEC2016.epw :erv_package: NECB_Default :ext_floor_cond: NECB_Default :ext_roof_cond: NECB_Default :ext_wall_cond: NECB_Default :fdwr_set: NECB_Default :fixed_wind_solar_trans: NECB_Default :fixed_window_cond: NECB_Default :furnace_eff: NECB_Default :glass_door_cond: NECB_Default :glass_door_solar_trans: NECB_Default :ground_floor_cond: NECB_Default :ground_roof_cond: NECB_Default :ground_wall_cond: NECB_Default :image_name: btap_private_cli :infiltration_scale: NECB_Default :lights_scale: NECB_Default :lights_type: NECB_Default :nv_delta_temp_in_out: NECB_Default :nv_opening_fraction: NECB_Default :nv_temp_out_min: NECB_Default :nv_type: NECB_Default :oa_scale: NECB_Default :occupancy_loads_scale: NECB_Default :output_meters: [] :output_variables: [] :overhead_door_cond: NECB_Default :primary_heating_fuel: NaturalGas :pv_ground_azimuth_angle: NECB_Default :pv_ground_module_description: NECB_Default :pv_ground_tilt_angle: NECB_Default :pv_ground_total_area_pv_panels_m2: NECB_Default :pv_ground_type: NECB_Default :rotation_degrees: NECB_Default :run_annual_simulation: true :s3_bucket: '834599497928' :scale_x: NECB_Default :scale_y: NECB_Default :scale_z: NECB_Default :shw_eff: NECB_Default :skylight_cond: NECB_Default :skylight_solar_trans: NECB_Default :srr_set: NECB_Default :template: NECB2015 | reference | reference | 59d7dbbe-10e2-492d-916f-e1a11c3970a3 | NECB2015 | SmallHotel | NaturalGas | Natural Gas | CAN_QC_Montreal-Trudeau.Intl.AP.716270_CWEC2016.epw | parametric |  | NECB_Default | NECB_Default | NECB_Default | NECB_Default | NECB_Default | NECB_Default | NECB_Default | NECB_Default | NECB_Default | NECB_Default | NECB_Default | NECB_Default | NECB_Default | NECB_Default | NECB_Default | NECB_Default | NECB_Default | NECB_Default | NECB_Default | NECB_Default | NECB_Default | NECB_Default | NECB_Default | NECB_Default | NECB_Default | NECB_Default | NECB_Default | NECB_Default | NECB_Default | NECB_Default | NECB_Default | NECB_Default | NECB_Default | NECB_Default | NECB_Default | NECB_Default | NECB_Default | NECB_Default | NECB_Default | NECB_Default | NECB_Default | NECB_Default | NECB_Default | NECB_Default | NECB_Default | aws_batch | 834599497928 | btap_private_cli |  | TRUE | TRUE |  |  | 72.1672 | 13.6845 | 80.9024 | 200.495 | 4013.58 | 2697.9741 | 37.3 | SmallHotel |  |  | 5 | SmallHotel | 4 |  | 4 | NECB2015 | 0.23215 | 11621.7287 | 71.4193 | 80.6763 | 36.9306 | 7.418 | 389.8012 | 193.3569 | MONTREAL | QUEBEC | 0.088376 | 28.6362 | 0 | 28.7246 | 5.6286 | 7.501 | 0 | 13.1296 | 0 | 0.044138 | 0 | 0 | 0.22742 | 0.087787 | 0 | 0.34908 | 0.019673 | 0.065495 | 0.57968 | 0.01018 | 0.8071 | 0.23059 | 22.181 | 87.402 | 37.3 | 0.757 | [5 empty] | 0.183 | 0.247 | 2.2 | 2.2 | 5 | Montreal-Trudeau Intl AP | CAN | 323 | 4090 | 45.471 | -73.741 | 6 | 4400 | QC | CAN_QC_Montreal-Trudeau.Intl.AP.716270_CWEC2016.epw | 0.8071 | 13.6845 | 72.1672 | 18.8425 | 23.1523 | TRUE | FALSE | FALSE | FALSE | 13.2317 | 16.8037 | 0 | 0 | 0 | 0 | 925.51 | 160.2628 | 9.2987 | 0.058022 | 3398.69 | 0.00014949 | 0.8071 | 2024.25 | 1998 | 21.5 | 21.5 |  | https://s3.console.aws.amazon.com/s3/buckets/834599497928?region=ca-central-1&prefix=phylroy.lopez/reference/reference/output/59d7dbbe-10e2-492d-916f-e1a11c3970a3/ | 1.0.002
1021 |  | TRUE | 711 | 2 | 0 | 1884.2287 |  |  |  | 0.1 | 2021-09-22 20:25:29 +0000 | 438c2ebff | 0.2.14 | :adv_dx_units: NECB_Default :airloop_economizer_type: NECB_Default :algorithm_type: parametric :analysis_id: reference :analysis_name: reference :boiler_eff: NECB_Default :btap_batch_version: 1.0.002 :building_type: LargeHotel :chiller_type: NECB_Default :compute_environment: aws_batch :datapoint_id: b4d01f20-6451-465b-8efd-10a067b32c8e :daylighting_type: NECB_Default :dcv_type: NECB_Default :door_construction_cond: NECB_Default :ecm_system_name: NECB_Default :electrical_loads_scale: NECB_Default :enable_costing: true :epw_file: CAN_AB_Calgary.Intl.AP.718770_CWEC2016.epw :erv_package: NECB_Default :ext_floor_cond: NECB_Default :ext_roof_cond: NECB_Default :ext_wall_cond: NECB_Default :fdwr_set: NECB_Default :fixed_wind_solar_trans: NECB_Default :fixed_window_cond: NECB_Default :furnace_eff: NECB_Default :glass_door_cond: NECB_Default :glass_door_solar_trans: NECB_Default :ground_floor_cond: NECB_Default :ground_roof_cond: NECB_Default :ground_wall_cond: NECB_Default :image_name: btap_private_cli :infiltration_scale: NECB_Default :lights_scale: NECB_Default :lights_type: NECB_Default :nv_delta_temp_in_out: NECB_Default :nv_opening_fraction: NECB_Default :nv_temp_out_min: NECB_Default :nv_type: NECB_Default :oa_scale: NECB_Default :occupancy_loads_scale: NECB_Default :output_meters: [] :output_variables: [] :overhead_door_cond: NECB_Default :primary_heating_fuel: NaturalGas :pv_ground_azimuth_angle: NECB_Default :pv_ground_module_description: NECB_Default :pv_ground_tilt_angle: NECB_Default :pv_ground_total_area_pv_panels_m2: NECB_Default :pv_ground_type: NECB_Default :rotation_degrees: NECB_Default :run_annual_simulation: true :s3_bucket: '834599497928' :scale_x: NECB_Default :scale_y: NECB_Default :scale_z: NECB_Default :shw_eff: NECB_Default :skylight_cond: NECB_Default :skylight_solar_trans: NECB_Default :srr_set: NECB_Default :template: NECB2015 | reference | reference | b4d01f20-6451-465b-8efd-10a067b32c8e | NECB2015 | LargeHotel | NaturalGas | Natural Gas | CAN_AB_Calgary.Intl.AP.718770_CWEC2016.epw | parametric |  | NECB_Default | NECB_Default | NECB_Default | NECB_Default | NECB_Default | NECB_Default | NECB_Default | NECB_Default | NECB_Default | NECB_Default | NECB_Default | NECB_Default | NECB_Default | NECB_Default | NECB_Default | NECB_Default | NECB_Default | NECB_Default | NECB_Default | NECB_Default | NECB_Default | NECB_Default | NECB_Default | NECB_Default | NECB_Default | NECB_Default | NECB_Default | NECB_Default | NECB_Default | NECB_Default | NECB_Default | NECB_Default | NECB_Default | NECB_Default | NECB_Default | NECB_Default | NECB_Default | NECB_Default | NECB_Default | NECB_Default | NECB_Default | NECB_Default | NECB_Default | NECB_Default | NECB_Default | aws_batch | 834599497928 | btap_private_cli |  | TRUE | TRUE |  |  | 70.1717 | 13.4901 | 92.119 | 213.3563 | 11345.38 | 6004.6889 | 33.3 | LargeHotel |  |  | 5 | LargeHotel | 6 |  | 7 | NECB2015 | 0.17066 | 35185.0517 | 61.8074 | 75.3843 | 49.539 | 4.2292 | 296.7431 | 105.7832 | CALGARY | ALBERTA | 57.7726 | 31.8507 | 0 | 89.6233 | 5.4756 | 2.2723 | 0 | 7.7479 | 0 | 0.032023 | 0 | 0 | 0.26325 | 0.099455 | 0 | 0.45689 | 0.02416 | 0.10196 | 0.63118 | 0.0054198 | 0.89444 | 0.1743 | 25.0939 | 76.3526 | 33.3 | 0.757 |  | 0.284 |  |  |  | 0.162 | 0.21 | 2.2 | 2.2 | 5 | Calgary Intl AP | CAN | 64 | 4781 | 51.114 | -114.02 | 7a | 5000 | AB | CAN_AB_Calgary.Intl.AP.718770_CWEC2016.epw | 0.89444 | 13.4901 | 70.1717 | 14.6989 | 29.3698 | TRUE | TRUE | FALSE | FALSE | 15.2362 | 28.0279 | 0 | 0 | 0 | 0 | 1977.46 | 514.2133 | 19.4879 | 0.037899 | 7122.84 | 0.00023622 | 0.89444 | 339.17 | 335.67 | 212.17 | 211.67 |  | https://s3.console.aws.amazon.com/s3/buckets/834599497928?region=ca-central-1&prefix=phylroy.lopez/reference/reference/output/b4d01f20-6451-465b-8efd-10a067b32c8e/ | 1.0.002
1022 |  | TRUE | 696 | 2 | 0 | 1884.9685 |  |  |  | 0.1 | 2021-09-22 20:25:09 +0000 | 438c2ebff | 0.2.14 | :adv_dx_units: NECB_Default :airloop_economizer_type: NECB_Default :algorithm_type: parametric :analysis_id: reference :analysis_name: reference :boiler_eff: NECB_Default :btap_batch_version: 1.0.002 :building_type: LargeHotel :chiller_type: NECB_Default :compute_environment: aws_batch :datapoint_id: 41b588e9-4992-4730-aab3-2a4cd74a90a3 :daylighting_type: NECB_Default :dcv_type: NECB_Default :door_construction_cond: NECB_Default :ecm_system_name: NECB_Default :electrical_loads_scale: NECB_Default :enable_costing: true :epw_file: CAN_BC_Vancouver.Intl.AP.718920_CWEC2016.epw :erv_package: NECB_Default :ext_floor_cond: NECB_Default :ext_roof_cond: NECB_Default :ext_wall_cond: NECB_Default :fdwr_set: NECB_Default :fixed_wind_solar_trans: NECB_Default :fixed_window_cond: NECB_Default :furnace_eff: NECB_Default :glass_door_cond: NECB_Default :glass_door_solar_trans: NECB_Default :ground_floor_cond: NECB_Default :ground_roof_cond: NECB_Default :ground_wall_cond: NECB_Default :image_name: btap_private_cli :infiltration_scale: NECB_Default :lights_scale: NECB_Default :lights_type: NECB_Default :nv_delta_temp_in_out: NECB_Default :nv_opening_fraction: NECB_Default :nv_temp_out_min: NECB_Default :nv_type: NECB_Default :oa_scale: NECB_Default :occupancy_loads_scale: NECB_Default :output_meters: [] :output_variables: [] :overhead_door_cond: NECB_Default :primary_heating_fuel: NaturalGas :pv_ground_azimuth_angle: NECB_Default :pv_ground_module_description: NECB_Default :pv_ground_tilt_angle: NECB_Default :pv_ground_total_area_pv_panels_m2: NECB_Default :pv_ground_type: NECB_Default :rotation_degrees: NECB_Default :run_annual_simulation: true :s3_bucket: '834599497928' :scale_x: NECB_Default :scale_y: NECB_Default :scale_z: NECB_Default :shw_eff: NECB_Default :skylight_cond: NECB_Default :skylight_solar_trans: NECB_Default :srr_set: NECB_Default :template: NECB2015 | reference | reference | 41b588e9-4992-4730-aab3-2a4cd74a90a3 | NECB2015 | LargeHotel | NaturalGas | Natural Gas | CAN_BC_Vancouver.Intl.AP.718920_CWEC2016.epw | parametric |  | NECB_Default | NECB_Default | NECB_Default | NECB_Default | NECB_Default | NECB_Default | NECB_Default | NECB_Default | NECB_Default | NECB_Default | NECB_Default | NECB_Default | NECB_Default | NECB_Default | NECB_Default | NECB_Default | NECB_Default | NECB_Default | NECB_Default | NECB_Default | NECB_Default | NECB_Default | NECB_Default | NECB_Default | NECB_Default | NECB_Default | NECB_Default | NECB_Default | NECB_Default | NECB_Default | NECB_Default | NECB_Default | NECB_Default | NECB_Default | NECB_Default | NECB_Default | NECB_Default | NECB_Default | NECB_Default | NECB_Default | NECB_Default | NECB_Default | NECB_Default | NECB_Default | NECB_Default | aws_batch | 834599497928 | btap_private_cli |  | TRUE | TRUE |  |  | 42.9909 | 10.9033 | 61.906 | 167.1596 | 11345.38 | 6004.6889 | 40 | LargeHotel |  |  | 5 | LargeHotel | 6 |  | 7 | NECB2015 | 0.17066 | 35185.0517 | 57.1161 | 72.6358 | 46.066 | 4.196 | 277.4843 | 97.4703 | VANCOUVER | BRITISH COLUMBIA | 0.73007 | 23.7265 | 0 | 24.4565 | 7.2905 | 5.3228 | 0 | 12.6133 | 0 | 0.033118 | 0 | 0 | 0.25761 | 0.091368 | 0 | 0.31379 | 0.02416 | 0.10196 | 0.47063 | 0.0066591 | 0.72824 | 0.15684 | 21.8787 | 51.8786 | 40 | 0.757 |  | 0.568 |  |  |  | 0.227 | 0.315 | 2.4 | 2.4 | 5 | Vancouver Intl AP | CAN | 42 | 2797 | 49.195 | -123.184 | 4 | 2800 | BC | CAN_BC_Vancouver.Intl.AP.718920_CWEC2016.epw | 0.72824 | 10.9033 | 42.9909 | 15.0146 | 32.3964 | TRUE | TRUE | FALSE | FALSE | 13.7629 | 12.9459 | 0 | 0 | 0 | 0 | 1779.37 | 514.2133 | 19.4879 | 0.037899 | 7122.84 | 0.0003508 | 0.72824 | 513 | 509 | 337.5 | 308.17 |  | https://s3.console.aws.amazon.com/s3/buckets/834599497928?region=ca-central-1&prefix=phylroy.lopez/reference/reference/output/41b588e9-4992-4730-aab3-2a4cd74a90a3/ | 1.0.002
1023 |  | TRUE | 1185 | 0 | 0 | 984.9629 |  |  |  | 0.1 | 2021-09-22 20:25:10 +0000 | 438c2ebff | 0.2.14 | :adv_dx_units: NECB_Default :airloop_economizer_type: NECB_Default :algorithm_type: parametric :analysis_id: reference :analysis_name: reference :boiler_eff: NECB_Default :btap_batch_version: 1.0.002 :building_type: Outpatient :chiller_type: NECB_Default :compute_environment: aws_batch :datapoint_id: 9008f51a-5bd6-46a2-8976-166d888f9dfa :daylighting_type: NECB_Default :dcv_type: NECB_Default :door_construction_cond: NECB_Default :ecm_system_name: NECB_Default :electrical_loads_scale: NECB_Default :enable_costing: true :epw_file: CAN_QC_Montreal-Trudeau.Intl.AP.716270_CWEC2016.epw :erv_package: NECB_Default :ext_floor_cond: NECB_Default :ext_roof_cond: NECB_Default :ext_wall_cond: NECB_Default :fdwr_set: NECB_Default :fixed_wind_solar_trans: NECB_Default :fixed_window_cond: NECB_Default :furnace_eff: NECB_Default :glass_door_cond: NECB_Default :glass_door_solar_trans: NECB_Default :ground_floor_cond: NECB_Default :ground_roof_cond: NECB_Default :ground_wall_cond: NECB_Default :image_name: btap_private_cli :infiltration_scale: NECB_Default :lights_scale: NECB_Default :lights_type: NECB_Default :nv_delta_temp_in_out: NECB_Default :nv_opening_fraction: NECB_Default :nv_temp_out_min: NECB_Default :nv_type: NECB_Default :oa_scale: NECB_Default :occupancy_loads_scale: NECB_Default :output_meters: [] :output_variables: [] :overhead_door_cond: NECB_Default :primary_heating_fuel: Electricity :pv_ground_azimuth_angle: NECB_Default :pv_ground_module_description: NECB_Default :pv_ground_tilt_angle: NECB_Default :pv_ground_total_area_pv_panels_m2: NECB_Default :pv_ground_type: NECB_Default :rotation_degrees: NECB_Default :run_annual_simulation: true :s3_bucket: '834599497928' :scale_x: NECB_Default :scale_y: NECB_Default :scale_z: NECB_Default :shw_eff: NECB_Default :skylight_cond: NECB_Default :skylight_solar_trans: NECB_Default :srr_set: NECB_Default :template: NECB2011 | reference | reference | 9008f51a-5bd6-46a2-8976-166d888f9dfa | NECB2011 | Outpatient | Electricity | Electricity | CAN_QC_Montreal-Trudeau.Intl.AP.716270_CWEC2016.epw | parametric |  | NECB_Default | NECB_Default | NECB_Default | NECB_Default | NECB_Default | NECB_Default | NECB_Default | NECB_Default | NECB_Default | NECB_Default | NECB_Default | NECB_Default | NECB_Default | NECB_Default | NECB_Default | NECB_Default | NECB_Default | NECB_Default | NECB_Default | NECB_Default | NECB_Default | NECB_Default | NECB_Default | NECB_Default | NECB_Default | NECB_Default | NECB_Default | NECB_Default | NECB_Default | NECB_Default | NECB_Default | NECB_Default | NECB_Default | NECB_Default | NECB_Default | NECB_Default | NECB_Default | NECB_Default | NECB_Default | NECB_Default | NECB_Default | NECB_Default | NECB_Default | NECB_Default | NECB_Default | aws_batch | 834599497928 | btap_private_cli |  | TRUE | TRUE |  |  | 112.6599 | 24.0133 | 138.6527 | 205.8581 | 3804.01 | 2926.6316 | 37.3 | Outpatient |  |  | 5 | Outpatient | 3 |  | 3 | NECB2011 | 0.24527 | 11932.1528 | 93.9779 | 35.6798 | 66.1359 | 5.2609 | 542.75 | 341.6954 | MONTREAL | QUEBEC | 0.38755 | 0 | 0 | 0.38755 | 24.6826 | 0 | 0 | 24.6826 | 0 | 0.057605 | 0 | 0 | 0.99728 | 0.12221 | 0 | 0.49915 | 0.08062 | 0.17498 | 0 | 0.0038144 | 0.99728 | 0.058304 | 131.7182 | 0 | 37.3 | 0.757 | [5 empty] | 0.183 | 0.247 | 2.2 | 2.2 | 5 | Montreal-Trudeau Intl AP | CAN | 323 | 4090 | 45.471 | -73.741 | 6 | 4400 | QC | CAN_QC_Montreal-Trudeau.Intl.AP.716270_CWEC2016.epw | 0.99728 | 24.0133 | 112.6599 | 14.9177 | 19.1459 | FALSE | FALSE | FALSE | FALSE | 12.1719 | 12.6771 | 0 | 0.60681 | 0.0030816 | 221.79 | 0 | 196.9153 | 2.9674 | 0.01507 | 1084.6 | 0.00058885 | 0.99728 | 1931.67 | 1862.83 | 203.5 | 203.5 |  | https://s3.console.aws.amazon.com/s3/buckets/834599497928?region=ca-central-1&prefix=phylroy.lopez/reference/reference/output/9008f51a-5bd6-46a2-8976-166d888f9dfa/ | 1.0.002
1024 |  | TRUE | 1081 | 0 | 0 | 1108.8591 |  |  |  | 0.1 | 2021-09-22 20:24:22 +0000 | 438c2ebff | 0.2.14 | :adv_dx_units: NECB_Default :airloop_economizer_type: NECB_Default :algorithm_type: parametric :analysis_id: reference :analysis_name: reference :boiler_eff: NECB_Default :btap_batch_version: 1.0.002 :building_type: HighriseApartment :chiller_type: NECB_Default :compute_environment: aws_batch :datapoint_id: 5460eea4-df0a-408c-8eaa-a09a5fc1b8d1 :daylighting_type: NECB_Default :dcv_type: NECB_Default :door_construction_cond: NECB_Default :ecm_system_name: NECB_Default :electrical_loads_scale: NECB_Default :enable_costing: true :epw_file: CAN_AB_Edmonton.Intl.AP.711230_CWEC2016.epw :erv_package: NECB_Default :ext_floor_cond: NECB_Default :ext_roof_cond: NECB_Default :ext_wall_cond: NECB_Default :fdwr_set: NECB_Default :fixed_wind_solar_trans: NECB_Default :fixed_window_cond: NECB_Default :furnace_eff: NECB_Default :glass_door_cond: NECB_Default :glass_door_solar_trans: NECB_Default :ground_floor_cond: NECB_Default :ground_roof_cond: NECB_Default :ground_wall_cond: NECB_Default :image_name: btap_private_cli :infiltration_scale: NECB_Default :lights_scale: NECB_Default :lights_type: NECB_Default :nv_delta_temp_in_out: NECB_Default :nv_opening_fraction: NECB_Default :nv_temp_out_min: NECB_Default :nv_type: NECB_Default :oa_scale: NECB_Default :occupancy_loads_scale: NECB_Default :output_meters: [] :output_variables: [] :overhead_door_cond: NECB_Default :primary_heating_fuel: Electricity :pv_ground_azimuth_angle: NECB_Default :pv_ground_module_description: NECB_Default :pv_ground_tilt_angle: NECB_Default :pv_ground_total_area_pv_panels_m2: NECB_Default :pv_ground_type: NECB_Default :rotation_degrees: NECB_Default :run_annual_simulation: true :s3_bucket: '834599497928' :scale_x: NECB_Default :scale_y: NECB_Default :scale_z: NECB_Default :shw_eff: NECB_Default :skylight_cond: NECB_Default :skylight_solar_trans: NECB_Default :srr_set: NECB_Default :template: BTAPPRE1980 | reference | reference | 5460eea4-df0a-408c-8eaa-a09a5fc1b8d1 | BTAPPRE1980 | HighriseApartment | Electricity | Electricity | CAN_AB_Edmonton.Intl.AP.711230_CWEC2016.epw | parametric |  | NECB_Default | NECB_Default | NECB_Default | NECB_Default | NECB_Default | NECB_Default | NECB_Default | NECB_Default | NECB_Default | NECB_Default | NECB_Default | NECB_Default | NECB_Default | NECB_Default | NECB_Default | NECB_Default | NECB_Default | NECB_Default | NECB_Default | NECB_Default | NECB_Default | NECB_Default | NECB_Default | NECB_Default | NECB_Default | NECB_Default | NECB_Default | NECB_Default | NECB_Default | NECB_Default | NECB_Default | NECB_Default | NECB_Default | NECB_Default | NECB_Default | NECB_Default | NECB_Default | NECB_Default | NECB_Default | NECB_Default | NECB_Default | NECB_Default | NECB_Default | NECB_Default | NECB_Default | aws_batch | 834599497928 | btap_private_cli |  | TRUE | TRUE |  |  | 76.2299 | 9.3946 | 101.768 | 154.3221 | 7836.48 | 4638.6699 | 29.8 | HighriseApartment |  |  | 0 | HighriseApartment | 10 |  | 10 | BTAPPRE1980 | 0.19422 | 23884.0213 | 1.1971 | 65.3088 | 27.736 | 10.9525 | 135.8518 | 30.6573 | EDMONTON | ALBERTA | 144.6071 | 0 | 0 | 144.6071 | 13.7057 | 0 | 0 | 13.7057 | 0 | 0.015659 | 0 | 0 | 0.65893 | 0.086131 | 0 | 0.36636 | 0.063082 | 0.040272 | 0 | 0.00083201 | 0.65893 | 0.086573 | 88.7354 | 0 | 29.8 | 0.678 | [5 empty] | 0.227 | 0.772 | 2.95 |  | 0 | Edmonton Intl AP | CAN | 23 | 5588 | 53.31 | -113.579 | 7a | 5120 | AB | CAN_AB_Edmonton.Intl.AP.711230_CWEC2016.epw | 0.65893 | 9.3946 | 76.2299 | 15.1989 | 19.8306 | TRUE | TRUE | FALSE | FALSE | 11.2278 | 18.2467 | 0 | 1.8562 | 0.014445 | 678.43 | 0 | 128.5028 | 8.3471 | 0.064956 | 3050.86 | 1.5313e-05 | 0.65893 | 567.75 | 567.75 | 36.5 | 36.5 |  | https://s3.console.aws.amazon.com/s3/buckets/834599497928?region=ca-central-1&prefix=phylroy.lopez/reference/reference/output/5460eea4-df0a-408c-8eaa-a09a5fc1b8d1/ | 1.0.002
1025 |  | TRUE | 1104 | 0 | 0 | 1109.1618 |  |  |  | 0.1 | 2021-09-22 20:24:56 +0000 | 438c2ebff | 0.2.14 | :adv_dx_units: NECB_Default :airloop_economizer_type: NECB_Default :algorithm_type: parametric :analysis_id: reference :analysis_name: reference :boiler_eff: NECB_Default :btap_batch_version: 1.0.002 :building_type: HighriseApartment :chiller_type: NECB_Default :compute_environment: aws_batch :datapoint_id: 317d61de-0b06-4f2f-9a0e-0e02a420e08e :daylighting_type: NECB_Default :dcv_type: NECB_Default :door_construction_cond: NECB_Default :ecm_system_name: NECB_Default :electrical_loads_scale: NECB_Default :enable_costing: true :epw_file: CAN_YT_Whitehorse.Intl.AP.719640_CWEC2016.epw :erv_package: NECB_Default :ext_floor_cond: NECB_Default :ext_roof_cond: NECB_Default :ext_wall_cond: NECB_Default :fdwr_set: NECB_Default :fixed_wind_solar_trans: NECB_Default :fixed_window_cond: NECB_Default :furnace_eff: NECB_Default :glass_door_cond: NECB_Default :glass_door_solar_trans: NECB_Default :ground_floor_cond: NECB_Default :ground_roof_cond: NECB_Default :ground_wall_cond: NECB_Default :image_name: btap_private_cli :infiltration_scale: NECB_Default :lights_scale: NECB_Default :lights_type: NECB_Default :nv_delta_temp_in_out: NECB_Default :nv_opening_fraction: NECB_Default :nv_temp_out_min: NECB_Default :nv_type: NECB_Default :oa_scale: NECB_Default :occupancy_loads_scale: NECB_Default :output_meters: [] :output_variables: [] :overhead_door_cond: NECB_Default :primary_heating_fuel: Electricity :pv_ground_azimuth_angle: NECB_Default :pv_ground_module_description: NECB_Default :pv_ground_tilt_angle: NECB_Default :pv_ground_total_area_pv_panels_m2: NECB_Default :pv_ground_type: NECB_Default :rotation_degrees: NECB_Default :run_annual_simulation: true :s3_bucket: '834599497928' :scale_x: NECB_Default :scale_y: NECB_Default :scale_z: NECB_Default :shw_eff: NECB_Default :skylight_cond: NECB_Default :skylight_solar_trans: NECB_Default :srr_set: NECB_Default :template: BTAPPRE1980 | reference | reference | 317d61de-0b06-4f2f-9a0e-0e02a420e08e | BTAPPRE1980 | HighriseApartment | Electricity | Electricity | CAN_YT_Whitehorse.Intl.AP.719640_CWEC2016.epw | parametric |  | NECB_Default | NECB_Default | NECB_Default | NECB_Default | NECB_Default | NECB_Default | NECB_Default | NECB_Default | NECB_Default | NECB_Default | NECB_Default | NECB_Default | NECB_Default | NECB_Default | NECB_Default | NECB_Default | NECB_Default | NECB_Default | NECB_Default | NECB_Default | NECB_Default | NECB_Default | NECB_Default | NECB_Default | NECB_Default | NECB_Default | NECB_Default | NECB_Default | NECB_Default | NECB_Default | NECB_Default | NECB_Default | NECB_Default | NECB_Default | NECB_Default | NECB_Default | NECB_Default | NECB_Default | NECB_Default | NECB_Default | NECB_Default | NECB_Default | NECB_Default | NECB_Default | NECB_Default | aws_batch | 834599497928 | btap_private_cli |  | TRUE | TRUE |  |  | 70.764 | 8.6982 | 128.4023 | 180.2953 | 7836.48 | 4638.6699 | 29.8 | HighriseApartment |  |  | 0 | HighriseApartment | 10 |  | 10 | BTAPPRE1980 | 0.19422 | 23884.0213 | 0.90046 | 53.9742 | 24.558 | 10.8322 | 118.6022 | 28.3374 | WHITEHORSE | YUKON | 11.703 | 0 | 0 | 11.703 | 26.8015 | 0 | 0 | 26.8015 | 0 | 0.0096038 | 0 | 0 | 0.75243 | 0.08592 | 0 | 0.46225 | 0.063082 | 0.040272 | 0 | 0.0008269 | 0.75243 | 0.090464 | 88.8682 | 0 | 29.8 | 0.678 | [5 empty] | 0.227 | 0.772 | 2.95 |  | 0 | Whitehorse Intl AP | CAN | 5 | 6491 | 60.709 | -135.069 | 7b | 6580 | YT | CAN_YT_Whitehorse.Intl.AP.719640_CWEC2016.epw | 0.75243 | 8.6982 | 70.764 | 17.8146 | 16.0247 | TRUE | FALSE | FALSE | FALSE | 8.2816 | 20.2118 | 0 | 1.9396 | 0.015094 | 708.92 | 0 | 128.5028 | 8.3471 | 0.064956 | 3050.86 | 1.1485e-05 | 0.75243 | 492.5 | 492.5 | 317.5 | 317.5 |  | https://s3.console.aws.amazon.com/s3/buckets/834599497928?region=ca-central-1&prefix=phylroy.lopez/reference/reference/output/317d61de-0b06-4f2f-9a0e-0e02a420e08e/ | 1.0.002
1026 |  | TRUE | 1100 | 2 | 0 | 1110.07 |  |  |  | 0.1 | 2021-09-22 20:24:27 +0000 | 438c2ebff | 0.2.14 | :adv_dx_units: NECB_Default :airloop_economizer_type: NECB_Default :algorithm_type: parametric :analysis_id: reference :analysis_name: reference :boiler_eff: NECB_Default :btap_batch_version: 1.0.002 :building_type: HighriseApartment :chiller_type: NECB_Default :compute_environment: aws_batch :datapoint_id: a1d73583-e1c7-42f7-afc2-6a532bf9963a :daylighting_type: NECB_Default :dcv_type: NECB_Default :door_construction_cond: NECB_Default :ecm_system_name: NECB_Default :electrical_loads_scale: NECB_Default :enable_costing: true :epw_file: CAN_YT_Whitehorse.Intl.AP.719640_CWEC2016.epw :erv_package: NECB_Default :ext_floor_cond: NECB_Default :ext_roof_cond: NECB_Default :ext_wall_cond: NECB_Default :fdwr_set: NECB_Default :fixed_wind_solar_trans: NECB_Default :fixed_window_cond: NECB_Default :furnace_eff: NECB_Default :glass_door_cond: NECB_Default :glass_door_solar_trans: NECB_Default :ground_floor_cond: NECB_Default :ground_roof_cond: NECB_Default :ground_wall_cond: NECB_Default :image_name: btap_private_cli :infiltration_scale: NECB_Default :lights_scale: NECB_Default :lights_type: NECB_Default :nv_delta_temp_in_out: NECB_Default :nv_opening_fraction: NECB_Default :nv_temp_out_min: NECB_Default :nv_type: NECB_Default :oa_scale: NECB_Default :occupancy_loads_scale: NECB_Default :output_meters: [] :output_variables: [] :overhead_door_cond: NECB_Default :primary_heating_fuel: NaturalGas :pv_ground_azimuth_angle: NECB_Default :pv_ground_module_description: NECB_Default :pv_ground_tilt_angle: NECB_Default :pv_ground_total_area_pv_panels_m2: NECB_Default :pv_ground_type: NECB_Default :rotation_degrees: NECB_Default :run_annual_simulation: true :s3_bucket: '834599497928' :scale_x: NECB_Default :scale_y: NECB_Default :scale_z: NECB_Default :shw_eff: NECB_Default :skylight_cond: NECB_Default :skylight_solar_trans: NECB_Default :srr_set: NECB_Default :template: BTAPPRE1980 | reference | reference | a1d73583-e1c7-42f7-afc2-6a532bf9963a | BTAPPRE1980 | HighriseApartment | NaturalGas | Natural Gas | CAN_YT_Whitehorse.Intl.AP.719640_CWEC2016.epw | parametric |  | NECB_Default | NECB_Default | NECB_Default | NECB_Default | NECB_Default | NECB_Default | NECB_Default | NECB_Default | NECB_Default | NECB_Default | NECB_Default | NECB_Default | NECB_Default | NECB_Default | NECB_Default | NECB_Default | NECB_Default | NECB_Default | NECB_Default | NECB_Default | NECB_Default | NECB_Default | NECB_Default | NECB_Default | NECB_Default | NECB_Default | NECB_Default | NECB_Default | NECB_Default | NECB_Default | NECB_Default | NECB_Default | NECB_Default | NECB_Default | NECB_Default | NECB_Default | NECB_Default | NECB_Default | NECB_Default | NECB_Default | NECB_Default | NECB_Default | NECB_Default | NECB_Default | NECB_Default | aws_batch | 834599497928 | btap_private_cli |  | TRUE | TRUE |  |  | 93.8654 | 8.6969 | 128.2368 | 231.7487 | 7836.48 | 4638.6699 | 29.8 | HighriseApartment |  |  | 0 | HighriseApartment | 10 |  | 10 | BTAPPRE1980 | 0.19422 | 23884.0213 | 0.90046 | 86.329 | 24.558 | 3.2415 | 147.5022 | 32.4733 | WHITEHORSE | YUKON | 3.1217 | 36.6713 | 0 | 39.7929 | 7.149 | 6.6842 | 0 | 13.8332 | 0 | 0.0095898 | 0 | 0 | 0.2007 | 0.085997 | 0 | 0.62093 | 0.063082 | 0.040272 | 0.73696 | 0.0017521 | 0.93766 | 0.11603 | 20.2245 | 103.1208 | 29.8 | 0.678 | [5 empty] | 0.227 | 0.772 | 2.95 |  | 0 | Whitehorse Intl AP | CAN | 5 | 6491 | 60.709 | -135.069 | 7b | 6580 | YT | CAN_YT_Whitehorse.Intl.AP.719640_CWEC2016.epw | 0.93766 | 8.6969 | 93.8654 | 17.8146 | 16.0247 | TRUE | FALSE | FALSE | FALSE | 8.2816 | 20.2119 | 0 | 0 | 0 | 0 | 909.24 | 128.5028 | 8.3471 | 0.064956 | 3050.86 | 1.1485e-05 | 0.93766 | 490 | 490 | 597.25 | 597.25 |  | https://s3.console.aws.amazon.com/s3/buckets/834599497928?region=ca-central-1&prefix=phylroy.lopez/reference/reference/output/a1d73583-e1c7-42f7-afc2-6a532bf9963a/ | 1.0.002
1027 |  | TRUE | 1050 | 2 | 0 | 1110.4221 |  |  |  | 0.1 | 2021-09-22 20:24:45 +0000 | 438c2ebff | 0.2.14 | :adv_dx_units: NECB_Default :airloop_economizer_type: NECB_Default :algorithm_type: parametric :analysis_id: reference :analysis_name: reference :boiler_eff: NECB_Default :btap_batch_version: 1.0.002 :building_type: HighriseApartment :chiller_type: NECB_Default :compute_environment: aws_batch :datapoint_id: 6a11aa78-8594-43b8-b17c-6f4e9353e659 :daylighting_type: NECB_Default :dcv_type: NECB_Default :door_construction_cond: NECB_Default :ecm_system_name: NECB_Default :electrical_loads_scale: NECB_Default :enable_costing: true :epw_file: CAN_QC_Montreal-Trudeau.Intl.AP.716270_CWEC2016.epw :erv_package: NECB_Default :ext_floor_cond: NECB_Default :ext_roof_cond: NECB_Default :ext_wall_cond: NECB_Default :fdwr_set: NECB_Default :fixed_wind_solar_trans: NECB_Default :fixed_window_cond: NECB_Default :furnace_eff: NECB_Default :glass_door_cond: NECB_Default :glass_door_solar_trans: NECB_Default :ground_floor_cond: NECB_Default :ground_roof_cond: NECB_Default :ground_wall_cond: NECB_Default :image_name: btap_private_cli :infiltration_scale: NECB_Default :lights_scale: NECB_Default :lights_type: NECB_Default :nv_delta_temp_in_out: NECB_Default :nv_opening_fraction: NECB_Default :nv_temp_out_min: NECB_Default :nv_type: NECB_Default :oa_scale: NECB_Default :occupancy_loads_scale: NECB_Default :output_meters: [] :output_variables: [] :overhead_door_cond: NECB_Default :primary_heating_fuel: NaturalGas :pv_ground_azimuth_angle: NECB_Default :pv_ground_module_description: NECB_Default :pv_ground_tilt_angle: NECB_Default :pv_ground_total_area_pv_panels_m2: NECB_Default :pv_ground_type: NECB_Default :rotation_degrees: NECB_Default :run_annual_simulation: true :s3_bucket: '834599497928' :scale_x: NECB_Default :scale_y: NECB_Default :scale_z: NECB_Default :shw_eff: NECB_Default :skylight_cond: NECB_Default :skylight_solar_trans: NECB_Default :srr_set: NECB_Default :template: BTAP1980TO2010 | reference | reference | 6a11aa78-8594-43b8-b17c-6f4e9353e659 | BTAP1980TO2010 | HighriseApartment | NaturalGas | Natural Gas | CAN_QC_Montreal-Trudeau.Intl.AP.716270_CWEC2016.epw | parametric |  | NECB_Default | NECB_Default | NECB_Default | NECB_Default | NECB_Default | NECB_Default | NECB_Default | NECB_Default | NECB_Default | NECB_Default | NECB_Default | NECB_Default | NECB_Default | NECB_Default | NECB_Default | NECB_Default | NECB_Default | NECB_Default | NECB_Default | NECB_Default | NECB_Default | NECB_Default | NECB_Default | NECB_Default | NECB_Default | NECB_Default | NECB_Default | NECB_Default | NECB_Default | NECB_Default | NECB_Default | NECB_Default | NECB_Default | NECB_Default | NECB_Default | NECB_Default | NECB_Default | NECB_Default | NECB_Default | NECB_Default | NECB_Default | NECB_Default | NECB_Default | NECB_Default | NECB_Default | aws_batch | 834599497928 | btap_private_cli |  | TRUE | TRUE |  |  | 100.0508 | 17.4523 | 92.1647 | 183.0538 | 7836.48 | 4638.6699 | 29.8 | HighriseApartment |  |  | 0 | HighriseApartment | 10 |  | 10 | BTAP1980TO2010 | 0.19422 | 23884.0213 | 1.159 | 96.655 | 25.4639 | 3.3282 | 160.8881 | 34.2819 | MONTREAL | QUEBEC | 0.081445 | 27.3077 | 0 | 27.3892 | 5.1872 | 7.153 | 0 | 12.3402 | 0 | 0.029424 | 0 | 0 | 0.20958 | 0.075316 | 0 | 0.45104 | 0.063082 | 0.040272 | 0.55279 | 0.0014675 | 0.76237 | 0.10175 | 22.8557 | 104.4153 | 29.8 | 0.678 | [5 empty] | 0.267 | 0.426 | 2.95 |  | 0 | Montreal-Trudeau Intl AP | CAN | 323 | 4090 | 45.471 | -73.741 | 6 | 4400 | QC | CAN_QC_Montreal-Trudeau.Intl.AP.716270_CWEC2016.epw | 0.76237 | 17.4523 | 100.0508 | 19.5469 | 22.8739 | TRUE | FALSE | FALSE | FALSE | 12.3036 | 14.5938 | 0 | 0 | 0 | 0 | 797.33 | 128.5028 | 8.3471 | 0.064956 | 3050.86 | 2.1693e-05 | 0.76237 | 744.75 | 744.75 | 24.5 | 24.5 |  | https://s3.console.aws.amazon.com/s3/buckets/834599497928?region=ca-central-1&prefix=phylroy.lopez/reference/reference/output/6a11aa78-8594-43b8-b17c-6f4e9353e659/ | 1.0.002
1028 |  | TRUE | 1054 | 2 | 0 | 1112.0644 |  |  |  | 0.1 | 2021-09-22 20:25:06 +0000 | 438c2ebff | 0.2.14 | :adv_dx_units: NECB_Default :airloop_economizer_type: NECB_Default :algorithm_type: parametric :analysis_id: reference :analysis_name: reference :boiler_eff: NECB_Default :btap_batch_version: 1.0.002 :building_type: HighriseApartment :chiller_type: NECB_Default :compute_environment: aws_batch :datapoint_id: 6544cebd-8d41-44c1-bf63-759070a0f895 :daylighting_type: NECB_Default :dcv_type: NECB_Default :door_construction_cond: NECB_Default :ecm_system_name: NECB_Default :electrical_loads_scale: NECB_Default :enable_costing: true :epw_file: CAN_NS_Halifax.Dockyard.713280_CWEC2016.epw :erv_package: NECB_Default :ext_floor_cond: NECB_Default :ext_roof_cond: NECB_Default :ext_wall_cond: NECB_Default :fdwr_set: NECB_Default :fixed_wind_solar_trans: NECB_Default :fixed_window_cond: NECB_Default :furnace_eff: NECB_Default :glass_door_cond: NECB_Default :glass_door_solar_trans: NECB_Default :ground_floor_cond: NECB_Default :ground_roof_cond: NECB_Default :ground_wall_cond: NECB_Default :image_name: btap_private_cli :infiltration_scale: NECB_Default :lights_scale: NECB_Default :lights_type: NECB_Default :nv_delta_temp_in_out: NECB_Default :nv_opening_fraction: NECB_Default :nv_temp_out_min: NECB_Default :nv_type: NECB_Default :oa_scale: NECB_Default :occupancy_loads_scale: NECB_Default :output_meters: [] :output_variables: [] :overhead_door_cond: NECB_Default :primary_heating_fuel: NaturalGas :pv_ground_azimuth_angle: NECB_Default :pv_ground_module_description: NECB_Default :pv_ground_tilt_angle: NECB_Default :pv_ground_total_area_pv_panels_m2: NECB_Default :pv_ground_type: NECB_Default :rotation_degrees: NECB_Default :run_annual_simulation: true :s3_bucket: '834599497928' :scale_x: NECB_Default :scale_y: NECB_Default :scale_z: NECB_Default :shw_eff: NECB_Default :skylight_cond: NECB_Default :skylight_solar_trans: NECB_Default :srr_set: NECB_Default :template: BTAP1980TO2010 | reference | reference | 6544cebd-8d41-44c1-bf63-759070a0f895 | BTAP1980TO2010 | HighriseApartment | NaturalGas | Natural Gas | CAN_NS_Halifax.Dockyard.713280_CWEC2016.epw | parametric |  | NECB_Default | NECB_Default | NECB_Default | NECB_Default | NECB_Default | NECB_Default | NECB_Default | NECB_Default | NECB_Default | NECB_Default | NECB_Default | NECB_Default | NECB_Default | NECB_Default | NECB_Default | NECB_Default | NECB_Default | NECB_Default | NECB_Default | NECB_Default | NECB_Default | NECB_Default | NECB_Default | NECB_Default | NECB_Default | NECB_Default | NECB_Default | NECB_Default | NECB_Default | NECB_Default | NECB_Default | NECB_Default | NECB_Default | NECB_Default | NECB_Default | NECB_Default | NECB_Default | NECB_Default | NECB_Default | NECB_Default | NECB_Default | NECB_Default | NECB_Default | NECB_Default | NECB_Default | aws_batch | 834599497928 | btap_private_cli |  | TRUE | TRUE |  |  | 74.0573 | 7.1273 | 70.4345 | 149.3535 | 7836.48 | 4638.6699 | 29.8 | HighriseApartment |  |  | 0 | HighriseApartment | 10 |  | 10 | BTAP1980TO2010 | 0.19422 | 23884.0213 | 1.1692 | 81.1279 | 27.0586 | 3.3363 | 145.8672 | 33.1752 | HALIFAX | NOVA SCOTIA | 37.0584 | 22.8049 | 0 | 59.8632 | 7.2678 | 5.7562 | 0 | 13.024 | 0 | 0.015213 | 0 | 0 | 0.18275 | 0.062808 | 0 | 0.35781 | 0.063082 | 0.040272 | 0.45829 | 0.0013578 | 0.64104 | 0.10048 | 16.2503 | 82.4836 | 29.8 | 0.678 | [5 empty] | 0.267 | 0.426 | 2.95 |  | 0 | Halifax Dockyard | CAN | 112 | 3647 | 44.655 | -63.577 | 6 | 4000 | NS | CAN_NS_Halifax.Dockyard.713280_CWEC2016.epw | 0.64104 | 7.1273 | 74.0573 | 17.2425 | 22.6612 | TRUE | TRUE | FALSE | FALSE | 8.0716 | 7.1373 | 0 | 0 | 0 | 0 | 787.4 | 128.5028 | 8.3471 | 0.064956 | 3050.86 | 1.4037e-05 | 0.64104 | 308.5 | 308.5 | 48.25 | 48.25 |  | https://s3.console.aws.amazon.com/s3/buckets/834599497928?region=ca-central-1&prefix=phylroy.lopez/reference/reference/output/6544cebd-8d41-44c1-bf63-759070a0f895/ | 1.0.002
1029 |  | TRUE | 1185 | 0 | 0 | 1107.6399 |  |  |  | 0.1 | 2021-09-22 20:24:33 +0000 | 438c2ebff | 0.2.14 | :adv_dx_units: NECB_Default :airloop_economizer_type: NECB_Default :algorithm_type: parametric :analysis_id: reference :analysis_name: reference :boiler_eff: NECB_Default :btap_batch_version: 1.0.002 :building_type: HighriseApartment :chiller_type: NECB_Default :compute_environment: aws_batch :datapoint_id: 02ac67ca-43a8-44f7-b5d1-ff2649d547c7 :daylighting_type: NECB_Default :dcv_type: NECB_Default :door_construction_cond: NECB_Default :ecm_system_name: NECB_Default :electrical_loads_scale: NECB_Default :enable_costing: true :epw_file: CAN_AB_Edmonton.Intl.AP.711230_CWEC2016.epw :erv_package: NECB_Default :ext_floor_cond: NECB_Default :ext_roof_cond: NECB_Default :ext_wall_cond: NECB_Default :fdwr_set: NECB_Default :fixed_wind_solar_trans: NECB_Default :fixed_window_cond: NECB_Default :furnace_eff: NECB_Default :glass_door_cond: NECB_Default :glass_door_solar_trans: NECB_Default :ground_floor_cond: NECB_Default :ground_roof_cond: NECB_Default :ground_wall_cond: NECB_Default :image_name: btap_private_cli :infiltration_scale: NECB_Default :lights_scale: NECB_Default :lights_type: NECB_Default :nv_delta_temp_in_out: NECB_Default :nv_opening_fraction: NECB_Default :nv_temp_out_min: NECB_Default :nv_type: NECB_Default :oa_scale: NECB_Default :occupancy_loads_scale: NECB_Default :output_meters: [] :output_variables: [] :overhead_door_cond: NECB_Default :primary_heating_fuel: Electricity :pv_ground_azimuth_angle: NECB_Default :pv_ground_module_description: NECB_Default :pv_ground_tilt_angle: NECB_Default :pv_ground_total_area_pv_panels_m2: NECB_Default :pv_ground_type: NECB_Default :rotation_degrees: NECB_Default :run_annual_simulation: true :s3_bucket: '834599497928' :scale_x: NECB_Default :scale_y: NECB_Default :scale_z: NECB_Default :shw_eff: NECB_Default :skylight_cond: NECB_Default :skylight_solar_trans: NECB_Default :srr_set: NECB_Default :template: NECB2011 | reference | reference | 02ac67ca-43a8-44f7-b5d1-ff2649d547c7 | NECB2011 | HighriseApartment | Electricity | Electricity | CAN_AB_Edmonton.Intl.AP.711230_CWEC2016.epw | parametric |  | NECB_Default | NECB_Default | NECB_Default | NECB_Default | NECB_Default | NECB_Default | NECB_Default | NECB_Default | NECB_Default | NECB_Default | NECB_Default | NECB_Default | NECB_Default | NECB_Default | NECB_Default | NECB_Default | NECB_Default | NECB_Default | NECB_Default | NECB_Default | NECB_Default | NECB_Default | NECB_Default | NECB_Default | NECB_Default | NECB_Default | NECB_Default | NECB_Default | NECB_Default | NECB_Default | NECB_Default | NECB_Default | NECB_Default | NECB_Default | NECB_Default | NECB_Default | NECB_Default | NECB_Default | NECB_Default | NECB_Default | NECB_Default | NECB_Default | NECB_Default | NECB_Default | NECB_Default | aws_batch | 834599497928 | btap_private_cli |  | TRUE | TRUE |  |  | 42.5529 | 8.9345 | 55.1817 | 104.7448 | 7836.48 | 4638.6699 | 32.5 | HighriseApartment |  |  | 5 | HighriseApartment | 10 |  | 10 | NECB2011 | 0.19422 | 23884.0213 | 55.8874 | 48.5537 | 27.736 | 10.9525 | 177.9324 | 34.8027 | EDMONTON | ALBERTA | 105.4416 | 0 | 0 | 105.4416 | 9.9937 | 0 | 0 | 9.9937 | 0 | 0.031879 | 0 | 0 | 0.48046 | 0.059039 | 0 | 0.19865 | 0.063082 | 0.040272 | 0 | 0.00093792 | 0.48046 | 0.086571 | 55.1072 | 0 | 32.5 | 0.757 | [5 empty] | 0.162 | 0.21 | 2.2 | 2.2 | 5 | Edmonton Intl AP | CAN | 23 | 5588 | 53.31 | -113.579 | 7a | 5120 | AB | CAN_AB_Edmonton.Intl.AP.711230_CWEC2016.epw | 0.48046 | 8.9345 | 42.5529 | 15.1989 | 19.8306 | TRUE | TRUE | FALSE | FALSE | 11.2278 | 18.2467 | 0 | 1.8561 | 0.014444 | 678.41 | 0 | 128.5028 | 8.3471 | 0.064956 | 3050.86 | 2.935e-05 | 0.48046 | 204.75 | 204.75 | 0 | 0 |  | https://s3.console.aws.amazon.com/s3/buckets/834599497928?region=ca-central-1&prefix=phylroy.lopez/reference/reference/output/02ac67ca-43a8-44f7-b5d1-ff2649d547c7/ | 1.0.002
1030 |  | TRUE | 1133 | 0 | 0 | 1109 |  |  |  | 0.1 | 2021-09-22 20:24:16 +0000 | 438c2ebff | 0.2.14 | :adv_dx_units: NECB_Default :airloop_economizer_type: NECB_Default :algorithm_type: parametric :analysis_id: reference :analysis_name: reference :boiler_eff: NECB_Default :btap_batch_version: 1.0.002 :building_type: HighriseApartment :chiller_type: NECB_Default :compute_environment: aws_batch :datapoint_id: 1e957b95-a3ae-4ba4-9968-0a6f5b82d224 :daylighting_type: NECB_Default :dcv_type: NECB_Default :door_construction_cond: NECB_Default :ecm_system_name: NECB_Default :electrical_loads_scale: NECB_Default :enable_costing: true :epw_file: CAN_AB_Calgary.Intl.AP.718770_CWEC2016.epw :erv_package: NECB_Default :ext_floor_cond: NECB_Default :ext_roof_cond: NECB_Default :ext_wall_cond: NECB_Default :fdwr_set: NECB_Default :fixed_wind_solar_trans: NECB_Default :fixed_window_cond: NECB_Default :furnace_eff: NECB_Default :glass_door_cond: NECB_Default :glass_door_solar_trans: NECB_Default :ground_floor_cond: NECB_Default :ground_roof_cond: NECB_Default :ground_wall_cond: NECB_Default :image_name: btap_private_cli :infiltration_scale: NECB_Default :lights_scale: NECB_Default :lights_type: NECB_Default :nv_delta_temp_in_out: NECB_Default :nv_opening_fraction: NECB_Default :nv_temp_out_min: NECB_Default :nv_type: NECB_Default :oa_scale: NECB_Default :occupancy_loads_scale: NECB_Default :output_meters: [] :output_variables: [] :overhead_door_cond: NECB_Default :primary_heating_fuel: NaturalGas :pv_ground_azimuth_angle: NECB_Default :pv_ground_module_description: NECB_Default :pv_ground_tilt_angle: NECB_Default :pv_ground_total_area_pv_panels_m2: NECB_Default :pv_ground_type: NECB_Default :rotation_degrees: NECB_Default :run_annual_simulation: true :s3_bucket: '834599497928' :scale_x: NECB_Default :scale_y: NECB_Default :scale_z: NECB_Default :shw_eff: NECB_Default :skylight_cond: NECB_Default :skylight_solar_trans: NECB_Default :srr_set: NECB_Default :template: NECB2011 | reference | reference | 1e957b95-a3ae-4ba4-9968-0a6f5b82d224 | NECB2011 | HighriseApartment | NaturalGas | Natural Gas | CAN_AB_Calgary.Intl.AP.718770_CWEC2016.epw | parametric |  | NECB_Default | NECB_Default | NECB_Default | NECB_Default | NECB_Default | NECB_Default | NECB_Default | NECB_Default | NECB_Default | NECB_Default | NECB_Default | NECB_Default | NECB_Default | NECB_Default | NECB_Default | NECB_Default | NECB_Default | NECB_Default | NECB_Default | NECB_Default | NECB_Default | NECB_Default | NECB_Default | NECB_Default | NECB_Default | NECB_Default | NECB_Default | NECB_Default | NECB_Default | NECB_Default | NECB_Default | NECB_Default | NECB_Default | NECB_Default | NECB_Default | NECB_Default | NECB_Default | NECB_Default | NECB_Default | NECB_Default | NECB_Default | NECB_Default | NECB_Default | NECB_Default | NECB_Default | aws_batch | 834599497928 | btap_private_cli |  | TRUE | TRUE |  |  | 41.3979 | 10.2602 | 43.3244 | 119.0905 | 7836.48 | 4638.6699 | 33.3 | HighriseApartment |  |  | 5 | HighriseApartment | 10 |  | 10 | NECB2011 | 0.19422 | 23884.0213 | 56.1321 | 79.3261 | 26.7328 | 3.3856 | 204.6818 | 39.1052 | CALGARY | ALBERTA | 43.5094 | 16.8469 | 0 | 60.3562 | 4.1238 | 1.2019 | 0 | 5.3257 | 0 | 0.035681 | 0 | 0 | 0.19826 | 0.05787 | 0 | 0.22696 | 0.063082 | 0.040272 | 0.33385 | 0.0013207 | 0.53211 | 0.10689 | 19.9606 | 48.8938 | 33.3 | 0.757 | [5 empty] | 0.162 | 0.21 | 2.2 | 2.2 | 5 | Calgary Intl AP | CAN | 64 | 4781 | 51.114 | -114.02 | 7a | 5000 | AB | CAN_AB_Calgary.Intl.AP.718770_CWEC2016.epw | 0.53211 | 10.2602 | 41.3979 | 14.8969 | 21.9209 | TRUE | TRUE | FALSE | FALSE | 12.0891 | 16.0452 | 0 | 0 | 0 | 0 | 837.64 | 128.5028 | 8.3471 | 0.064956 | 3050.86 | 3.3178e-05 | 0.53211 | 205.25 | 205.25 | 0.75 | 0.75 |  | https://s3.console.aws.amazon.com/s3/buckets/834599497928?region=ca-central-1&prefix=phylroy.lopez/reference/reference/output/1e957b95-a3ae-4ba4-9968-0a6f5b82d224/ | 1.0.002
1031 |  | TRUE | 1192 | 0 | 0 | 1107.626 |  |  |  | 0.1 | 2021-09-22 20:25:07 +0000 | 438c2ebff | 0.2.14 | :adv_dx_units: NECB_Default :airloop_economizer_type: NECB_Default :algorithm_type: parametric :analysis_id: reference :analysis_name: reference :boiler_eff: NECB_Default :btap_batch_version: 1.0.002 :building_type: HighriseApartment :chiller_type: NECB_Default :compute_environment: aws_batch :datapoint_id: 9bedaeed-5885-460f-b663-171a0c64ec5a :daylighting_type: NECB_Default :dcv_type: NECB_Default :door_construction_cond: NECB_Default :ecm_system_name: NECB_Default :electrical_loads_scale: NECB_Default :enable_costing: true :epw_file: CAN_AB_Edmonton.Intl.AP.711230_CWEC2016.epw :erv_package: NECB_Default :ext_floor_cond: NECB_Default :ext_roof_cond: NECB_Default :ext_wall_cond: NECB_Default :fdwr_set: NECB_Default :fixed_wind_solar_trans: NECB_Default :fixed_window_cond: NECB_Default :furnace_eff: NECB_Default :glass_door_cond: NECB_Default :glass_door_solar_trans: NECB_Default :ground_floor_cond: NECB_Default :ground_roof_cond: NECB_Default :ground_wall_cond: NECB_Default :image_name: btap_private_cli :infiltration_scale: NECB_Default :lights_scale: NECB_Default :lights_type: NECB_Default :nv_delta_temp_in_out: NECB_Default :nv_opening_fraction: NECB_Default :nv_temp_out_min: NECB_Default :nv_type: NECB_Default :oa_scale: NECB_Default :occupancy_loads_scale: NECB_Default :output_meters: [] :output_variables: [] :overhead_door_cond: NECB_Default :primary_heating_fuel: NaturalGas :pv_ground_azimuth_angle: NECB_Default :pv_ground_module_description: NECB_Default :pv_ground_tilt_angle: NECB_Default :pv_ground_total_area_pv_panels_m2: NECB_Default :pv_ground_type: NECB_Default :rotation_degrees: NECB_Default :run_annual_simulation: true :s3_bucket: '834599497928' :scale_x: NECB_Default :scale_y: NECB_Default :scale_z: NECB_Default :shw_eff: NECB_Default :skylight_cond: NECB_Default :skylight_solar_trans: NECB_Default :srr_set: NECB_Default :template: NECB2015 | reference | reference | 9bedaeed-5885-460f-b663-171a0c64ec5a | NECB2015 | HighriseApartment | NaturalGas | Natural Gas | CAN_AB_Edmonton.Intl.AP.711230_CWEC2016.epw | parametric |  | NECB_Default | NECB_Default | NECB_Default | NECB_Default | NECB_Default | NECB_Default | NECB_Default | NECB_Default | NECB_Default | NECB_Default | NECB_Default | NECB_Default | NECB_Default | NECB_Default | NECB_Default | NECB_Default | NECB_Default | NECB_Default | NECB_Default | NECB_Default | NECB_Default | NECB_Default | NECB_Default | NECB_Default | NECB_Default | NECB_Default | NECB_Default | NECB_Default | NECB_Default | NECB_Default | NECB_Default | NECB_Default | NECB_Default | NECB_Default | NECB_Default | NECB_Default | NECB_Default | NECB_Default | NECB_Default | NECB_Default | NECB_Default | NECB_Default | NECB_Default | NECB_Default | NECB_Default | aws_batch | 834599497928 | btap_private_cli |  | TRUE | TRUE |  |  | 50.7679 | 10.1318 | 51.7321 | 176.3299 | 7836.48 | 4638.6699 | 32.5 | HighriseApartment |  |  | 5 | HighriseApartment | 10 |  | 10 | NECB2015 | 0.19422 | 23884.0213 | 55.8874 | 80.479 | 27.736 | 4.9588 | 208.5519 | 39.4906 | EDMONTON | ALBERTA | 45.5355 | 26.7297 | 0 | 72.2652 | 4.3158 | 1.9069 | 0 | 6.2227 | 0 | 0.042767 | 0 | 0 | 0.20749 | 0.058054 | 0 | 0.26962 | 0.063105 | 0.039275 | 0.5297 | 0.0042647 | 0.73719 | 0.26008 | 21.2947 | 62.782 | 32.5 | 0.757 | [5 empty] | 0.162 | 0.21 | 2.2 | 2.2 | 5 | Edmonton Intl AP | CAN | 23 | 5588 | 53.31 | -113.579 | 7a | 5120 | AB | CAN_AB_Edmonton.Intl.AP.711230_CWEC2016.epw | 0.73719 | 10.1318 | 50.7679 | 15.1989 | 19.8306 | TRUE | TRUE | FALSE | FALSE | 12.0169 | 19.7009 | 0 | 0 | 0 | 0 | 2038.12 | 291.1654 | 19.7024 | 0.067667 | 7201.21 | 2.4246e-05 | 0.73719 | 159.75 | 159.75 | 0.25 | 0.25 |  | https://s3.console.aws.amazon.com/s3/buckets/834599497928?region=ca-central-1&prefix=phylroy.lopez/reference/reference/output/9bedaeed-5885-460f-b663-171a0c64ec5a/ | 1.0.002
1032 |  | TRUE | 1203 | 0 | 0 | 1106.9138 |  |  |  | 0.1 | 2021-09-22 20:24:22 +0000 | 438c2ebff | 0.2.14 | :adv_dx_units: NECB_Default :airloop_economizer_type: NECB_Default :algorithm_type: parametric :analysis_id: reference :analysis_name: reference :boiler_eff: NECB_Default :btap_batch_version: 1.0.002 :building_type: HighriseApartment :chiller_type: NECB_Default :compute_environment: aws_batch :datapoint_id: 0e3e6344-65f1-4d81-b963-7f972e9c21c9 :daylighting_type: NECB_Default :dcv_type: NECB_Default :door_construction_cond: NECB_Default :ecm_system_name: NECB_Default :electrical_loads_scale: NECB_Default :enable_costing: true :epw_file: CAN_QC_Montreal-Trudeau.Intl.AP.716270_CWEC2016.epw :erv_package: NECB_Default :ext_floor_cond: NECB_Default :ext_roof_cond: NECB_Default :ext_wall_cond: NECB_Default :fdwr_set: NECB_Default :fixed_wind_solar_trans: NECB_Default :fixed_window_cond: NECB_Default :furnace_eff: NECB_Default :glass_door_cond: NECB_Default :glass_door_solar_trans: NECB_Default :ground_floor_cond: NECB_Default :ground_roof_cond: NECB_Default :ground_wall_cond: NECB_Default :image_name: btap_private_cli :infiltration_scale: NECB_Default :lights_scale: NECB_Default :lights_type: NECB_Default :nv_delta_temp_in_out: NECB_Default :nv_opening_fraction: NECB_Default :nv_temp_out_min: NECB_Default :nv_type: NECB_Default :oa_scale: NECB_Default :occupancy_loads_scale: NECB_Default :output_meters: [] :output_variables: [] :overhead_door_cond: NECB_Default :primary_heating_fuel: Electricity :pv_ground_azimuth_angle: NECB_Default :pv_ground_module_description: NECB_Default :pv_ground_tilt_angle: NECB_Default :pv_ground_total_area_pv_panels_m2: NECB_Default :pv_ground_type: NECB_Default :rotation_degrees: NECB_Default :run_annual_simulation: true :s3_bucket: '834599497928' :scale_x: NECB_Default :scale_y: NECB_Default :scale_z: NECB_Default :shw_eff: NECB_Default :skylight_cond: NECB_Default :skylight_solar_trans: NECB_Default :srr_set: NECB_Default :template: NECB2017 | reference | reference | 0e3e6344-65f1-4d81-b963-7f972e9c21c9 | NECB2017 | HighriseApartment | Electricity | Electricity | CAN_QC_Montreal-Trudeau.Intl.AP.716270_CWEC2016.epw | parametric |  | NECB_Default | NECB_Default | NECB_Default | NECB_Default | NECB_Default | NECB_Default | NECB_Default | NECB_Default | NECB_Default | NECB_Default | NECB_Default | NECB_Default | NECB_Default | NECB_Default | NECB_Default | NECB_Default | NECB_Default | NECB_Default | NECB_Default | NECB_Default | NECB_Default | NECB_Default | NECB_Default | NECB_Default | NECB_Default | NECB_Default | NECB_Default | NECB_Default | NECB_Default | NECB_Default | NECB_Default | NECB_Default | NECB_Default | NECB_Default | NECB_Default | NECB_Default | NECB_Default | NECB_Default | NECB_Default | NECB_Default | NECB_Default | NECB_Default | NECB_Default | NECB_Default | NECB_Default | aws_batch | 834599497928 | btap_private_cli |  | TRUE | TRUE |  |  | 40.1334 | 11.1774 | 40.5195 | 124.3883 | 7836.48 | 4638.6699 | 37.3 | HighriseApartment |  |  | 2 | HighriseApartment | 10 |  | 10 | NECB2017 | 0.19422 | 23884.0213 | 54.6731 | 47.5239 | 25.4639 | 15.511 | 184.6702 | 41.4983 | MONTREAL | QUEBEC | 0.2142 | 0 | 0 | 0.2142 | 13.6422 | 0 | 0 | 13.6422 | 0 | 0.060631 | 0 | 0 | 0.5512 | 0.054301 | 0.0012148 | 0.14587 | 0.063105 | 0.039049 | 0 | 0.0037721 | 0.5512 | 0.18322 | 59.0884 | 0 | 37.3 | 0.757 | [5 empty] | 0.156 | 0.247 | 1.9 | 1.9 | 2 | Montreal-Trudeau Intl AP | CAN | 323 | 4090 | 45.471 | -73.741 | 6 | 4400 | QC | CAN_QC_Montreal-Trudeau.Intl.AP.716270_CWEC2016.epw | 0.5512 | 11.1774 | 40.1334 | 19.5469 | 22.8739 | TRUE | TRUE | FALSE | FALSE | 13.2865 | 16.0481 | 0 | 3.9284 | 0.013492 | 1435.83 | 0 | 291.1654 | 19.7024 | 0.067667 | 7201.21 | 3.4454e-05 | 0.5512 | 34.75 | 34.75 | 0 | 0 |  | https://s3.console.aws.amazon.com/s3/buckets/834599497928?region=ca-central-1&prefix=phylroy.lopez/reference/reference/output/0e3e6344-65f1-4d81-b963-7f972e9c21c9/ | 1.0.002
1033 |  | TRUE | 1197 | 0 | 0 | 1108.3598 |  |  |  | 0.1 | 2021-09-22 20:24:53 +0000 | 438c2ebff | 0.2.14 | :adv_dx_units: NECB_Default :airloop_economizer_type: NECB_Default :algorithm_type: parametric :analysis_id: reference :analysis_name: reference :boiler_eff: NECB_Default :btap_batch_version: 1.0.002 :building_type: HighriseApartment :chiller_type: NECB_Default :compute_environment: aws_batch :datapoint_id: e40a2c14-81f7-40cb-8b15-892ca93847ae :daylighting_type: NECB_Default :dcv_type: NECB_Default :door_construction_cond: NECB_Default :ecm_system_name: NECB_Default :electrical_loads_scale: NECB_Default :enable_costing: true :epw_file: CAN_YT_Whitehorse.Intl.AP.719640_CWEC2016.epw :erv_package: NECB_Default :ext_floor_cond: NECB_Default :ext_roof_cond: NECB_Default :ext_wall_cond: NECB_Default :fdwr_set: NECB_Default :fixed_wind_solar_trans: NECB_Default :fixed_window_cond: NECB_Default :furnace_eff: NECB_Default :glass_door_cond: NECB_Default :glass_door_solar_trans: NECB_Default :ground_floor_cond: NECB_Default :ground_roof_cond: NECB_Default :ground_wall_cond: NECB_Default :image_name: btap_private_cli :infiltration_scale: NECB_Default :lights_scale: NECB_Default :lights_type: NECB_Default :nv_delta_temp_in_out: NECB_Default :nv_opening_fraction: NECB_Default :nv_temp_out_min: NECB_Default :nv_type: NECB_Default :oa_scale: NECB_Default :occupancy_loads_scale: NECB_Default :output_meters: [] :output_variables: [] :overhead_door_cond: NECB_Default :primary_heating_fuel: NaturalGas :pv_ground_azimuth_angle: NECB_Default :pv_ground_module_description: NECB_Default :pv_ground_tilt_angle: NECB_Default :pv_ground_total_area_pv_panels_m2: NECB_Default :pv_ground_type: NECB_Default :rotation_degrees: NECB_Default :run_annual_simulation: true :s3_bucket: '834599497928' :scale_x: NECB_Default :scale_y: NECB_Default :scale_z: NECB_Default :shw_eff: NECB_Default :skylight_cond: NECB_Default :skylight_solar_trans: NECB_Default :srr_set: NECB_Default :template: NECB2015 | reference | reference | e40a2c14-81f7-40cb-8b15-892ca93847ae | NECB2015 | HighriseApartment | NaturalGas | Natural Gas | CAN_YT_Whitehorse.Intl.AP.719640_CWEC2016.epw | parametric |  | NECB_Default | NECB_Default | NECB_Default | NECB_Default | NECB_Default | NECB_Default | NECB_Default | NECB_Default | NECB_Default | NECB_Default | NECB_Default | NECB_Default | NECB_Default | NECB_Default | NECB_Default | NECB_Default | NECB_Default | NECB_Default | NECB_Default | NECB_Default | NECB_Default | NECB_Default | NECB_Default | NECB_Default | NECB_Default | NECB_Default | NECB_Default | NECB_Default | NECB_Default | NECB_Default | NECB_Default | NECB_Default | NECB_Default | NECB_Default | NECB_Default | NECB_Default | NECB_Default | NECB_Default | NECB_Default | NECB_Default | NECB_Default | NECB_Default | NECB_Default | NECB_Default | NECB_Default | aws_batch | 834599497928 | btap_private_cli |  | TRUE | TRUE |  |  | 47.2711 | 7.8539 | 61.7326 | 184.6283 | 7836.48 | 4638.6699 | 22.8 | HighriseApartment |  |  | 5 | HighriseApartment | 10 |  | 10 | NECB2015 | 0.19422 | 23884.0213 | 52.8737 | 67.5285 | 24.558 | 4.7875 | 190.9337 | 41.186 | WHITEHORSE | YUKON | 2.8939 | 28.9106 | 0 | 31.8046 | 6.6275 | 5.2696 | 0 | 11.8972 | 0 | 0.026276 | 0 | 0 | 0.18606 | 0.053137 | 2.5522e-06 | 0.30969 | 0.063105 | 0.039275 | 0.581 | 0.0042519 | 0.76706 | 0.27131 | 19.6791 | 64.7794 | 22.8 | 0.757 | [5 empty] | 0.162 | 0.21 | 2.2 | 2.2 | 5 | Whitehorse Intl AP | CAN | 5 | 6491 | 60.709 | -135.069 | 7b | 6580 | YT | CAN_YT_Whitehorse.Intl.AP.719640_CWEC2016.epw | 0.76706 | 7.8539 | 47.2711 | 17.8146 | 16.0247 | TRUE | TRUE | FALSE | FALSE | 8.8857 | 21.6661 | 0 | 0 | 0 | 0 | 2126.1 | 291.1654 | 19.7024 | 0.067667 | 7201.21 | 1.5313e-05 | 0.76706 | 22.75 | 22.75 | 0.5 | 0.5 |  | https://s3.console.aws.amazon.com/s3/buckets/834599497928?region=ca-central-1&prefix=phylroy.lopez/reference/reference/output/e40a2c14-81f7-40cb-8b15-892ca93847ae/ | 1.0.002
1034 |  | TRUE | 1199 | 0 | 0 | 1108.5691 |  |  |  | 0.1 | 2021-09-22 20:24:28 +0000 | 438c2ebff | 0.2.14 | :adv_dx_units: NECB_Default :airloop_economizer_type: NECB_Default :algorithm_type: parametric :analysis_id: reference :analysis_name: reference :boiler_eff: NECB_Default :btap_batch_version: 1.0.002 :building_type: HighriseApartment :chiller_type: NECB_Default :compute_environment: aws_batch :datapoint_id: e4ef7729-f945-46ca-9c59-a25d2e563ca8 :daylighting_type: NECB_Default :dcv_type: NECB_Default :door_construction_cond: NECB_Default :ecm_system_name: NECB_Default :electrical_loads_scale: NECB_Default :enable_costing: true :epw_file: CAN_YT_Whitehorse.Intl.AP.719640_CWEC2016.epw :erv_package: NECB_Default :ext_floor_cond: NECB_Default :ext_roof_cond: NECB_Default :ext_wall_cond: NECB_Default :fdwr_set: NECB_Default :fixed_wind_solar_trans: NECB_Default :fixed_window_cond: NECB_Default :furnace_eff: NECB_Default :glass_door_cond: NECB_Default :glass_door_solar_trans: NECB_Default :ground_floor_cond: NECB_Default :ground_roof_cond: NECB_Default :ground_wall_cond: NECB_Default :image_name: btap_private_cli :infiltration_scale: NECB_Default :lights_scale: NECB_Default :lights_type: NECB_Default :nv_delta_temp_in_out: NECB_Default :nv_opening_fraction: NECB_Default :nv_temp_out_min: NECB_Default :nv_type: NECB_Default :oa_scale: NECB_Default :occupancy_loads_scale: NECB_Default :output_meters: [] :output_variables: [] :overhead_door_cond: NECB_Default :primary_heating_fuel: Electricity :pv_ground_azimuth_angle: NECB_Default :pv_ground_module_description: NECB_Default :pv_ground_tilt_angle: NECB_Default :pv_ground_total_area_pv_panels_m2: NECB_Default :pv_ground_type: NECB_Default :rotation_degrees: NECB_Default :run_annual_simulation: true :s3_bucket: '834599497928' :scale_x: NECB_Default :scale_y: NECB_Default :scale_z: NECB_Default :shw_eff: NECB_Default :skylight_cond: NECB_Default :skylight_solar_trans: NECB_Default :srr_set: NECB_Default :template: NECB2015 | reference | reference | e4ef7729-f945-46ca-9c59-a25d2e563ca8 | NECB2015 | HighriseApartment | Electricity | Electricity | CAN_YT_Whitehorse.Intl.AP.719640_CWEC2016.epw | parametric |  | NECB_Default | NECB_Default | NECB_Default | NECB_Default | NECB_Default | NECB_Default | NECB_Default | NECB_Default | NECB_Default | NECB_Default | NECB_Default | NECB_Default | NECB_Default | NECB_Default | NECB_Default | NECB_Default | NECB_Default | NECB_Default | NECB_Default | NECB_Default | NECB_Default | NECB_Default | NECB_Default | NECB_Default | NECB_Default | NECB_Default | NECB_Default | NECB_Default | NECB_Default | NECB_Default | NECB_Default | NECB_Default | NECB_Default | NECB_Default | NECB_Default | NECB_Default | NECB_Default | NECB_Default | NECB_Default | NECB_Default | NECB_Default | NECB_Default | NECB_Default | NECB_Default | NECB_Default | aws_batch | 834599497928 | btap_private_cli |  | TRUE | TRUE |  |  | 39.3654 | 7.8275 | 61.7298 | 143.4761 | 7836.48 | 4638.6699 | 22.8 | HighriseApartment |  |  | 5 | HighriseApartment | 10 |  | 10 | NECB2015 | 0.19422 | 23884.0213 | 52.8737 | 41.1938 | 24.558 | 15.3506 | 171.3186 | 37.3424 | WHITEHORSE | YUKON | 9.6264 | 0 | 0 | 9.6264 | 22.0456 | 0 | 0 | 22.0456 | 0 | 0.026261 | 0 | 0 | 0.61891 | 0.05312 | 2.5522e-06 | 0.22223 | 0.063105 | 0.039275 | 0 | 0.0036866 | 0.61891 | 0.21122 | 62.2681 | 0 | 22.8 | 0.757 | [5 empty] | 0.162 | 0.21 | 2.2 | 2.2 | 5 | Whitehorse Intl AP | CAN | 5 | 6491 | 60.709 | -135.069 | 7b | 6580 | YT | CAN_YT_Whitehorse.Intl.AP.719640_CWEC2016.epw | 0.61891 | 7.8275 | 39.3654 | 17.8146 | 16.0247 | TRUE | TRUE | FALSE | FALSE | 8.8857 | 21.6661 | 0 | 4.5287 | 0.015554 | 1655.23 | 0 | 291.1654 | 19.7024 | 0.067667 | 7201.21 | 1.5313e-05 | 0.61891 | 22.75 | 22.75 | 0.5 | 0.5 |  | https://s3.console.aws.amazon.com/s3/buckets/834599497928?region=ca-central-1&prefix=phylroy.lopez/reference/reference/output/e4ef7729-f945-46ca-9c59-a25d2e563ca8/ | 1.0.002
1035 |  | TRUE | 1201 | 0 | 0 | 1108.1729 |  |  |  | 0.1 | 2021-09-22 20:24:43 +0000 | 438c2ebff | 0.2.14 | :adv_dx_units: NECB_Default :airloop_economizer_type: NECB_Default :algorithm_type: parametric :analysis_id: reference :analysis_name: reference :boiler_eff: NECB_Default :btap_batch_version: 1.0.002 :building_type: HighriseApartment :chiller_type: NECB_Default :compute_environment: aws_batch :datapoint_id: 8c2c0684-3ff9-41be-b8d8-c7e97ef25bdb :daylighting_type: NECB_Default :dcv_type: NECB_Default :door_construction_cond: NECB_Default :ecm_system_name: NECB_Default :electrical_loads_scale: NECB_Default :enable_costing: true :epw_file: CAN_QC_Montreal-Trudeau.Intl.AP.716270_CWEC2016.epw :erv_package: NECB_Default :ext_floor_cond: NECB_Default :ext_roof_cond: NECB_Default :ext_wall_cond: NECB_Default :fdwr_set: NECB_Default :fixed_wind_solar_trans: NECB_Default :fixed_window_cond: NECB_Default :furnace_eff: NECB_Default :glass_door_cond: NECB_Default :glass_door_solar_trans: NECB_Default :ground_floor_cond: NECB_Default :ground_roof_cond: NECB_Default :ground_wall_cond: NECB_Default :image_name: btap_private_cli :infiltration_scale: NECB_Default :lights_scale: NECB_Default :lights_type: NECB_Default :nv_delta_temp_in_out: NECB_Default :nv_opening_fraction: NECB_Default :nv_temp_out_min: NECB_Default :nv_type: NECB_Default :oa_scale: NECB_Default :occupancy_loads_scale: NECB_Default :output_meters: [] :output_variables: [] :overhead_door_cond: NECB_Default :primary_heating_fuel: NaturalGas :pv_ground_azimuth_angle: NECB_Default :pv_ground_module_description: NECB_Default :pv_ground_tilt_angle: NECB_Default :pv_ground_total_area_pv_panels_m2: NECB_Default :pv_ground_type: NECB_Default :rotation_degrees: NECB_Default :run_annual_simulation: true :s3_bucket: '834599497928' :scale_x: NECB_Default :scale_y: NECB_Default :scale_z: NECB_Default :shw_eff: NECB_Default :skylight_cond: NECB_Default :skylight_solar_trans: NECB_Default :srr_set: NECB_Default :template: NECB2017 | reference | reference | 8c2c0684-3ff9-41be-b8d8-c7e97ef25bdb | NECB2017 | HighriseApartment | NaturalGas | Natural Gas | CAN_QC_Montreal-Trudeau.Intl.AP.716270_CWEC2016.epw | parametric |  | NECB_Default | NECB_Default | NECB_Default | NECB_Default | NECB_Default | NECB_Default | NECB_Default | NECB_Default | NECB_Default | NECB_Default | NECB_Default | NECB_Default | NECB_Default | NECB_Default | NECB_Default | NECB_Default | NECB_Default | NECB_Default | NECB_Default | NECB_Default | NECB_Default | NECB_Default | NECB_Default | NECB_Default | NECB_Default | NECB_Default | NECB_Default | NECB_Default | NECB_Default | NECB_Default | NECB_Default | NECB_Default | NECB_Default | NECB_Default | NECB_Default | NECB_Default | NECB_Default | NECB_Default | NECB_Default | NECB_Default | NECB_Default | NECB_Default | NECB_Default | NECB_Default | NECB_Default | aws_batch | 834599497928 | btap_private_cli |  | TRUE | TRUE |  |  | 49.3919 | 11.2252 | 40.5302 | 157.5076 | 7836.48 | 4638.6699 | 37.3 | HighriseApartment |  |  | 2 | HighriseApartment | 10 |  | 10 | NECB2017 | 0.19422 | 23884.0213 | 54.6731 | 74.6158 | 25.4639 | 4.8956 | 205.0616 | 45.4133 | MONTREAL | QUEBEC | 0.086529 | 22.1197 | 0 | 22.2063 | 5.511 | 5.7941 | 0 | 11.3051 | 0 | 0.060765 | 0 | 0 | 0.22267 | 0.054324 | 0.0012148 | 0.21065 | 0.063105 | 0.039049 | 0.44777 | 0.0041728 | 0.67043 | 0.23712 | 22.3417 | 59.1127 | 37.3 | 0.757 | [5 empty] | 0.156 | 0.247 | 1.9 | 1.9 | 2 | Montreal-Trudeau Intl AP | CAN | 323 | 4090 | 45.471 | -73.741 | 6 | 4400 | QC | CAN_QC_Montreal-Trudeau.Intl.AP.716270_CWEC2016.epw | 0.67043 | 11.2252 | 49.3919 | 19.5469 | 22.8739 | TRUE | TRUE | FALSE | FALSE | 13.2865 | 16.0481 | 0 | 0 | 0 | 0 | 1858.16 | 291.1654 | 19.7024 | 0.067667 | 7201.21 | 3.4454e-05 | 0.67043 | 34.75 | 34.75 | 0 | 0 |  | https://s3.console.aws.amazon.com/s3/buckets/834599497928?region=ca-central-1&prefix=phylroy.lopez/reference/reference/output/8c2c0684-3ff9-41be-b8d8-c7e97ef25bdb/ | 1.0.002
1036 |  | TRUE | 1190 | 0 | 0 | 1111.6585 |  |  |  | 0.1 | 2021-09-22 20:24:58 +0000 | 438c2ebff | 0.2.14 | :adv_dx_units: NECB_Default :airloop_economizer_type: NECB_Default :algorithm_type: parametric :analysis_id: reference :analysis_name: reference :boiler_eff: NECB_Default :btap_batch_version: 1.0.002 :building_type: HighriseApartment :chiller_type: NECB_Default :compute_environment: aws_batch :datapoint_id: 9dba139a-6b30-417a-b266-b0ba8b861255 :daylighting_type: NECB_Default :dcv_type: NECB_Default :door_construction_cond: NECB_Default :ecm_system_name: NECB_Default :electrical_loads_scale: NECB_Default :enable_costing: true :epw_file: CAN_AB_Calgary.Intl.AP.718770_CWEC2016.epw :erv_package: NECB_Default :ext_floor_cond: NECB_Default :ext_roof_cond: NECB_Default :ext_wall_cond: NECB_Default :fdwr_set: NECB_Default :fixed_wind_solar_trans: NECB_Default :fixed_window_cond: NECB_Default :furnace_eff: NECB_Default :glass_door_cond: NECB_Default :glass_door_solar_trans: NECB_Default :ground_floor_cond: NECB_Default :ground_roof_cond: NECB_Default :ground_wall_cond: NECB_Default :image_name: btap_private_cli :infiltration_scale: NECB_Default :lights_scale: NECB_Default :lights_type: NECB_Default :nv_delta_temp_in_out: NECB_Default :nv_opening_fraction: NECB_Default :nv_temp_out_min: NECB_Default :nv_type: NECB_Default :oa_scale: NECB_Default :occupancy_loads_scale: NECB_Default :output_meters: [] :output_variables: [] :overhead_door_cond: NECB_Default :primary_heating_fuel: NaturalGas :pv_ground_azimuth_angle: NECB_Default :pv_ground_module_description: NECB_Default :pv_ground_tilt_angle: NECB_Default :pv_ground_total_area_pv_panels_m2: NECB_Default :pv_ground_type: NECB_Default :rotation_degrees: NECB_Default :run_annual_simulation: true :s3_bucket: '834599497928' :scale_x: NECB_Default :scale_y: NECB_Default :scale_z: NECB_Default :shw_eff: NECB_Default :skylight_cond: NECB_Default :skylight_solar_trans: NECB_Default :srr_set: NECB_Default :template: NECB2015 | reference | reference | 9dba139a-6b30-417a-b266-b0ba8b861255 | NECB2015 | HighriseApartment | NaturalGas | Natural Gas | CAN_AB_Calgary.Intl.AP.718770_CWEC2016.epw | parametric |  | NECB_Default | NECB_Default | NECB_Default | NECB_Default | NECB_Default | NECB_Default | NECB_Default | NECB_Default | NECB_Default | NECB_Default | NECB_Default | NECB_Default | NECB_Default | NECB_Default | NECB_Default | NECB_Default | NECB_Default | NECB_Default | NECB_Default | NECB_Default | NECB_Default | NECB_Default | NECB_Default | NECB_Default | NECB_Default | NECB_Default | NECB_Default | NECB_Default | NECB_Default | NECB_Default | NECB_Default | NECB_Default | NECB_Default | NECB_Default | NECB_Default | NECB_Default | NECB_Default | NECB_Default | NECB_Default | NECB_Default | NECB_Default | NECB_Default | NECB_Default | NECB_Default | NECB_Default | aws_batch | 834599497928 | btap_private_cli |  | TRUE | TRUE |  |  | 38.2122 | 11.0756 | 40.9233 | 159.6295 | 7836.48 | 4638.6699 | 33.3 | HighriseApartment |  |  | 5 | HighriseApartment | 10 |  | 10 | NECB2015 | 0.19422 | 23884.0213 | 56.1321 | 78.9975 | 26.7328 | 4.9625 | 205.9199 | 39.0951 | CALGARY | ALBERTA | 46.2695 | 23.5272 | 0 | 69.7967 | 4.3854 | 1.6785 | 0 | 6.0638 | 0 | 0.047497 | 0 | 0 | 0.21084 | 0.056747 | 0 | 0.21695 | 0.063105 | 0.039275 | 0.46624 | 0.004183 | 0.67707 | 0.24929 | 21.6222 | 56.9483 | 33.3 | 0.757 | [5 empty] | 0.162 | 0.21 | 2.2 | 2.2 | 5 | Calgary Intl AP | CAN | 64 | 4781 | 51.114 | -114.02 | 7a | 5000 | AB | CAN_AB_Calgary.Intl.AP.718770_CWEC2016.epw | 0.67707 | 11.0756 | 38.2122 | 14.8969 | 21.9209 | TRUE | TRUE | FALSE | FALSE | 12.9399 | 17.4995 | 0 | 0 | 0 | 0 | 1953.58 | 291.1654 | 19.7024 | 0.067667 | 7201.21 | 2.8074e-05 | 0.67707 | 157.5 | 157.5 | 0.5 | 0.5 |  | https://s3.console.aws.amazon.com/s3/buckets/834599497928?region=ca-central-1&prefix=phylroy.lopez/reference/reference/output/9dba139a-6b30-417a-b266-b0ba8b861255/ | 1.0.002
1037 |  | TRUE | 1196 | 0 | 0 | 1108.9558 |  |  |  | 0.1 | 2021-09-22 20:24:34 +0000 | 438c2ebff | 0.2.14 | :adv_dx_units: NECB_Default :airloop_economizer_type: NECB_Default :algorithm_type: parametric :analysis_id: reference :analysis_name: reference :boiler_eff: NECB_Default :btap_batch_version: 1.0.002 :building_type: HighriseApartment :chiller_type: NECB_Default :compute_environment: aws_batch :datapoint_id: f0e7f01a-2080-404c-b6f9-8b8750d2d5dd :daylighting_type: NECB_Default :dcv_type: NECB_Default :door_construction_cond: NECB_Default :ecm_system_name: NECB_Default :electrical_loads_scale: NECB_Default :enable_costing: true :epw_file: CAN_AB_Calgary.Intl.AP.718770_CWEC2016.epw :erv_package: NECB_Default :ext_floor_cond: NECB_Default :ext_roof_cond: NECB_Default :ext_wall_cond: NECB_Default :fdwr_set: NECB_Default :fixed_wind_solar_trans: NECB_Default :fixed_window_cond: NECB_Default :furnace_eff: NECB_Default :glass_door_cond: NECB_Default :glass_door_solar_trans: NECB_Default :ground_floor_cond: NECB_Default :ground_roof_cond: NECB_Default :ground_wall_cond: NECB_Default :image_name: btap_private_cli :infiltration_scale: NECB_Default :lights_scale: NECB_Default :lights_type: NECB_Default :nv_delta_temp_in_out: NECB_Default :nv_opening_fraction: NECB_Default :nv_temp_out_min: NECB_Default :nv_type: NECB_Default :oa_scale: NECB_Default :occupancy_loads_scale: NECB_Default :output_meters: [] :output_variables: [] :overhead_door_cond: NECB_Default :primary_heating_fuel: Electricity :pv_ground_azimuth_angle: NECB_Default :pv_ground_module_description: NECB_Default :pv_ground_tilt_angle: NECB_Default :pv_ground_total_area_pv_panels_m2: NECB_Default :pv_ground_type: NECB_Default :rotation_degrees: NECB_Default :run_annual_simulation: true :s3_bucket: '834599497928' :scale_x: NECB_Default :scale_y: NECB_Default :scale_z: NECB_Default :shw_eff: NECB_Default :skylight_cond: NECB_Default :skylight_solar_trans: NECB_Default :srr_set: NECB_Default :template: NECB2017 | reference | reference | f0e7f01a-2080-404c-b6f9-8b8750d2d5dd | NECB2017 | HighriseApartment | Electricity | Electricity | CAN_AB_Calgary.Intl.AP.718770_CWEC2016.epw | parametric |  | NECB_Default | NECB_Default | NECB_Default | NECB_Default | NECB_Default | NECB_Default | NECB_Default | NECB_Default | NECB_Default | NECB_Default | NECB_Default | NECB_Default | NECB_Default | NECB_Default | NECB_Default | NECB_Default | NECB_Default | NECB_Default | NECB_Default | NECB_Default | NECB_Default | NECB_Default | NECB_Default | NECB_Default | NECB_Default | NECB_Default | NECB_Default | NECB_Default | NECB_Default | NECB_Default | NECB_Default | NECB_Default | NECB_Default | NECB_Default | NECB_Default | NECB_Default | NECB_Default | NECB_Default | NECB_Default | NECB_Default | NECB_Default | NECB_Default | NECB_Default | NECB_Default | NECB_Default | aws_batch | 834599497928 | btap_private_cli |  | TRUE | TRUE |  |  | 28.4425 | 10.2624 | 38.9407 | 122.3898 | 7836.48 | 4638.6699 | 33.3 | HighriseApartment |  |  | 2 | HighriseApartment | 10 |  | 10 | NECB2017 | 0.19422 | 23884.0213 | 57.4092 | 49.4381 | 26.7328 | 15.5493 | 190.7131 | 41.5837 | CALGARY | ALBERTA | 119.2044 | 0 | 0 | 119.2044 | 11.2981 | 0 | 0 | 11.2981 | 0 | 0.050123 | 0 | 0 | 0.54318 | 0.053329 | 0.00039176 | 0.14019 | 0.063105 | 0.039049 | 0 | 0.0037325 | 0.54318 | 0.19323 | 52.6398 | 0 | 33.3 | 0.757 | [5 empty] | 0.138 | 0.21 | 1.9 | 1.9 | 2 | Calgary Intl AP | CAN | 64 | 4781 | 51.114 | -114.02 | 7a | 5000 | AB | CAN_AB_Calgary.Intl.AP.718770_CWEC2016.epw | 0.54318 | 10.2624 | 28.4425 | 14.8969 | 21.9209 | TRUE | TRUE | FALSE | FALSE | 12.9399 | 17.4995 | 0 | 4.143 | 0.014229 | 1514.26 | 0 | 291.1654 | 19.7024 | 0.067667 | 7201.21 | 2.8074e-05 | 0.54318 | 10.5 | 10.5 | 0 | 0 |  | https://s3.console.aws.amazon.com/s3/buckets/834599497928?region=ca-central-1&prefix=phylroy.lopez/reference/reference/output/f0e7f01a-2080-404c-b6f9-8b8750d2d5dd/ | 1.0.002
1038 |  | TRUE | 1114 | 0 | 0 | 1111.1429 |  |  |  | 0.1 | 2021-09-22 20:25:05 +0000 | 438c2ebff | 0.2.14 | :adv_dx_units: NECB_Default :airloop_economizer_type: NECB_Default :algorithm_type: parametric :analysis_id: reference :analysis_name: reference :boiler_eff: NECB_Default :btap_batch_version: 1.0.002 :building_type: HighriseApartment :chiller_type: NECB_Default :compute_environment: aws_batch :datapoint_id: beba942d-c942-4653-a4f7-3812b505598a :daylighting_type: NECB_Default :dcv_type: NECB_Default :door_construction_cond: NECB_Default :ecm_system_name: NECB_Default :electrical_loads_scale: NECB_Default :enable_costing: true :epw_file: CAN_BC_Vancouver.Intl.AP.718920_CWEC2016.epw :erv_package: NECB_Default :ext_floor_cond: NECB_Default :ext_roof_cond: NECB_Default :ext_wall_cond: NECB_Default :fdwr_set: NECB_Default :fixed_wind_solar_trans: NECB_Default :fixed_window_cond: NECB_Default :furnace_eff: NECB_Default :glass_door_cond: NECB_Default :glass_door_solar_trans: NECB_Default :ground_floor_cond: NECB_Default :ground_roof_cond: NECB_Default :ground_wall_cond: NECB_Default :image_name: btap_private_cli :infiltration_scale: NECB_Default :lights_scale: NECB_Default :lights_type: NECB_Default :nv_delta_temp_in_out: NECB_Default :nv_opening_fraction: NECB_Default :nv_temp_out_min: NECB_Default :nv_type: NECB_Default :oa_scale: NECB_Default :occupancy_loads_scale: NECB_Default :output_meters: [] :output_variables: [] :overhead_door_cond: NECB_Default :primary_heating_fuel: NaturalGas :pv_ground_azimuth_angle: NECB_Default :pv_ground_module_description: NECB_Default :pv_ground_tilt_angle: NECB_Default :pv_ground_total_area_pv_panels_m2: NECB_Default :pv_ground_type: NECB_Default :rotation_degrees: NECB_Default :run_annual_simulation: true :s3_bucket: '834599497928' :scale_x: NECB_Default :scale_y: NECB_Default :scale_z: NECB_Default :shw_eff: NECB_Default :skylight_cond: NECB_Default :skylight_solar_trans: NECB_Default :srr_set: NECB_Default :template: NECB2017 | reference | reference | beba942d-c942-4653-a4f7-3812b505598a | NECB2017 | HighriseApartment | NaturalGas | Natural Gas | CAN_BC_Vancouver.Intl.AP.718920_CWEC2016.epw | parametric |  | NECB_Default | NECB_Default | NECB_Default | NECB_Default | NECB_Default | NECB_Default | NECB_Default | NECB_Default | NECB_Default | NECB_Default | NECB_Default | NECB_Default | NECB_Default | NECB_Default | NECB_Default | NECB_Default | NECB_Default | NECB_Default | NECB_Default | NECB_Default | NECB_Default | NECB_Default | NECB_Default | NECB_Default | NECB_Default | NECB_Default | NECB_Default | NECB_Default | NECB_Default | NECB_Default | NECB_Default | NECB_Default | NECB_Default | NECB_Default | NECB_Default | NECB_Default | NECB_Default | NECB_Default | NECB_Default | NECB_Default | NECB_Default | NECB_Default | NECB_Default | NECB_Default | NECB_Default | aws_batch | 834599497928 | btap_private_cli |  | TRUE | TRUE |  |  | 19.7085 | 9.0189 | 26.6187 | 123.9491 | 7836.48 | 4638.6699 | 40 | HighriseApartment |  |  | 2 | HighriseApartment | 10 |  | 10 | NECB2017 | 0.19422 | 23884.0213 | 52.1108 | 67.4689 | 24.7963 | 4.9366 | 192.0075 | 42.695 | VANCOUVER | BRITISH COLUMBIA | 0.60702 | 16.8539 | 0 | 17.4609 | 6.0617 | 3.781 | 0 | 9.8427 | 0 | 0.052194 | 0 | 0 | 0.21419 | 0.050894 | 9.5706e-05 | 0.11039 | 0.063105 | 0.039049 | 0.33431 | 0.0088216 | 0.5485 | 0.22391 | 20.8107 | 36.8089 | 40 | 0.757 | [5 empty] | 0.193 | 0.315 | 2.1 | 2.1 | 2 | Vancouver Intl AP | CAN | 42 | 2797 | 49.195 | -123.184 | 4 | 2800 | BC | CAN_BC_Vancouver.Intl.AP.718920_CWEC2016.epw | 0.5485 | 9.0189 | 19.7085 | 15.0941 | 24.7638 | TRUE | TRUE | FALSE | FALSE | 11.484 | 8.758 | 0 | 0 | 0 | 0 | 1754.69 | 291.1654 | 19.7024 | 0.067667 | 7201.21 | 3.3178e-05 | 0.5485 | 101.25 | 101.25 | 0.25 | 0.25 |  | https://s3.console.aws.amazon.com/s3/buckets/834599497928?region=ca-central-1&prefix=phylroy.lopez/reference/reference/output/beba942d-c942-4653-a4f7-3812b505598a/ | 1.0.002
1039 |  | TRUE | 712 | 2 | 0 | 1946.2265 |  |  |  | 0.1 | 2021-09-22 20:25:59 +0000 | 438c2ebff | 0.2.14 | :adv_dx_units: NECB_Default :airloop_economizer_type: NECB_Default :algorithm_type: parametric :analysis_id: reference :analysis_name: reference :boiler_eff: NECB_Default :btap_batch_version: 1.0.002 :building_type: LargeHotel :chiller_type: NECB_Default :compute_environment: aws_batch :datapoint_id: 14c3f54e-1089-40bd-b5d9-ee3e96c9eb60 :daylighting_type: NECB_Default :dcv_type: NECB_Default :door_construction_cond: NECB_Default :ecm_system_name: NECB_Default :electrical_loads_scale: NECB_Default :enable_costing: true :epw_file: CAN_QC_Montreal-Trudeau.Intl.AP.716270_CWEC2016.epw :erv_package: NECB_Default :ext_floor_cond: NECB_Default :ext_roof_cond: NECB_Default :ext_wall_cond: NECB_Default :fdwr_set: NECB_Default :fixed_wind_solar_trans: NECB_Default :fixed_window_cond: NECB_Default :furnace_eff: NECB_Default :glass_door_cond: NECB_Default :glass_door_solar_trans: NECB_Default :ground_floor_cond: NECB_Default :ground_roof_cond: NECB_Default :ground_wall_cond: NECB_Default :image_name: btap_private_cli :infiltration_scale: NECB_Default :lights_scale: NECB_Default :lights_type: NECB_Default :nv_delta_temp_in_out: NECB_Default :nv_opening_fraction: NECB_Default :nv_temp_out_min: NECB_Default :nv_type: NECB_Default :oa_scale: NECB_Default :occupancy_loads_scale: NECB_Default :output_meters: [] :output_variables: [] :overhead_door_cond: NECB_Default :primary_heating_fuel: NaturalGas :pv_ground_azimuth_angle: NECB_Default :pv_ground_module_description: NECB_Default :pv_ground_tilt_angle: NECB_Default :pv_ground_total_area_pv_panels_m2: NECB_Default :pv_ground_type: NECB_Default :rotation_degrees: NECB_Default :run_annual_simulation: true :s3_bucket: '834599497928' :scale_x: NECB_Default :scale_y: NECB_Default :scale_z: NECB_Default :shw_eff: NECB_Default :skylight_cond: NECB_Default :skylight_solar_trans: NECB_Default :srr_set: NECB_Default :template: NECB2015 | reference | reference | 14c3f54e-1089-40bd-b5d9-ee3e96c9eb60 | NECB2015 | LargeHotel | NaturalGas | Natural Gas | CAN_QC_Montreal-Trudeau.Intl.AP.716270_CWEC2016.epw | parametric |  | NECB_Default | NECB_Default | NECB_Default | NECB_Default | NECB_Default | NECB_Default | NECB_Default | NECB_Default | NECB_Default | NECB_Default | NECB_Default | NECB_Default | NECB_Default | NECB_Default | NECB_Default | NECB_Default | NECB_Default | NECB_Default | NECB_Default | NECB_Default | NECB_Default | NECB_Default | NECB_Default | NECB_Default | NECB_Default | NECB_Default | NECB_Default | NECB_Default | NECB_Default | NECB_Default | NECB_Default | NECB_Default | NECB_Default | NECB_Default | NECB_Default | NECB_Default | NECB_Default | NECB_Default | NECB_Default | NECB_Default | NECB_Default | NECB_Default | NECB_Default | NECB_Default | NECB_Default | aws_batch | 834599497928 | btap_private_cli |  | TRUE | TRUE |  |  | 78.0636 | 16.6563 | 99.1424 | 220.4867 | 11345.38 | 6004.6889 | 37.3 | LargeHotel |  |  | 5 | LargeHotel | 6 |  | 7 | NECB2015 | 0.17066 | 35185.0517 | 59.0774 | 76.8202 | 47.2602 | 4.1662 | 290.4918 | 103.1678 | MONTREAL | QUEBEC | 0.10554 | 32.0651 | 0 | 32.1706 | 6.7218 | 8.3992 | 0 | 15.121 | 0 | 0.050418 | 0 | 0 | 0.27159 | 0.085868 | 0 | 0.48322 | 0.02416 | 0.10196 | 0.64909 | 0.0083796 | 0.92068 | 0.16587 | 27.3233 | 86.6059 | 37.3 | 0.757 |  | 0.284 |  |  |  | 0.183 | 0.247 | 2.2 | 2.2 | 5 | Montreal-Trudeau Intl AP | CAN | 323 | 4090 | 45.471 | -73.741 | 6 | 4400 | QC | CAN_QC_Montreal-Trudeau.Intl.AP.716270_CWEC2016.epw | 0.92068 | 16.6563 | 78.0636 | 25.6979 | 30.3905 | TRUE | FALSE | FALSE | FALSE | 15.5809 | 25.048 | 0 | 0 | 0 | 0 | 1881.86 | 514.2133 | 19.4879 | 0.037899 | 7122.84 | 0.00080738 | 0.92068 | 697.33 | 680 | 530.33 | 523.5 |  | https://s3.console.aws.amazon.com/s3/buckets/834599497928?region=ca-central-1&prefix=phylroy.lopez/reference/reference/output/14c3f54e-1089-40bd-b5d9-ee3e96c9eb60/ | 1.0.002
1040 |  | TRUE | 770 | 50 | 0 | 1947.1893 |  |  |  | 0.1 | 2021-09-22 20:26:04 +0000 | 438c2ebff | 0.2.14 | :adv_dx_units: NECB_Default :airloop_economizer_type: NECB_Default :algorithm_type: parametric :analysis_id: reference :analysis_name: reference :boiler_eff: NECB_Default :btap_batch_version: 1.0.002 :building_type: LargeHotel :chiller_type: NECB_Default :compute_environment: aws_batch :datapoint_id: 8c977912-49f9-48c9-aeff-08a1889b868e :daylighting_type: NECB_Default :dcv_type: NECB_Default :door_construction_cond: NECB_Default :ecm_system_name: NECB_Default :electrical_loads_scale: NECB_Default :enable_costing: true :epw_file: CAN_AB_Calgary.Intl.AP.718770_CWEC2016.epw :erv_package: NECB_Default :ext_floor_cond: NECB_Default :ext_roof_cond: NECB_Default :ext_wall_cond: NECB_Default :fdwr_set: NECB_Default :fixed_wind_solar_trans: NECB_Default :fixed_window_cond: NECB_Default :furnace_eff: NECB_Default :glass_door_cond: NECB_Default :glass_door_solar_trans: NECB_Default :ground_floor_cond: NECB_Default :ground_roof_cond: NECB_Default :ground_wall_cond: NECB_Default :image_name: btap_private_cli :infiltration_scale: NECB_Default :lights_scale: NECB_Default :lights_type: NECB_Default :nv_delta_temp_in_out: NECB_Default :nv_opening_fraction: NECB_Default :nv_temp_out_min: NECB_Default :nv_type: NECB_Default :oa_scale: NECB_Default :occupancy_loads_scale: NECB_Default :output_meters: [] :output_variables: [] :overhead_door_cond: NECB_Default :primary_heating_fuel: NaturalGas :pv_ground_azimuth_angle: NECB_Default :pv_ground_module_description: NECB_Default :pv_ground_tilt_angle: NECB_Default :pv_ground_total_area_pv_panels_m2: NECB_Default :pv_ground_type: NECB_Default :rotation_degrees: NECB_Default :run_annual_simulation: true :s3_bucket: '834599497928' :scale_x: NECB_Default :scale_y: NECB_Default :scale_z: NECB_Default :shw_eff: NECB_Default :skylight_cond: NECB_Default :skylight_solar_trans: NECB_Default :srr_set: NECB_Default :template: NECB2017 | reference | reference | 8c977912-49f9-48c9-aeff-08a1889b868e | NECB2017 | LargeHotel | NaturalGas | Natural Gas | CAN_AB_Calgary.Intl.AP.718770_CWEC2016.epw | parametric |  | NECB_Default | NECB_Default | NECB_Default | NECB_Default | NECB_Default | NECB_Default | NECB_Default | NECB_Default | NECB_Default | NECB_Default | NECB_Default | NECB_Default | NECB_Default | NECB_Default | NECB_Default | NECB_Default | NECB_Default | NECB_Default | NECB_Default | NECB_Default | NECB_Default | NECB_Default | NECB_Default | NECB_Default | NECB_Default | NECB_Default | NECB_Default | NECB_Default | NECB_Default | NECB_Default | NECB_Default | NECB_Default | NECB_Default | NECB_Default | NECB_Default | NECB_Default | NECB_Default | NECB_Default | NECB_Default | NECB_Default | NECB_Default | NECB_Default | NECB_Default | NECB_Default | NECB_Default | aws_batch | 834599497928 | btap_private_cli |  | TRUE | TRUE |  |  | 61.8281 | 11.7571 | 54.2587 | 159.5454 | 11345.38 | 6004.6889 | 33.3 | LargeHotel |  |  | 2 | LargeHotel | 6 |  | 7 | NECB2017 | 0.17066 | 35185.0517 | 63.1112 | 74.0289 | 68.0385 | 4.2292 | 323.0192 | 113.6114 | CALGARY | ALBERTA | 59.4875 | 22.4155 | 0 | 81.903 | 5.6382 | 1.5991 | 0 | 7.2373 | 0 | 0.032255 | 0 | 0 | 0.27107 | 0.092171 | 0.011333 | 0.26987 | 0.02416 | 0.10518 | 0.44421 | 0.005731 | 0.71527 | 0.17434 | 23.2291 | 69.7323 | 33.3 | 0.757 |  | 0.284 |  |  |  | 0.138 | 0.21 | 1.9 | 1.9 | 2 | Calgary Intl AP | CAN | 64 | 4781 | 51.114 | -114.02 | 7a | 5000 | AB | CAN_AB_Calgary.Intl.AP.718770_CWEC2016.epw | 0.71527 | 11.7571 | 61.8281 | 14.6989 | 29.3698 | TRUE | TRUE | FALSE | FALSE | 15.2362 | 28.0279 | 0 | 0 | 0 | 0 | 1977.92 | 514.2133 | 19.4879 | 0.037899 | 7122.84 | 0.00023886 | 0.71527 | 392.17 | 384.83 | 115.17 | 115 |  | https://s3.console.aws.amazon.com/s3/buckets/834599497928?region=ca-central-1&prefix=phylroy.lopez/reference/reference/output/8c977912-49f9-48c9-aeff-08a1889b868e/ | 1.0.002
1041 |  | TRUE | 1132 | 0 | 0 | 1167.5587 |  |  |  | 0.1 | 2021-09-22 20:25:32 +0000 | 438c2ebff | 0.2.14 | :adv_dx_units: NECB_Default :airloop_economizer_type: NECB_Default :algorithm_type: parametric :analysis_id: reference :analysis_name: reference :boiler_eff: NECB_Default :btap_batch_version: 1.0.002 :building_type: HighriseApartment :chiller_type: NECB_Default :compute_environment: aws_batch :datapoint_id: 86fe4d7f-87be-4e7b-9c19-d7888e0d2448 :daylighting_type: NECB_Default :dcv_type: NECB_Default :door_construction_cond: NECB_Default :ecm_system_name: NECB_Default :electrical_loads_scale: NECB_Default :enable_costing: true :epw_file: CAN_NS_Halifax.Dockyard.713280_CWEC2016.epw :erv_package: NECB_Default :ext_floor_cond: NECB_Default :ext_roof_cond: NECB_Default :ext_wall_cond: NECB_Default :fdwr_set: NECB_Default :fixed_wind_solar_trans: NECB_Default :fixed_window_cond: NECB_Default :furnace_eff: NECB_Default :glass_door_cond: NECB_Default :glass_door_solar_trans: NECB_Default :ground_floor_cond: NECB_Default :ground_roof_cond: NECB_Default :ground_wall_cond: NECB_Default :image_name: btap_private_cli :infiltration_scale: NECB_Default :lights_scale: NECB_Default :lights_type: NECB_Default :nv_delta_temp_in_out: NECB_Default :nv_opening_fraction: NECB_Default :nv_temp_out_min: NECB_Default :nv_type: NECB_Default :oa_scale: NECB_Default :occupancy_loads_scale: NECB_Default :output_meters: [] :output_variables: [] :overhead_door_cond: NECB_Default :primary_heating_fuel: NaturalGas :pv_ground_azimuth_angle: NECB_Default :pv_ground_module_description: NECB_Default :pv_ground_tilt_angle: NECB_Default :pv_ground_total_area_pv_panels_m2: NECB_Default :pv_ground_type: NECB_Default :rotation_degrees: NECB_Default :run_annual_simulation: true :s3_bucket: '834599497928' :scale_x: NECB_Default :scale_y: NECB_Default :scale_z: NECB_Default :shw_eff: NECB_Default :skylight_cond: NECB_Default :skylight_solar_trans: NECB_Default :srr_set: NECB_Default :template: NECB2011 | reference | reference | 86fe4d7f-87be-4e7b-9c19-d7888e0d2448 | NECB2011 | HighriseApartment | NaturalGas | Natural Gas | CAN_NS_Halifax.Dockyard.713280_CWEC2016.epw | parametric |  | NECB_Default | NECB_Default | NECB_Default | NECB_Default | NECB_Default | NECB_Default | NECB_Default | NECB_Default | NECB_Default | NECB_Default | NECB_Default | NECB_Default | NECB_Default | NECB_Default | NECB_Default | NECB_Default | NECB_Default | NECB_Default | NECB_Default | NECB_Default | NECB_Default | NECB_Default | NECB_Default | NECB_Default | NECB_Default | NECB_Default | NECB_Default | NECB_Default | NECB_Default | NECB_Default | NECB_Default | NECB_Default | NECB_Default | NECB_Default | NECB_Default | NECB_Default | NECB_Default | NECB_Default | NECB_Default | NECB_Default | NECB_Default | NECB_Default | NECB_Default | NECB_Default | NECB_Default | aws_batch | 834599497928 | btap_private_cli |  | TRUE | TRUE |  |  | 40.4958 | 9.2678 | 37.3421 | 108.3519 | 7836.48 | 4638.6699 | 40 | HighriseApartment |  |  | 5 | HighriseApartment | 10 |  | 10 | NECB2011 | 0.19422 | 23884.0213 | 50.7186 | 74.7732 | 27.0586 | 3.3363 | 193.4799 | 37.5931 | HALIFAX | NOVA SCOTIA | 39.688 | 14.816 | 0 | 54.5039 | 7.7836 | 3.7397 | 0 | 11.5232 | 0 | 0.038387 | 0 | 0 | 0.19572 | 0.052622 | 0 | 0.19729 | 0.063082 | 0.040272 | 0.29775 | 0.0013118 | 0.49346 | 0.10046 | 18.0029 | 48.8947 | 40 | 0.757 | [5 empty] | 0.183 | 0.247 | 2.2 | 2.2 | 5 | Halifax Dockyard | CAN | 112 | 3647 | 44.655 | -63.577 | 6 | 4000 | NS | CAN_NS_Halifax.Dockyard.713280_CWEC2016.epw | 0.49346 | 9.2678 | 40.4958 | 17.2425 | 22.6612 | TRUE | FALSE | FALSE | FALSE | 8.0716 | 7.1373 | 0 | 0 | 0 | 0 | 787.26 | 128.5028 | 8.3471 | 0.064956 | 3050.86 | 4.0835e-05 | 0.49346 | 94 | 94 | 0.75 | 0.75 |  | https://s3.console.aws.amazon.com/s3/buckets/834599497928?region=ca-central-1&prefix=phylroy.lopez/reference/reference/output/86fe4d7f-87be-4e7b-9c19-d7888e0d2448/ | 1.0.002
1042 |  | TRUE | 1156 | 0 | 0 | 1171.7035 |  |  |  | 0.1 | 2021-09-22 20:26:22 +0000 | 438c2ebff | 0.2.14 | :adv_dx_units: NECB_Default :airloop_economizer_type: NECB_Default :algorithm_type: parametric :analysis_id: reference :analysis_name: reference :boiler_eff: NECB_Default :btap_batch_version: 1.0.002 :building_type: HighriseApartment :chiller_type: NECB_Default :compute_environment: aws_batch :datapoint_id: 756199a6-b2df-40c0-a4be-4248c96345fa :daylighting_type: NECB_Default :dcv_type: NECB_Default :door_construction_cond: NECB_Default :ecm_system_name: NECB_Default :electrical_loads_scale: NECB_Default :enable_costing: true :epw_file: CAN_QC_Montreal-Trudeau.Intl.AP.716270_CWEC2016.epw :erv_package: NECB_Default :ext_floor_cond: NECB_Default :ext_roof_cond: NECB_Default :ext_wall_cond: NECB_Default :fdwr_set: NECB_Default :fixed_wind_solar_trans: NECB_Default :fixed_window_cond: NECB_Default :furnace_eff: NECB_Default :glass_door_cond: NECB_Default :glass_door_solar_trans: NECB_Default :ground_floor_cond: NECB_Default :ground_roof_cond: NECB_Default :ground_wall_cond: NECB_Default :image_name: btap_private_cli :infiltration_scale: NECB_Default :lights_scale: NECB_Default :lights_type: NECB_Default :nv_delta_temp_in_out: NECB_Default :nv_opening_fraction: NECB_Default :nv_temp_out_min: NECB_Default :nv_type: NECB_Default :oa_scale: NECB_Default :occupancy_loads_scale: NECB_Default :output_meters: [] :output_variables: [] :overhead_door_cond: NECB_Default :primary_heating_fuel: NaturalGas :pv_ground_azimuth_angle: NECB_Default :pv_ground_module_description: NECB_Default :pv_ground_tilt_angle: NECB_Default :pv_ground_total_area_pv_panels_m2: NECB_Default :pv_ground_type: NECB_Default :rotation_degrees: NECB_Default :run_annual_simulation: true :s3_bucket: '834599497928' :scale_x: NECB_Default :scale_y: NECB_Default :scale_z: NECB_Default :shw_eff: NECB_Default :skylight_cond: NECB_Default :skylight_solar_trans: NECB_Default :srr_set: NECB_Default :template: NECB2011 | reference | reference | 756199a6-b2df-40c0-a4be-4248c96345fa | NECB2011 | HighriseApartment | NaturalGas | Natural Gas | CAN_QC_Montreal-Trudeau.Intl.AP.716270_CWEC2016.epw | parametric |  | NECB_Default | NECB_Default | NECB_Default | NECB_Default | NECB_Default | NECB_Default | NECB_Default | NECB_Default | NECB_Default | NECB_Default | NECB_Default | NECB_Default | NECB_Default | NECB_Default | NECB_Default | NECB_Default | NECB_Default | NECB_Default | NECB_Default | NECB_Default | NECB_Default | NECB_Default | NECB_Default | NECB_Default | NECB_Default | NECB_Default | NECB_Default | NECB_Default | NECB_Default | NECB_Default | NECB_Default | NECB_Default | NECB_Default | NECB_Default | NECB_Default | NECB_Default | NECB_Default | NECB_Default | NECB_Default | NECB_Default | NECB_Default | NECB_Default | NECB_Default | NECB_Default | NECB_Default | aws_batch | 834599497928 | btap_private_cli |  | TRUE | TRUE |  |  | 55.6139 | 11.7848 | 46.5175 | 123.7765 | 7836.48 | 4638.6699 | 37.3 | HighriseApartment |  |  | 5 | HighriseApartment | 10 |  | 10 | NECB2011 | 0.19422 | 23884.0213 | 53.3132 | 77.036 | 25.4639 | 3.3282 | 197.6546 | 38.5133 | MONTREAL | QUEBEC | 0.082067 | 16.6879 | 0 | 16.7699 | 5.2268 | 4.3713 | 0 | 9.598 | 0 | 0.047808 | 0 | 0 | 0.21118 | 0.058649 | 0 | 0.23609 | 0.063082 | 0.040272 | 0.33781 | 0.0013297 | 0.54899 | 0.10172 | 21.6779 | 59.983 | 37.3 | 0.757 | [5 empty] | 0.183 | 0.247 | 2.2 | 2.2 | 5 | Montreal-Trudeau Intl AP | CAN | 323 | 4090 | 45.471 | -73.741 | 6 | 4400 | QC | CAN_QC_Montreal-Trudeau.Intl.AP.716270_CWEC2016.epw | 0.54899 | 11.7848 | 55.6139 | 19.5469 | 22.8739 | TRUE | TRUE | FALSE | FALSE | 12.3036 | 14.5938 | 0 | 0 | 0 | 0 | 797.15 | 128.5028 | 8.3471 | 0.064956 | 3050.86 | 4.2111e-05 | 0.54899 | 61.25 | 61.25 | 1 | 1 |  | https://s3.console.aws.amazon.com/s3/buckets/834599497928?region=ca-central-1&prefix=phylroy.lopez/reference/reference/output/756199a6-b2df-40c0-a4be-4248c96345fa/ | 1.0.002
1043 |  | TRUE | 1183 | 0 | 0 | 1109.0167 |  |  |  | 0.1 | 2021-09-22 20:26:17 +0000 | 438c2ebff | 0.2.14 | :adv_dx_units: NECB_Default :airloop_economizer_type: NECB_Default :algorithm_type: parametric :analysis_id: reference :analysis_name: reference :boiler_eff: NECB_Default :btap_batch_version: 1.0.002 :building_type: Outpatient :chiller_type: NECB_Default :compute_environment: aws_batch :datapoint_id: 118be33c-dfec-42f9-8694-55858b8b101f :daylighting_type: NECB_Default :dcv_type: NECB_Default :door_construction_cond: NECB_Default :ecm_system_name: NECB_Default :electrical_loads_scale: NECB_Default :enable_costing: true :epw_file: CAN_BC_Vancouver.Intl.AP.718920_CWEC2016.epw :erv_package: NECB_Default :ext_floor_cond: NECB_Default :ext_roof_cond: NECB_Default :ext_wall_cond: NECB_Default :fdwr_set: NECB_Default :fixed_wind_solar_trans: NECB_Default :fixed_window_cond: NECB_Default :furnace_eff: NECB_Default :glass_door_cond: NECB_Default :glass_door_solar_trans: NECB_Default :ground_floor_cond: NECB_Default :ground_roof_cond: NECB_Default :ground_wall_cond: NECB_Default :image_name: btap_private_cli :infiltration_scale: NECB_Default :lights_scale: NECB_Default :lights_type: NECB_Default :nv_delta_temp_in_out: NECB_Default :nv_opening_fraction: NECB_Default :nv_temp_out_min: NECB_Default :nv_type: NECB_Default :oa_scale: NECB_Default :occupancy_loads_scale: NECB_Default :output_meters: [] :output_variables: [] :overhead_door_cond: NECB_Default :primary_heating_fuel: NaturalGas :pv_ground_azimuth_angle: NECB_Default :pv_ground_module_description: NECB_Default :pv_ground_tilt_angle: NECB_Default :pv_ground_total_area_pv_panels_m2: NECB_Default :pv_ground_type: NECB_Default :rotation_degrees: NECB_Default :run_annual_simulation: true :s3_bucket: '834599497928' :scale_x: NECB_Default :scale_y: NECB_Default :scale_z: NECB_Default :shw_eff: NECB_Default :skylight_cond: NECB_Default :skylight_solar_trans: NECB_Default :srr_set: NECB_Default :template: BTAPPRE1980 | reference | reference | 118be33c-dfec-42f9-8694-55858b8b101f | BTAPPRE1980 | Outpatient | NaturalGas | Natural Gas | CAN_BC_Vancouver.Intl.AP.718920_CWEC2016.epw | parametric |  | NECB_Default | NECB_Default | NECB_Default | NECB_Default | NECB_Default | NECB_Default | NECB_Default | NECB_Default | NECB_Default | NECB_Default | NECB_Default | NECB_Default | NECB_Default | NECB_Default | NECB_Default | NECB_Default | NECB_Default | NECB_Default | NECB_Default | NECB_Default | NECB_Default | NECB_Default | NECB_Default | NECB_Default | NECB_Default | NECB_Default | NECB_Default | NECB_Default | NECB_Default | NECB_Default | NECB_Default | NECB_Default | NECB_Default | NECB_Default | NECB_Default | NECB_Default | NECB_Default | NECB_Default | NECB_Default | NECB_Default | NECB_Default | NECB_Default | NECB_Default | NECB_Default | NECB_Default | aws_batch | 834599497928 | btap_private_cli |  | TRUE | TRUE |  |  | 87.3854 | 11.9418 | 120.1057 | 219.6505 | 3804.01 | 2926.6316 | 21.2 | Outpatient |  |  | 0 | Outpatient | 3 |  | 3 | BTAPPRE1980 | 0.24527 | 11932.1528 | 0.69836 | 70.6424 | 64.4781 | 3.4273 | 412.0187 | 272.7725 | VANCOUVER | BRITISH COLUMBIA | 1.0771 | 33.6073 | 0 | 34.6844 | 10.7562 | 7.5395 | 0 | 18.2957 | 0 | 0.016993 | 0 | 0 | 0.38008 | 0.10053 | 0 | 0.59588 | 0.08062 | 0.17519 | 0.66662 | 0.0066036 | 1.0467 | 0.070741 | 31.9547 | 90.4844 | 21.2 | 0.678 |  |  | 4.09 |  |  | 0.363 | 0.994 | 4.09 |  | 0 | Vancouver Intl AP | CAN | 42 | 2797 | 49.195 | -123.184 | 4 | 2800 | BC | CAN_BC_Vancouver.Intl.AP.718920_CWEC2016.epw | 1.0467 | 11.9418 | 87.3854 | 12.9136 | 20.7072 | TRUE | FALSE | FALSE | FALSE | 10.0956 | 7.146 | 0 | 0 | 0 | 0 | 269.1 | 196.1392 | 2.9674 | 0.015129 | 1084.6 | 0.00014984 | 1.0467 | 3550.67 | 3385.3301 | 41.5 | 41.5 |  | https://s3.console.aws.amazon.com/s3/buckets/834599497928?region=ca-central-1&prefix=phylroy.lopez/reference/reference/output/118be33c-dfec-42f9-8694-55858b8b101f/ | 1.0.002
1044 |  | TRUE | 1187 | 1 | 0 | 1172.0892 |  |  |  | 0.1 | 2021-09-22 20:25:28 +0000 | 438c2ebff | 0.2.14 | :adv_dx_units: NECB_Default :airloop_economizer_type: NECB_Default :algorithm_type: parametric :analysis_id: reference :analysis_name: reference :boiler_eff: NECB_Default :btap_batch_version: 1.0.002 :building_type: HighriseApartment :chiller_type: NECB_Default :compute_environment: aws_batch :datapoint_id: 7bdd6e51-d713-4e92-a9e3-5f90b6862142 :daylighting_type: NECB_Default :dcv_type: NECB_Default :door_construction_cond: NECB_Default :ecm_system_name: NECB_Default :electrical_loads_scale: NECB_Default :enable_costing: true :epw_file: CAN_QC_Montreal-Trudeau.Intl.AP.716270_CWEC2016.epw :erv_package: NECB_Default :ext_floor_cond: NECB_Default :ext_roof_cond: NECB_Default :ext_wall_cond: NECB_Default :fdwr_set: NECB_Default :fixed_wind_solar_trans: NECB_Default :fixed_window_cond: NECB_Default :furnace_eff: NECB_Default :glass_door_cond: NECB_Default :glass_door_solar_trans: NECB_Default :ground_floor_cond: NECB_Default :ground_roof_cond: NECB_Default :ground_wall_cond: NECB_Default :image_name: btap_private_cli :infiltration_scale: NECB_Default :lights_scale: NECB_Default :lights_type: NECB_Default :nv_delta_temp_in_out: NECB_Default :nv_opening_fraction: NECB_Default :nv_temp_out_min: NECB_Default :nv_type: NECB_Default :oa_scale: NECB_Default :occupancy_loads_scale: NECB_Default :output_meters: [] :output_variables: [] :overhead_door_cond: NECB_Default :primary_heating_fuel: NaturalGas :pv_ground_azimuth_angle: NECB_Default :pv_ground_module_description: NECB_Default :pv_ground_tilt_angle: NECB_Default :pv_ground_total_area_pv_panels_m2: NECB_Default :pv_ground_type: NECB_Default :rotation_degrees: NECB_Default :run_annual_simulation: true :s3_bucket: '834599497928' :scale_x: NECB_Default :scale_y: NECB_Default :scale_z: NECB_Default :shw_eff: NECB_Default :skylight_cond: NECB_Default :skylight_solar_trans: NECB_Default :srr_set: NECB_Default :template: NECB2015 | reference | reference | 7bdd6e51-d713-4e92-a9e3-5f90b6862142 | NECB2015 | HighriseApartment | NaturalGas | Natural Gas | CAN_QC_Montreal-Trudeau.Intl.AP.716270_CWEC2016.epw | parametric |  | NECB_Default | NECB_Default | NECB_Default | NECB_Default | NECB_Default | NECB_Default | NECB_Default | NECB_Default | NECB_Default | NECB_Default | NECB_Default | NECB_Default | NECB_Default | NECB_Default | NECB_Default | NECB_Default | NECB_Default | NECB_Default | NECB_Default | NECB_Default | NECB_Default | NECB_Default | NECB_Default | NECB_Default | NECB_Default | NECB_Default | NECB_Default | NECB_Default | NECB_Default | NECB_Default | NECB_Default | NECB_Default | NECB_Default | NECB_Default | NECB_Default | NECB_Default | NECB_Default | NECB_Default | NECB_Default | NECB_Default | NECB_Default | NECB_Default | NECB_Default | NECB_Default | NECB_Default | aws_batch | 834599497928 | btap_private_cli |  | TRUE | TRUE |  |  | 53.2051 | 12.5271 | 43.2298 | 161.6429 | 7836.48 | 4638.6699 | 37.3 | HighriseApartment |  |  | 5 | HighriseApartment | 10 |  | 10 | NECB2015 | 0.19422 | 23884.0213 | 53.3132 | 78.0427 | 25.4639 | 4.8956 | 200.238 | 38.5226 | MONTREAL | QUEBEC | 0.087372 | 22.6991 | 0 | 22.7865 | 5.5647 | 5.9459 | 0 | 11.5105 | 0 | 0.060141 | 0 | 0 | 0.22484 | 0.058089 | 0 | 0.22244 | 0.063105 | 0.039275 | 0.45949 | 0.0041907 | 0.68433 | 0.23706 | 22.9122 | 62.9278 | 37.3 | 0.757 | [5 empty] | 0.183 | 0.247 | 2.2 | 2.2 | 5 | Montreal-Trudeau Intl AP | CAN | 323 | 4090 | 45.471 | -73.741 | 6 | 4400 | QC | CAN_QC_Montreal-Trudeau.Intl.AP.716270_CWEC2016.epw | 0.68433 | 12.5271 | 53.2051 | 19.5469 | 22.8739 | TRUE | TRUE | FALSE | FALSE | 13.2865 | 16.0481 | 0 | 0 | 0 | 0 | 1857.68 | 291.1654 | 19.7024 | 0.067667 | 7201.21 | 3.573e-05 | 0.68433 | 61.25 | 61.25 | 0.75 | 0.75 |  | https://s3.console.aws.amazon.com/s3/buckets/834599497928?region=ca-central-1&prefix=phylroy.lopez/reference/reference/output/7bdd6e51-d713-4e92-a9e3-5f90b6862142/ | 1.0.002
1045 |  | TRUE | 1112 | 0 | 0 | 1170.7033 |  |  |  | 0.1 | 2021-09-22 20:25:44 +0000 | 438c2ebff | 0.2.14 | :adv_dx_units: NECB_Default :airloop_economizer_type: NECB_Default :algorithm_type: parametric :analysis_id: reference :analysis_name: reference :boiler_eff: NECB_Default :btap_batch_version: 1.0.002 :building_type: HighriseApartment :chiller_type: NECB_Default :compute_environment: aws_batch :datapoint_id: cc58e6e1-6c0c-4fbd-9791-35dabbafde3b :daylighting_type: NECB_Default :dcv_type: NECB_Default :door_construction_cond: NECB_Default :ecm_system_name: NECB_Default :electrical_loads_scale: NECB_Default :enable_costing: true :epw_file: CAN_BC_Vancouver.Intl.AP.718920_CWEC2016.epw :erv_package: NECB_Default :ext_floor_cond: NECB_Default :ext_roof_cond: NECB_Default :ext_wall_cond: NECB_Default :fdwr_set: NECB_Default :fixed_wind_solar_trans: NECB_Default :fixed_window_cond: NECB_Default :furnace_eff: NECB_Default :glass_door_cond: NECB_Default :glass_door_solar_trans: NECB_Default :ground_floor_cond: NECB_Default :ground_roof_cond: NECB_Default :ground_wall_cond: NECB_Default :image_name: btap_private_cli :infiltration_scale: NECB_Default :lights_scale: NECB_Default :lights_type: NECB_Default :nv_delta_temp_in_out: NECB_Default :nv_opening_fraction: NECB_Default :nv_temp_out_min: NECB_Default :nv_type: NECB_Default :oa_scale: NECB_Default :occupancy_loads_scale: NECB_Default :output_meters: [] :output_variables: [] :overhead_door_cond: NECB_Default :primary_heating_fuel: NaturalGas :pv_ground_azimuth_angle: NECB_Default :pv_ground_module_description: NECB_Default :pv_ground_tilt_angle: NECB_Default :pv_ground_total_area_pv_panels_m2: NECB_Default :pv_ground_type: NECB_Default :rotation_degrees: NECB_Default :run_annual_simulation: true :s3_bucket: '834599497928' :scale_x: NECB_Default :scale_y: NECB_Default :scale_z: NECB_Default :shw_eff: NECB_Default :skylight_cond: NECB_Default :skylight_solar_trans: NECB_Default :srr_set: NECB_Default :template: NECB2015 | reference | reference | cc58e6e1-6c0c-4fbd-9791-35dabbafde3b | NECB2015 | HighriseApartment | NaturalGas | Natural Gas | CAN_BC_Vancouver.Intl.AP.718920_CWEC2016.epw | parametric |  | NECB_Default | NECB_Default | NECB_Default | NECB_Default | NECB_Default | NECB_Default | NECB_Default | NECB_Default | NECB_Default | NECB_Default | NECB_Default | NECB_Default | NECB_Default | NECB_Default | NECB_Default | NECB_Default | NECB_Default | NECB_Default | NECB_Default | NECB_Default | NECB_Default | NECB_Default | NECB_Default | NECB_Default | NECB_Default | NECB_Default | NECB_Default | NECB_Default | NECB_Default | NECB_Default | NECB_Default | NECB_Default | NECB_Default | NECB_Default | NECB_Default | NECB_Default | NECB_Default | NECB_Default | NECB_Default | NECB_Default | NECB_Default | NECB_Default | NECB_Default | NECB_Default | NECB_Default | aws_batch | 834599497928 | btap_private_cli |  | TRUE | TRUE |  |  | 21.824 | 9.6292 | 27.6169 | 125.6584 | 7836.48 | 4638.6699 | 40 | HighriseApartment |  |  | 5 | HighriseApartment | 10 |  | 10 | NECB2015 | 0.19422 | 23884.0213 | 51.8737 | 67.2585 | 24.7963 | 4.9366 | 185.3904 | 36.5254 | VANCOUVER | BRITISH COLUMBIA | 0.61347 | 17.056 | 0 | 17.6694 | 6.1261 | 3.8263 | 0 | 9.9524 | 0 | 0.050595 | 0 | 0 | 0.21647 | 0.05429 | 0 | 0.11443 | 0.063105 | 0.039275 | 0.33832 | 0.0091699 | 0.55478 | 0.22389 | 20.9467 | 38.9523 | 40 | 0.757 | [5 empty] | 0.227 | 0.315 | 2.4 | 2.4 | 5 | Vancouver Intl AP | CAN | 42 | 2797 | 49.195 | -123.184 | 4 | 2800 | BC | CAN_BC_Vancouver.Intl.AP.718920_CWEC2016.epw | 0.55478 | 9.6292 | 21.824 | 15.0941 | 24.7638 | TRUE | TRUE | FALSE | FALSE | 11.484 | 8.758 | 0 | 0 | 0 | 0 | 1754.5 | 291.1654 | 19.7024 | 0.067667 | 7201.21 | 3.4454e-05 | 0.55478 | 124 | 124 | 1 | 1 |  | https://s3.console.aws.amazon.com/s3/buckets/834599497928?region=ca-central-1&prefix=phylroy.lopez/reference/reference/output/cc58e6e1-6c0c-4fbd-9791-35dabbafde3b/ | 1.0.002
1046 |  | TRUE | 1185 | 0 | 0 | 1168.4735 |  |  |  | 0.1 | 2021-09-22 20:25:42 +0000 | 438c2ebff | 0.2.14 | :adv_dx_units: NECB_Default :airloop_economizer_type: NECB_Default :algorithm_type: parametric :analysis_id: reference :analysis_name: reference :boiler_eff: NECB_Default :btap_batch_version: 1.0.002 :building_type: HighriseApartment :chiller_type: NECB_Default :compute_environment: aws_batch :datapoint_id: 89c474fd-d48d-4828-934e-32815343c8e5 :daylighting_type: NECB_Default :dcv_type: NECB_Default :door_construction_cond: NECB_Default :ecm_system_name: NECB_Default :electrical_loads_scale: NECB_Default :enable_costing: true :epw_file: CAN_NS_Halifax.Dockyard.713280_CWEC2016.epw :erv_package: NECB_Default :ext_floor_cond: NECB_Default :ext_roof_cond: NECB_Default :ext_wall_cond: NECB_Default :fdwr_set: NECB_Default :fixed_wind_solar_trans: NECB_Default :fixed_window_cond: NECB_Default :furnace_eff: NECB_Default :glass_door_cond: NECB_Default :glass_door_solar_trans: NECB_Default :ground_floor_cond: NECB_Default :ground_roof_cond: NECB_Default :ground_wall_cond: NECB_Default :image_name: btap_private_cli :infiltration_scale: NECB_Default :lights_scale: NECB_Default :lights_type: NECB_Default :nv_delta_temp_in_out: NECB_Default :nv_opening_fraction: NECB_Default :nv_temp_out_min: NECB_Default :nv_type: NECB_Default :oa_scale: NECB_Default :occupancy_loads_scale: NECB_Default :output_meters: [] :output_variables: [] :overhead_door_cond: NECB_Default :primary_heating_fuel: NaturalGas :pv_ground_azimuth_angle: NECB_Default :pv_ground_module_description: NECB_Default :pv_ground_tilt_angle: NECB_Default :pv_ground_total_area_pv_panels_m2: NECB_Default :pv_ground_type: NECB_Default :rotation_degrees: NECB_Default :run_annual_simulation: true :s3_bucket: '834599497928' :scale_x: NECB_Default :scale_y: NECB_Default :scale_z: NECB_Default :shw_eff: NECB_Default :skylight_cond: NECB_Default :skylight_solar_trans: NECB_Default :srr_set: NECB_Default :template: NECB2017 | reference | reference | 89c474fd-d48d-4828-934e-32815343c8e5 | NECB2017 | HighriseApartment | NaturalGas | Natural Gas | CAN_NS_Halifax.Dockyard.713280_CWEC2016.epw | parametric |  | NECB_Default | NECB_Default | NECB_Default | NECB_Default | NECB_Default | NECB_Default | NECB_Default | NECB_Default | NECB_Default | NECB_Default | NECB_Default | NECB_Default | NECB_Default | NECB_Default | NECB_Default | NECB_Default | NECB_Default | NECB_Default | NECB_Default | NECB_Default | NECB_Default | NECB_Default | NECB_Default | NECB_Default | NECB_Default | NECB_Default | NECB_Default | NECB_Default | NECB_Default | NECB_Default | NECB_Default | NECB_Default | NECB_Default | NECB_Default | NECB_Default | NECB_Default | NECB_Default | NECB_Default | NECB_Default | NECB_Default | NECB_Default | NECB_Default | NECB_Default | NECB_Default | NECB_Default | aws_batch | 834599497928 | btap_private_cli |  | TRUE | TRUE |  |  | 32.9067 | 9.3263 | 33.7099 | 145.019 | 7836.48 | 4638.6699 | 40 | HighriseApartment |  |  | 2 | HighriseApartment | 10 |  | 10 | NECB2017 | 0.19422 | 23884.0213 | 52.1924 | 72.3308 | 27.0586 | 4.902 | 200.9623 | 44.4784 | HALIFAX | NOVA SCOTIA | 42.573 | 20.6436 | 0 | 63.2166 | 8.3494 | 5.2106 | 0 | 13.56 | 0 | 0.05343 | 0 | 0 | 0.20994 | 0.049646 | 0.00054489 | 0.18075 | 0.063105 | 0.039049 | 0.41486 | 0.0041332 | 0.6248 | 0.23411 | 19.3856 | 50.1378 | 40 | 0.757 | [5 empty] | 0.156 | 0.247 | 1.9 | 1.9 | 2 | Halifax Dockyard | CAN | 112 | 3647 | 44.655 | -63.577 | 6 | 4000 | NS | CAN_NS_Halifax.Dockyard.713280_CWEC2016.epw | 0.6248 | 9.3263 | 32.9067 | 17.2425 | 22.6612 | TRUE | FALSE | FALSE | FALSE | 8.8079 | 8.5916 | 0 | 0 | 0 | 0 | 1834.59 | 291.1654 | 19.7024 | 0.067667 | 7201.21 | 3.3178e-05 | 0.6248 | 20 | 20 | 0.25 | 0.25 |  | https://s3.console.aws.amazon.com/s3/buckets/834599497928?region=ca-central-1&prefix=phylroy.lopez/reference/reference/output/89c474fd-d48d-4828-934e-32815343c8e5/ | 1.0.002
1047 |  | TRUE | 1196 | 0 | 0 | 1170.0903 |  |  |  | 0.1 | 2021-09-22 20:25:56 +0000 | 438c2ebff | 0.2.14 | :adv_dx_units: NECB_Default :airloop_economizer_type: NECB_Default :algorithm_type: parametric :analysis_id: reference :analysis_name: reference :boiler_eff: NECB_Default :btap_batch_version: 1.0.002 :building_type: HighriseApartment :chiller_type: NECB_Default :compute_environment: aws_batch :datapoint_id: 8c863cea-77dc-474b-85b4-7e4e8826fa0a :daylighting_type: NECB_Default :dcv_type: NECB_Default :door_construction_cond: NECB_Default :ecm_system_name: NECB_Default :electrical_loads_scale: NECB_Default :enable_costing: true :epw_file: CAN_AB_Edmonton.Intl.AP.711230_CWEC2016.epw :erv_package: NECB_Default :ext_floor_cond: NECB_Default :ext_roof_cond: NECB_Default :ext_wall_cond: NECB_Default :fdwr_set: NECB_Default :fixed_wind_solar_trans: NECB_Default :fixed_window_cond: NECB_Default :furnace_eff: NECB_Default :glass_door_cond: NECB_Default :glass_door_solar_trans: NECB_Default :ground_floor_cond: NECB_Default :ground_roof_cond: NECB_Default :ground_wall_cond: NECB_Default :image_name: btap_private_cli :infiltration_scale: NECB_Default :lights_scale: NECB_Default :lights_type: NECB_Default :nv_delta_temp_in_out: NECB_Default :nv_opening_fraction: NECB_Default :nv_temp_out_min: NECB_Default :nv_type: NECB_Default :oa_scale: NECB_Default :occupancy_loads_scale: NECB_Default :output_meters: [] :output_variables: [] :overhead_door_cond: NECB_Default :primary_heating_fuel: Electricity :pv_ground_azimuth_angle: NECB_Default :pv_ground_module_description: NECB_Default :pv_ground_tilt_angle: NECB_Default :pv_ground_total_area_pv_panels_m2: NECB_Default :pv_ground_type: NECB_Default :rotation_degrees: NECB_Default :run_annual_simulation: true :s3_bucket: '834599497928' :scale_x: NECB_Default :scale_y: NECB_Default :scale_z: NECB_Default :shw_eff: NECB_Default :skylight_cond: NECB_Default :skylight_solar_trans: NECB_Default :srr_set: NECB_Default :template: NECB2017 | reference | reference | 8c863cea-77dc-474b-85b4-7e4e8826fa0a | NECB2017 | HighriseApartment | Electricity | Electricity | CAN_AB_Edmonton.Intl.AP.711230_CWEC2016.epw | parametric |  | NECB_Default | NECB_Default | NECB_Default | NECB_Default | NECB_Default | NECB_Default | NECB_Default | NECB_Default | NECB_Default | NECB_Default | NECB_Default | NECB_Default | NECB_Default | NECB_Default | NECB_Default | NECB_Default | NECB_Default | NECB_Default | NECB_Default | NECB_Default | NECB_Default | NECB_Default | NECB_Default | NECB_Default | NECB_Default | NECB_Default | NECB_Default | NECB_Default | NECB_Default | NECB_Default | NECB_Default | NECB_Default | NECB_Default | NECB_Default | NECB_Default | NECB_Default | NECB_Default | NECB_Default | NECB_Default | NECB_Default | NECB_Default | NECB_Default | NECB_Default | NECB_Default | NECB_Default | aws_batch | 834599497928 | btap_private_cli |  | TRUE | TRUE |  |  | 37.7097 | 9.2095 | 48.7691 | 133.6063 | 7836.48 | 4638.6699 | 32.5 | HighriseApartment |  |  | 2 | HighriseApartment | 10 |  | 10 | NECB2017 | 0.19422 | 23884.0213 | 57.1658 | 49.581 | 27.736 | 15.5243 | 192.3177 | 42.3105 | EDMONTON | ALBERTA | 128.0889 | 0 | 0 | 128.0889 | 12.1402 | 0 | 0 | 12.1402 | 0 | 0.045265 | 0 | 0 | 0.58366 | 0.054351 | 0.00050022 | 0.17557 | 0.063105 | 0.039049 | 0 | 0.0037479 | 0.58366 | 0.20205 | 59.4565 | 0 | 32.5 | 0.757 | [5 empty] | 0.138 | 0.21 | 1.9 | 1.9 | 2 | Edmonton Intl AP | CAN | 23 | 5588 | 53.31 | -113.579 | 7a | 5120 | AB | CAN_AB_Edmonton.Intl.AP.711230_CWEC2016.epw | 0.58366 | 9.2095 | 37.7097 | 15.1989 | 19.8306 | TRUE | TRUE | FALSE | FALSE | 12.0169 | 19.7009 | 0 | 4.332 | 0.014878 | 1583.36 | 0 | 291.1654 | 19.7024 | 0.067667 | 7201.21 | 2.4246e-05 | 0.58366 | 13.25 | 13.25 | 0.25 | 0.25 |  | https://s3.console.aws.amazon.com/s3/buckets/834599497928?region=ca-central-1&prefix=phylroy.lopez/reference/reference/output/8c863cea-77dc-474b-85b4-7e4e8826fa0a/ | 1.0.002
1048 |  | TRUE | 1179 | 1 | 0 | 1168.9607 |  |  |  | 0.1 | 2021-09-22 20:26:18 +0000 | 438c2ebff | 0.2.14 | :adv_dx_units: NECB_Default :airloop_economizer_type: NECB_Default :algorithm_type: parametric :analysis_id: reference :analysis_name: reference :boiler_eff: NECB_Default :btap_batch_version: 1.0.002 :building_type: HighriseApartment :chiller_type: NECB_Default :compute_environment: aws_batch :datapoint_id: 36910a59-2d8b-4294-bc29-b07299200976 :daylighting_type: NECB_Default :dcv_type: NECB_Default :door_construction_cond: NECB_Default :ecm_system_name: NECB_Default :electrical_loads_scale: NECB_Default :enable_costing: true :epw_file: CAN_ON_Toronto.Pearson.Intl.AP.716240_CWEC2016.epw :erv_package: NECB_Default :ext_floor_cond: NECB_Default :ext_roof_cond: NECB_Default :ext_wall_cond: NECB_Default :fdwr_set: NECB_Default :fixed_wind_solar_trans: NECB_Default :fixed_window_cond: NECB_Default :furnace_eff: NECB_Default :glass_door_cond: NECB_Default :glass_door_solar_trans: NECB_Default :ground_floor_cond: NECB_Default :ground_roof_cond: NECB_Default :ground_wall_cond: NECB_Default :image_name: btap_private_cli :infiltration_scale: NECB_Default :lights_scale: NECB_Default :lights_type: NECB_Default :nv_delta_temp_in_out: NECB_Default :nv_opening_fraction: NECB_Default :nv_temp_out_min: NECB_Default :nv_type: NECB_Default :oa_scale: NECB_Default :occupancy_loads_scale: NECB_Default :output_meters: [] :output_variables: [] :overhead_door_cond: NECB_Default :primary_heating_fuel: NaturalGas :pv_ground_azimuth_angle: NECB_Default :pv_ground_module_description: NECB_Default :pv_ground_tilt_angle: NECB_Default :pv_ground_total_area_pv_panels_m2: NECB_Default :pv_ground_type: NECB_Default :rotation_degrees: NECB_Default :run_annual_simulation: true :s3_bucket: '834599497928' :scale_x: NECB_Default :scale_y: NECB_Default :scale_z: NECB_Default :shw_eff: NECB_Default :skylight_cond: NECB_Default :skylight_solar_trans: NECB_Default :srr_set: NECB_Default :template: NECB2017 | reference | reference | 36910a59-2d8b-4294-bc29-b07299200976 | NECB2017 | HighriseApartment | NaturalGas | Natural Gas | CAN_ON_Toronto.Pearson.Intl.AP.716240_CWEC2016.epw | parametric |  | NECB_Default | NECB_Default | NECB_Default | NECB_Default | NECB_Default | NECB_Default | NECB_Default | NECB_Default | NECB_Default | NECB_Default | NECB_Default | NECB_Default | NECB_Default | NECB_Default | NECB_Default | NECB_Default | NECB_Default | NECB_Default | NECB_Default | NECB_Default | NECB_Default | NECB_Default | NECB_Default | NECB_Default | NECB_Default | NECB_Default | NECB_Default | NECB_Default | NECB_Default | NECB_Default | NECB_Default | NECB_Default | NECB_Default | NECB_Default | NECB_Default | NECB_Default | NECB_Default | NECB_Default | NECB_Default | NECB_Default | NECB_Default | NECB_Default | NECB_Default | NECB_Default | NECB_Default | aws_batch | 834599497928 | btap_private_cli |  | TRUE | TRUE |  |  | 50.6771 | 12.7243 | 34.2653 | 149.3563 | 7836.48 | 4638.6699 | 40 | HighriseApartment |  |  | 2 | HighriseApartment | 10 |  | 10 | NECB2017 | 0.19422 | 23884.0213 | 56.2279 | 80.9601 | 28.0792 | 5.0322 | 220.0016 | 49.7023 | TORONTO | ONTARIO | 1.2754 | 20.3362 | 0 | 21.6116 | 10.2183 | 3.5883 | 0 | 13.8066 | 0 | 0.066707 | 0 | 0 | 0.22962 | 0.055321 | 0.0012518 | 0.18132 | 0.063105 | 0.039049 | 0.4115 | 0.0041511 | 0.64113 | 0.23019 | 24.2395 | 60.408 | 40 | 0.757 | [5 empty] | 0.156 | 0.278 | 1.9 | 1.9 | 2 | Toronto Pearson Intl AP | CAN | 382 | 3615 | 43.677 | -79.631 | 5 | 3890 | ON | CAN_ON_Toronto.Pearson.Intl.AP.716240_CWEC2016.epw | 0.64113 | 12.7243 | 50.6771 | 20.5556 | 21.5171 | TRUE | TRUE | FALSE | FALSE | 13.294 | 10.1201 | 0 | 0 | 0 | 0 | 1803.85 | 291.1654 | 19.7024 | 0.067667 | 7201.21 | 3.8282e-05 | 0.64113 | 111 | 111 | 0.25 | 0.25 |  | https://s3.console.aws.amazon.com/s3/buckets/834599497928?region=ca-central-1&prefix=phylroy.lopez/reference/reference/output/36910a59-2d8b-4294-bc29-b07299200976/ | 1.0.002
1049 |  | TRUE | 1203 | 0 | 0 | 1170.5114 |  |  |  | 0.1 | 2021-09-22 20:25:42 +0000 | 438c2ebff | 0.2.14 | :adv_dx_units: NECB_Default :airloop_economizer_type: NECB_Default :algorithm_type: parametric :analysis_id: reference :analysis_name: reference :boiler_eff: NECB_Default :btap_batch_version: 1.0.002 :building_type: HighriseApartment :chiller_type: NECB_Default :compute_environment: aws_batch :datapoint_id: 31094092-0e10-4b47-a795-998a65c960f7 :daylighting_type: NECB_Default :dcv_type: NECB_Default :door_construction_cond: NECB_Default :ecm_system_name: NECB_Default :electrical_loads_scale: NECB_Default :enable_costing: true :epw_file: CAN_YT_Whitehorse.Intl.AP.719640_CWEC2016.epw :erv_package: NECB_Default :ext_floor_cond: NECB_Default :ext_roof_cond: NECB_Default :ext_wall_cond: NECB_Default :fdwr_set: NECB_Default :fixed_wind_solar_trans: NECB_Default :fixed_window_cond: NECB_Default :furnace_eff: NECB_Default :glass_door_cond: NECB_Default :glass_door_solar_trans: NECB_Default :ground_floor_cond: NECB_Default :ground_roof_cond: NECB_Default :ground_wall_cond: NECB_Default :image_name: btap_private_cli :infiltration_scale: NECB_Default :lights_scale: NECB_Default :lights_type: NECB_Default :nv_delta_temp_in_out: NECB_Default :nv_opening_fraction: NECB_Default :nv_temp_out_min: NECB_Default :nv_type: NECB_Default :oa_scale: NECB_Default :occupancy_loads_scale: NECB_Default :output_meters: [] :output_variables: [] :overhead_door_cond: NECB_Default :primary_heating_fuel: Electricity :pv_ground_azimuth_angle: NECB_Default :pv_ground_module_description: NECB_Default :pv_ground_tilt_angle: NECB_Default :pv_ground_total_area_pv_panels_m2: NECB_Default :pv_ground_type: NECB_Default :rotation_degrees: NECB_Default :run_annual_simulation: true :s3_bucket: '834599497928' :scale_x: NECB_Default :scale_y: NECB_Default :scale_z: NECB_Default :shw_eff: NECB_Default :skylight_cond: NECB_Default :skylight_solar_trans: NECB_Default :srr_set: NECB_Default :template: NECB2017 | reference | reference | 31094092-0e10-4b47-a795-998a65c960f7 | NECB2017 | HighriseApartment | Electricity | Electricity | CAN_YT_Whitehorse.Intl.AP.719640_CWEC2016.epw | parametric |  | NECB_Default | NECB_Default | NECB_Default | NECB_Default | NECB_Default | NECB_Default | NECB_Default | NECB_Default | NECB_Default | NECB_Default | NECB_Default | NECB_Default | NECB_Default | NECB_Default | NECB_Default | NECB_Default | NECB_Default | NECB_Default | NECB_Default | NECB_Default | NECB_Default | NECB_Default | NECB_Default | NECB_Default | NECB_Default | NECB_Default | NECB_Default | NECB_Default | NECB_Default | NECB_Default | NECB_Default | NECB_Default | NECB_Default | NECB_Default | NECB_Default | NECB_Default | NECB_Default | NECB_Default | NECB_Default | NECB_Default | NECB_Default | NECB_Default | NECB_Default | NECB_Default | NECB_Default | aws_batch | 834599497928 | btap_private_cli |  | TRUE | TRUE |  |  | 36.5437 | 7.6843 | 58.3744 | 139.645 | 7836.48 | 4638.6699 | 22.8 | HighriseApartment |  |  | 2 | HighriseApartment | 10 |  | 10 | NECB2017 | 0.19422 | 23884.0213 | 53.894 | 40.1008 | 24.558 | 15.3506 | 172.1005 | 38.1971 | WHITEHORSE | YUKON | 9.4147 | 0 | 0 | 9.4147 | 21.5609 | 0 | 0 | 21.5609 | 0 | 0.02791 | 0 | 0 | 0.6053 | 0.049743 | 0.00041345 | 0.21015 | 0.063105 | 0.039049 | 0 | 0.0036994 | 0.6053 | 0.21122 | 59.595 | 0 | 22.8 | 0.757 | [5 empty] | 0.138 | 0.21 | 1.9 | 1.9 | 2 | Whitehorse Intl AP | CAN | 5 | 6491 | 60.709 | -135.069 | 7b | 6580 | YT | CAN_YT_Whitehorse.Intl.AP.719640_CWEC2016.epw | 0.6053 | 7.6843 | 36.5437 | 17.8146 | 16.0247 | TRUE | TRUE | FALSE | FALSE | 8.8857 | 21.6661 | 0 | 4.5287 | 0.015554 | 1655.23 | 0 | 291.1654 | 19.7024 | 0.067667 | 7201.21 | 1.5313e-05 | 0.6053 | 0.75 | 0.75 | 4.5 | 4.5 |  | https://s3.console.aws.amazon.com/s3/buckets/834599497928?region=ca-central-1&prefix=phylroy.lopez/reference/reference/output/31094092-0e10-4b47-a795-998a65c960f7/ | 1.0.002
1050 |  | TRUE | 1176 | 0 | 0 | 1046.2296 |  |  |  | 0.1 | 2021-09-22 20:27:11 +0000 | 438c2ebff | 0.2.14 | :adv_dx_units: NECB_Default :airloop_economizer_type: NECB_Default :algorithm_type: parametric :analysis_id: reference :analysis_name: reference :boiler_eff: NECB_Default :btap_batch_version: 1.0.002 :building_type: Outpatient :chiller_type: NECB_Default :compute_environment: aws_batch :datapoint_id: 80f0e5e3-3b28-4592-a400-9139cae56b43 :daylighting_type: NECB_Default :dcv_type: NECB_Default :door_construction_cond: NECB_Default :ecm_system_name: NECB_Default :electrical_loads_scale: NECB_Default :enable_costing: true :epw_file: CAN_YT_Whitehorse.Intl.AP.719640_CWEC2016.epw :erv_package: NECB_Default :ext_floor_cond: NECB_Default :ext_roof_cond: NECB_Default :ext_wall_cond: NECB_Default :fdwr_set: NECB_Default :fixed_wind_solar_trans: NECB_Default :fixed_window_cond: NECB_Default :furnace_eff: NECB_Default :glass_door_cond: NECB_Default :glass_door_solar_trans: NECB_Default :ground_floor_cond: NECB_Default :ground_roof_cond: NECB_Default :ground_wall_cond: NECB_Default :image_name: btap_private_cli :infiltration_scale: NECB_Default :lights_scale: NECB_Default :lights_type: NECB_Default :nv_delta_temp_in_out: NECB_Default :nv_opening_fraction: NECB_Default :nv_temp_out_min: NECB_Default :nv_type: NECB_Default :oa_scale: NECB_Default :occupancy_loads_scale: NECB_Default :output_meters: [] :output_variables: [] :overhead_door_cond: NECB_Default :primary_heating_fuel: NaturalGas :pv_ground_azimuth_angle: NECB_Default :pv_ground_module_description: NECB_Default :pv_ground_tilt_angle: NECB_Default :pv_ground_total_area_pv_panels_m2: NECB_Default :pv_ground_type: NECB_Default :rotation_degrees: NECB_Default :run_annual_simulation: true :s3_bucket: '834599497928' :scale_x: NECB_Default :scale_y: NECB_Default :scale_z: NECB_Default :shw_eff: NECB_Default :skylight_cond: NECB_Default :skylight_solar_trans: NECB_Default :srr_set: NECB_Default :template: NECB2011 | reference | reference | 80f0e5e3-3b28-4592-a400-9139cae56b43 | NECB2011 | Outpatient | NaturalGas | Natural Gas | CAN_YT_Whitehorse.Intl.AP.719640_CWEC2016.epw | parametric |  | NECB_Default | NECB_Default | NECB_Default | NECB_Default | NECB_Default | NECB_Default | NECB_Default | NECB_Default | NECB_Default | NECB_Default | NECB_Default | NECB_Default | NECB_Default | NECB_Default | NECB_Default | NECB_Default | NECB_Default | NECB_Default | NECB_Default | NECB_Default | NECB_Default | NECB_Default | NECB_Default | NECB_Default | NECB_Default | NECB_Default | NECB_Default | NECB_Default | NECB_Default | NECB_Default | NECB_Default | NECB_Default | NECB_Default | NECB_Default | NECB_Default | NECB_Default | NECB_Default | NECB_Default | NECB_Default | NECB_Default | NECB_Default | NECB_Default | NECB_Default | NECB_Default | NECB_Default | aws_batch | 834599497928 | btap_private_cli |  | TRUE | TRUE |  |  | 151.1564 | 12.4789 | 191.7706 | 295.2571 | 3804.01 | 2926.6316 | 22.8 | Outpatient |  |  | 5 | Outpatient | 3 |  | 3 | NECB2011 | 0.24527 | 11932.1528 | 77.0849 | 60.009 | 64.3368 | 3.2301 | 496.5174 | 291.8566 | WHITEHORSE | YUKON | 6.0873 | 46.1491 | 0 | 52.2364 | 13.9406 | 8.4118 | 0 | 22.3524 | 0 | 0.014805 | 0 | 0 | 0.39137 | 0.1122 | 0 | 0.84212 | 0.08062 | 0.17498 | 0.92743 | 0.008491 | 1.3188 | 0.085302 | 33.6936 | 153.9827 | 22.8 | 0.757 | [5 empty] | 0.162 | 0.21 | 2.2 | 2.2 | 5 | Whitehorse Intl AP | CAN | 5 | 6491 | 60.709 | -135.069 | 7b | 6580 | YT | CAN_YT_Whitehorse.Intl.AP.719640_CWEC2016.epw | 1.3188 | 12.4789 | 151.1564 | 15.542 | 12.7713 | TRUE | FALSE | FALSE | FALSE | 7.5086 | 16.5774 | 0 | 0 | 0 | 0 | 324.49 | 191.0564 | 2.9674 | 0.015532 | 1084.6 | 0.00027077 | 1.3188 | 1112.83 | 1069.67 | 133.17 | 133.17 |  | https://s3.console.aws.amazon.com/s3/buckets/834599497928?region=ca-central-1&prefix=phylroy.lopez/reference/reference/output/80f0e5e3-3b28-4592-a400-9139cae56b43/ | 1.0.002
1051 |  | TRUE | 1154 | 0 | 0 | 1044.5558 |  |  |  | 0.1 | 2021-09-22 20:26:35 +0000 | 438c2ebff | 0.2.14 | :adv_dx_units: NECB_Default :airloop_economizer_type: NECB_Default :algorithm_type: parametric :analysis_id: reference :analysis_name: reference :boiler_eff: NECB_Default :btap_batch_version: 1.0.002 :building_type: Outpatient :chiller_type: NECB_Default :compute_environment: aws_batch :datapoint_id: 75bb6b6d-155e-4a80-8d31-933e7e8f4677 :daylighting_type: NECB_Default :dcv_type: NECB_Default :door_construction_cond: NECB_Default :ecm_system_name: NECB_Default :electrical_loads_scale: NECB_Default :enable_costing: true :epw_file: CAN_AB_Calgary.Intl.AP.718770_CWEC2016.epw :erv_package: NECB_Default :ext_floor_cond: NECB_Default :ext_roof_cond: NECB_Default :ext_wall_cond: NECB_Default :fdwr_set: NECB_Default :fixed_wind_solar_trans: NECB_Default :fixed_window_cond: NECB_Default :furnace_eff: NECB_Default :glass_door_cond: NECB_Default :glass_door_solar_trans: NECB_Default :ground_floor_cond: NECB_Default :ground_roof_cond: NECB_Default :ground_wall_cond: NECB_Default :image_name: btap_private_cli :infiltration_scale: NECB_Default :lights_scale: NECB_Default :lights_type: NECB_Default :nv_delta_temp_in_out: NECB_Default :nv_opening_fraction: NECB_Default :nv_temp_out_min: NECB_Default :nv_type: NECB_Default :oa_scale: NECB_Default :occupancy_loads_scale: NECB_Default :output_meters: [] :output_variables: [] :overhead_door_cond: NECB_Default :primary_heating_fuel: Electricity :pv_ground_azimuth_angle: NECB_Default :pv_ground_module_description: NECB_Default :pv_ground_tilt_angle: NECB_Default :pv_ground_total_area_pv_panels_m2: NECB_Default :pv_ground_type: NECB_Default :rotation_degrees: NECB_Default :run_annual_simulation: true :s3_bucket: '834599497928' :scale_x: NECB_Default :scale_y: NECB_Default :scale_z: NECB_Default :shw_eff: NECB_Default :skylight_cond: NECB_Default :skylight_solar_trans: NECB_Default :srr_set: NECB_Default :template: NECB2015 | reference | reference | 75bb6b6d-155e-4a80-8d31-933e7e8f4677 | NECB2015 | Outpatient | Electricity | Electricity | CAN_AB_Calgary.Intl.AP.718770_CWEC2016.epw | parametric |  | NECB_Default | NECB_Default | NECB_Default | NECB_Default | NECB_Default | NECB_Default | NECB_Default | NECB_Default | NECB_Default | NECB_Default | NECB_Default | NECB_Default | NECB_Default | NECB_Default | NECB_Default | NECB_Default | NECB_Default | NECB_Default | NECB_Default | NECB_Default | NECB_Default | NECB_Default | NECB_Default | NECB_Default | NECB_Default | NECB_Default | NECB_Default | NECB_Default | NECB_Default | NECB_Default | NECB_Default | NECB_Default | NECB_Default | NECB_Default | NECB_Default | NECB_Default | NECB_Default | NECB_Default | NECB_Default | NECB_Default | NECB_Default | NECB_Default | NECB_Default | NECB_Default | NECB_Default | aws_batch | 834599497928 | btap_private_cli |  | TRUE | TRUE |  |  | 101.1125 | 18.7007 | 137.4617 | 200.304 | 3804.01 | 2926.6316 | 33.3 | Outpatient |  |  | 5 | Outpatient | 3 |  | 3 | NECB2015 | 0.24527 | 11932.1528 | 97.9479 | 36.5398 | 75.7049 | 4.964 | 587.6055 | 372.4488 | CALGARY | ALBERTA | 216.3486 | 0 | 0 | 216.3486 | 20.5053 | 0 | 0 | 20.5053 | 0 | 0.031367 | 0 | 0 | 0.98584 | 0.13314 | 0 | 0.49486 | 0.081779 | 0.18271 | 0 | 0.004143 | 0.98584 | 0.057576 | 126.8964 | 0 | 33.3 | 0.757 | [5 empty] | 0.162 | 0.21 | 2.2 | 2.2 | 5 | Calgary Intl AP | CAN | 64 | 4781 | 51.114 | -114.02 | 7a | 5000 | AB | CAN_AB_Calgary.Intl.AP.718770_CWEC2016.epw | 0.98583 | 18.7007 | 101.1125 | 12.8402 | 18.3844 | TRUE | FALSE | FALSE | FALSE | 11.7224 | 13.569 | 0 | 0.59923 | 0.0029675 | 219.02 | 0 | 201.9337 | 2.7806 | 0.01377 | 1016.3 | 0.00024974 | 0.98584 | 1837.33 | 1779.83 | 490.17 | 490.17 |  | https://s3.console.aws.amazon.com/s3/buckets/834599497928?region=ca-central-1&prefix=phylroy.lopez/reference/reference/output/75bb6b6d-155e-4a80-8d31-933e7e8f4677/ | 1.0.002
1052 |  | TRUE | 1138 | 0 | 0 | 1045.6682 |  |  |  | 0.1 | 2021-09-22 20:27:01 +0000 | 438c2ebff | 0.2.14 | :adv_dx_units: NECB_Default :airloop_economizer_type: NECB_Default :algorithm_type: parametric :analysis_id: reference :analysis_name: reference :boiler_eff: NECB_Default :btap_batch_version: 1.0.002 :building_type: Outpatient :chiller_type: NECB_Default :compute_environment: aws_batch :datapoint_id: 4ddc1114-221f-49a8-bdf5-a90160fb5ec9 :daylighting_type: NECB_Default :dcv_type: NECB_Default :door_construction_cond: NECB_Default :ecm_system_name: NECB_Default :electrical_loads_scale: NECB_Default :enable_costing: true :epw_file: CAN_BC_Vancouver.Intl.AP.718920_CWEC2016.epw :erv_package: NECB_Default :ext_floor_cond: NECB_Default :ext_roof_cond: NECB_Default :ext_wall_cond: NECB_Default :fdwr_set: NECB_Default :fixed_wind_solar_trans: NECB_Default :fixed_window_cond: NECB_Default :furnace_eff: NECB_Default :glass_door_cond: NECB_Default :glass_door_solar_trans: NECB_Default :ground_floor_cond: NECB_Default :ground_roof_cond: NECB_Default :ground_wall_cond: NECB_Default :image_name: btap_private_cli :infiltration_scale: NECB_Default :lights_scale: NECB_Default :lights_type: NECB_Default :nv_delta_temp_in_out: NECB_Default :nv_opening_fraction: NECB_Default :nv_temp_out_min: NECB_Default :nv_type: NECB_Default :oa_scale: NECB_Default :occupancy_loads_scale: NECB_Default :output_meters: [] :output_variables: [] :overhead_door_cond: NECB_Default :primary_heating_fuel: Electricity :pv_ground_azimuth_angle: NECB_Default :pv_ground_module_description: NECB_Default :pv_ground_tilt_angle: NECB_Default :pv_ground_total_area_pv_panels_m2: NECB_Default :pv_ground_type: NECB_Default :rotation_degrees: NECB_Default :run_annual_simulation: true :s3_bucket: '834599497928' :scale_x: NECB_Default :scale_y: NECB_Default :scale_z: NECB_Default :shw_eff: NECB_Default :skylight_cond: NECB_Default :skylight_solar_trans: NECB_Default :srr_set: NECB_Default :template: NECB2015 | reference | reference | 4ddc1114-221f-49a8-bdf5-a90160fb5ec9 | NECB2015 | Outpatient | Electricity | Electricity | CAN_BC_Vancouver.Intl.AP.718920_CWEC2016.epw | parametric |  | NECB_Default | NECB_Default | NECB_Default | NECB_Default | NECB_Default | NECB_Default | NECB_Default | NECB_Default | NECB_Default | NECB_Default | NECB_Default | NECB_Default | NECB_Default | NECB_Default | NECB_Default | NECB_Default | NECB_Default | NECB_Default | NECB_Default | NECB_Default | NECB_Default | NECB_Default | NECB_Default | NECB_Default | NECB_Default | NECB_Default | NECB_Default | NECB_Default | NECB_Default | NECB_Default | NECB_Default | NECB_Default | NECB_Default | NECB_Default | NECB_Default | NECB_Default | NECB_Default | NECB_Default | NECB_Default | NECB_Default | NECB_Default | NECB_Default | NECB_Default | NECB_Default | NECB_Default | aws_batch | 834599497928 | btap_private_cli |  | TRUE | TRUE |  |  | 56.4505 | 16.2156 | 94.1178 | 153.3564 | 3804.01 | 2926.6316 | 40 | Outpatient |  |  | 5 | Outpatient | 3 |  | 3 | NECB2015 | 0.24527 | 11932.1528 | 90.5498 | 33.4779 | 70.4234 | 4.9116 | 550.8624 | 351.4996 | VANCOUVER | BRITISH COLUMBIA | 2.315 | 0 | 0 | 2.315 | 23.1176 | 0 | 0 | 23.1176 | 0 | 0.031312 | 0 | 0 | 0.81687 | 0.1255 | 0 | 0.33883 | 0.081779 | 0.18271 | 0 | 0.0049316 | 0.81687 | 0.051511 | 79.3927 | 0 | 40 | 0.757 | [5 empty] | 0.227 | 0.315 | 2.4 | 2.4 | 5 | Vancouver Intl AP | CAN | 42 | 2797 | 49.195 | -123.184 | 4 | 2800 | BC | CAN_BC_Vancouver.Intl.AP.718920_CWEC2016.epw | 0.81687 | 16.2156 | 56.4505 | 12.9136 | 20.7072 | TRUE | FALSE | FALSE | FALSE | 10.0953 | 7.1453 | 0 | 0.53611 | 0.0026829 | 195.95 | 0 | 199.8246 | 2.7806 | 0.013915 | 1016.3 | 0.00029968 | 0.81687 | 1645 | 1595.83 | 703.5 | 703.5 |  | https://s3.console.aws.amazon.com/s3/buckets/834599497928?region=ca-central-1&prefix=phylroy.lopez/reference/reference/output/4ddc1114-221f-49a8-bdf5-a90160fb5ec9/ | 1.0.002
1053 |  | TRUE | 1228 | 0 | 0 | 1167.9944 |  |  |  | 0.1 | 2021-09-22 20:27:27 +0000 | 438c2ebff | 0.2.14 | :adv_dx_units: NECB_Default :airloop_economizer_type: NECB_Default :algorithm_type: parametric :analysis_id: reference :analysis_name: reference :boiler_eff: NECB_Default :btap_batch_version: 1.0.002 :building_type: Outpatient :chiller_type: NECB_Default :compute_environment: aws_batch :datapoint_id: ded2602e-3c38-455d-b455-91670407b5f0 :daylighting_type: NECB_Default :dcv_type: NECB_Default :door_construction_cond: NECB_Default :ecm_system_name: NECB_Default :electrical_loads_scale: NECB_Default :enable_costing: true :epw_file: CAN_QC_Montreal-Trudeau.Intl.AP.716270_CWEC2016.epw :erv_package: NECB_Default :ext_floor_cond: NECB_Default :ext_roof_cond: NECB_Default :ext_wall_cond: NECB_Default :fdwr_set: NECB_Default :fixed_wind_solar_trans: NECB_Default :fixed_window_cond: NECB_Default :furnace_eff: NECB_Default :glass_door_cond: NECB_Default :glass_door_solar_trans: NECB_Default :ground_floor_cond: NECB_Default :ground_roof_cond: NECB_Default :ground_wall_cond: NECB_Default :image_name: btap_private_cli :infiltration_scale: NECB_Default :lights_scale: NECB_Default :lights_type: NECB_Default :nv_delta_temp_in_out: NECB_Default :nv_opening_fraction: NECB_Default :nv_temp_out_min: NECB_Default :nv_type: NECB_Default :oa_scale: NECB_Default :occupancy_loads_scale: NECB_Default :output_meters: [] :output_variables: [] :overhead_door_cond: NECB_Default :primary_heating_fuel: Electricity :pv_ground_azimuth_angle: NECB_Default :pv_ground_module_description: NECB_Default :pv_ground_tilt_angle: NECB_Default :pv_ground_total_area_pv_panels_m2: NECB_Default :pv_ground_type: NECB_Default :rotation_degrees: NECB_Default :run_annual_simulation: true :s3_bucket: '834599497928' :scale_x: NECB_Default :scale_y: NECB_Default :scale_z: NECB_Default :shw_eff: NECB_Default :skylight_cond: NECB_Default :skylight_solar_trans: NECB_Default :srr_set: NECB_Default :template: BTAPPRE1980 | reference | reference | ded2602e-3c38-455d-b455-91670407b5f0 | BTAPPRE1980 | Outpatient | Electricity | Electricity | CAN_QC_Montreal-Trudeau.Intl.AP.716270_CWEC2016.epw | parametric |  | NECB_Default | NECB_Default | NECB_Default | NECB_Default | NECB_Default | NECB_Default | NECB_Default | NECB_Default | NECB_Default | NECB_Default | NECB_Default | NECB_Default | NECB_Default | NECB_Default | NECB_Default | NECB_Default | NECB_Default | NECB_Default | NECB_Default | NECB_Default | NECB_Default | NECB_Default | NECB_Default | NECB_Default | NECB_Default | NECB_Default | NECB_Default | NECB_Default | NECB_Default | NECB_Default | NECB_Default | NECB_Default | NECB_Default | NECB_Default | NECB_Default | NECB_Default | NECB_Default | NECB_Default | NECB_Default | NECB_Default | NECB_Default | NECB_Default | NECB_Default | NECB_Default | NECB_Default | aws_batch | 834599497928 | btap_private_cli |  | TRUE | TRUE |  |  | 151.498 | 23.0828 | 195.0172 | 253.4161 | 3804.01 | 2926.6316 | 21.2 | Outpatient |  |  | 0 | Outpatient | 3 |  | 3 | BTAPPRE1980 | 0.24527 | 11932.1528 | 0.63987 | 43.2168 | 66.1359 | 5.2609 | 411.3998 | 296.1462 | MONTREAL | QUEBEC | 0.45406 | 0 | 0 | 0.45406 | 28.9185 | 0 | 0 | 28.9185 | 0 | 0.046532 | 0 | 0 | 1.1684 | 0.10333 | 0 | 0.70206 | 0.08062 | 0.17519 | 0 | 0.0020662 | 1.1684 | 0.058304 | 169.1961 | 0 | 21.2 | 0.678 |  |  | 2.95 |  |  | 0.267 | 0.823 | 2.95 |  | 0 | Montreal-Trudeau Intl AP | CAN | 323 | 4090 | 45.471 | -73.741 | 6 | 4400 | QC | CAN_QC_Montreal-Trudeau.Intl.AP.716270_CWEC2016.epw | 1.1684 | 23.0828 | 151.498 | 14.9177 | 19.1459 | TRUE | FALSE | FALSE | FALSE | 12.1719 | 12.6771 | 0 | 0.60681 | 0.0032191 | 221.79 | 0 | 188.5035 | 2.9674 | 0.015742 | 1084.6 | 0.00032071 | 1.1684 | 3856.83 | 3688 | 15.33 | 15.33 |  | https://s3.console.aws.amazon.com/s3/buckets/834599497928?region=ca-central-1&prefix=phylroy.lopez/reference/reference/output/ded2602e-3c38-455d-b455-91670407b5f0/ | 1.0.002
1054 |  | TRUE | 1140 | 0 | 0 | 1230.7042 |  |  |  | 0.1 | 2021-09-22 20:26:54 +0000 | 438c2ebff | 0.2.14 | :adv_dx_units: NECB_Default :airloop_economizer_type: NECB_Default :algorithm_type: parametric :analysis_id: reference :analysis_name: reference :boiler_eff: NECB_Default :btap_batch_version: 1.0.002 :building_type: HighriseApartment :chiller_type: NECB_Default :compute_environment: aws_batch :datapoint_id: f40bd36e-1b33-4bc7-9ac5-5367f4b1e4e5 :daylighting_type: NECB_Default :dcv_type: NECB_Default :door_construction_cond: NECB_Default :ecm_system_name: NECB_Default :electrical_loads_scale: NECB_Default :enable_costing: true :epw_file: CAN_ON_Toronto.Pearson.Intl.AP.716240_CWEC2016.epw :erv_package: NECB_Default :ext_floor_cond: NECB_Default :ext_roof_cond: NECB_Default :ext_wall_cond: NECB_Default :fdwr_set: NECB_Default :fixed_wind_solar_trans: NECB_Default :fixed_window_cond: NECB_Default :furnace_eff: NECB_Default :glass_door_cond: NECB_Default :glass_door_solar_trans: NECB_Default :ground_floor_cond: NECB_Default :ground_roof_cond: NECB_Default :ground_wall_cond: NECB_Default :image_name: btap_private_cli :infiltration_scale: NECB_Default :lights_scale: NECB_Default :lights_type: NECB_Default :nv_delta_temp_in_out: NECB_Default :nv_opening_fraction: NECB_Default :nv_temp_out_min: NECB_Default :nv_type: NECB_Default :oa_scale: NECB_Default :occupancy_loads_scale: NECB_Default :output_meters: [] :output_variables: [] :overhead_door_cond: NECB_Default :primary_heating_fuel: NaturalGas :pv_ground_azimuth_angle: NECB_Default :pv_ground_module_description: NECB_Default :pv_ground_tilt_angle: NECB_Default :pv_ground_total_area_pv_panels_m2: NECB_Default :pv_ground_type: NECB_Default :rotation_degrees: NECB_Default :run_annual_simulation: true :s3_bucket: '834599497928' :scale_x: NECB_Default :scale_y: NECB_Default :scale_z: NECB_Default :shw_eff: NECB_Default :skylight_cond: NECB_Default :skylight_solar_trans: NECB_Default :srr_set: NECB_Default :template: NECB2015 | reference | reference | f40bd36e-1b33-4bc7-9ac5-5367f4b1e4e5 | NECB2015 | HighriseApartment | NaturalGas | Natural Gas | CAN_ON_Toronto.Pearson.Intl.AP.716240_CWEC2016.epw | parametric |  | NECB_Default | NECB_Default | NECB_Default | NECB_Default | NECB_Default | NECB_Default | NECB_Default | NECB_Default | NECB_Default | NECB_Default | NECB_Default | NECB_Default | NECB_Default | NECB_Default | NECB_Default | NECB_Default | NECB_Default | NECB_Default | NECB_Default | NECB_Default | NECB_Default | NECB_Default | NECB_Default | NECB_Default | NECB_Default | NECB_Default | NECB_Default | NECB_Default | NECB_Default | NECB_Default | NECB_Default | NECB_Default | NECB_Default | NECB_Default | NECB_Default | NECB_Default | NECB_Default | NECB_Default | NECB_Default | NECB_Default | NECB_Default | NECB_Default | NECB_Default | NECB_Default | NECB_Default | aws_batch | 834599497928 | btap_private_cli |  | TRUE | TRUE |  |  | 54.2306 | 13.9976 | 36.3514 | 152.9364 | 7836.48 | 4638.6699 | 40 | HighriseApartment |  |  | 5 | HighriseApartment | 10 |  | 10 | NECB2015 | 0.19422 | 23884.0213 | 54.7818 | 83.3478 | 28.0792 | 5.0322 | 213.0616 | 41.8205 | TORONTO | ONTARIO | 1.2891 | 20.8008 | 0 | 22.0898 | 10.3278 | 3.6703 | 0 | 13.9981 | 0 | 0.066107 | 0 | 0 | 0.23209 | 0.059386 | 0 | 0.19077 | 0.063105 | 0.039275 | 0.4209 | 0.0041728 | 0.65299 | 0.23014 | 25.1606 | 63.9727 | 40 | 0.757 | [5 empty] | 0.183 | 0.278 | 2.2 | 2.2 | 5 | Toronto Pearson Intl AP | CAN | 382 | 3615 | 43.677 | -79.631 | 5 | 3890 | ON | CAN_ON_Toronto.Pearson.Intl.AP.716240_CWEC2016.epw | 0.65299 | 13.9976 | 54.2306 | 20.5556 | 21.5171 | TRUE | FALSE | FALSE | FALSE | 13.294 | 10.1202 | 0 | 0 | 0 | 0 | 1803.46 | 291.1654 | 19.7024 | 0.067667 | 7201.21 | 4.0835e-05 | 0.65299 | 149.75 | 149.75 | 0.5 | 0.5 |  | https://s3.console.aws.amazon.com/s3/buckets/834599497928?region=ca-central-1&prefix=phylroy.lopez/reference/reference/output/f40bd36e-1b33-4bc7-9ac5-5367f4b1e4e5/ | 1.0.002
1055 |  | TRUE | 1194 | 0 | 0 | 1230.358 |  |  |  | 0.1 | 2021-09-22 20:26:47 +0000 | 438c2ebff | 0.2.14 | :adv_dx_units: NECB_Default :airloop_economizer_type: NECB_Default :algorithm_type: parametric :analysis_id: reference :analysis_name: reference :boiler_eff: NECB_Default :btap_batch_version: 1.0.002 :building_type: HighriseApartment :chiller_type: NECB_Default :compute_environment: aws_batch :datapoint_id: ac67e06f-181c-4567-9f3b-6661ac3382ca :daylighting_type: NECB_Default :dcv_type: NECB_Default :door_construction_cond: NECB_Default :ecm_system_name: NECB_Default :electrical_loads_scale: NECB_Default :enable_costing: true :epw_file: CAN_AB_Calgary.Intl.AP.718770_CWEC2016.epw :erv_package: NECB_Default :ext_floor_cond: NECB_Default :ext_roof_cond: NECB_Default :ext_wall_cond: NECB_Default :fdwr_set: NECB_Default :fixed_wind_solar_trans: NECB_Default :fixed_window_cond: NECB_Default :furnace_eff: NECB_Default :glass_door_cond: NECB_Default :glass_door_solar_trans: NECB_Default :ground_floor_cond: NECB_Default :ground_roof_cond: NECB_Default :ground_wall_cond: NECB_Default :image_name: btap_private_cli :infiltration_scale: NECB_Default :lights_scale: NECB_Default :lights_type: NECB_Default :nv_delta_temp_in_out: NECB_Default :nv_opening_fraction: NECB_Default :nv_temp_out_min: NECB_Default :nv_type: NECB_Default :oa_scale: NECB_Default :occupancy_loads_scale: NECB_Default :output_meters: [] :output_variables: [] :overhead_door_cond: NECB_Default :primary_heating_fuel: NaturalGas :pv_ground_azimuth_angle: NECB_Default :pv_ground_module_description: NECB_Default :pv_ground_tilt_angle: NECB_Default :pv_ground_total_area_pv_panels_m2: NECB_Default :pv_ground_type: NECB_Default :rotation_degrees: NECB_Default :run_annual_simulation: true :s3_bucket: '834599497928' :scale_x: NECB_Default :scale_y: NECB_Default :scale_z: NECB_Default :shw_eff: NECB_Default :skylight_cond: NECB_Default :skylight_solar_trans: NECB_Default :srr_set: NECB_Default :template: NECB2017 | reference | reference | ac67e06f-181c-4567-9f3b-6661ac3382ca | NECB2017 | HighriseApartment | NaturalGas | Natural Gas | CAN_AB_Calgary.Intl.AP.718770_CWEC2016.epw | parametric |  | NECB_Default | NECB_Default | NECB_Default | NECB_Default | NECB_Default | NECB_Default | NECB_Default | NECB_Default | NECB_Default | NECB_Default | NECB_Default | NECB_Default | NECB_Default | NECB_Default | NECB_Default | NECB_Default | NECB_Default | NECB_Default | NECB_Default | NECB_Default | NECB_Default | NECB_Default | NECB_Default | NECB_Default | NECB_Default | NECB_Default | NECB_Default | NECB_Default | NECB_Default | NECB_Default | NECB_Default | NECB_Default | NECB_Default | NECB_Default | NECB_Default | NECB_Default | NECB_Default | NECB_Default | NECB_Default | NECB_Default | NECB_Default | NECB_Default | NECB_Default | NECB_Default | NECB_Default | aws_batch | 834599497928 | btap_private_cli |  | TRUE | TRUE |  |  | 33.7159 | 10.2964 | 38.9407 | 156.7523 | 7836.48 | 4638.6699 | 33.3 | HighriseApartment |  |  | 2 | HighriseApartment | 10 |  | 10 | NECB2017 | 0.19422 | 23884.0213 | 57.4092 | 77.1955 | 26.7328 | 4.9625 | 212.6122 | 46.3122 | CALGARY | ALBERTA | 46.139 | 23.0429 | 0 | 69.1819 | 4.373 | 1.6439 | 0 | 6.0169 | 0 | 0.050167 | 0 | 0 | 0.21024 | 0.05334 | 0.00039176 | 0.20723 | 0.063105 | 0.039049 | 0.45664 | 0.00416 | 0.66688 | 0.24941 | 21.4794 | 52.4771 | 33.3 | 0.757 | [5 empty] | 0.138 | 0.21 | 1.9 | 1.9 | 2 | Calgary Intl AP | CAN | 64 | 4781 | 51.114 | -114.02 | 7a | 5000 | AB | CAN_AB_Calgary.Intl.AP.718770_CWEC2016.epw | 0.66688 | 10.2964 | 33.7159 | 14.8969 | 21.9209 | TRUE | TRUE | FALSE | FALSE | 12.9399 | 17.4995 | 0 | 0 | 0 | 0 | 1954.51 | 291.1654 | 19.7024 | 0.067667 | 7201.21 | 2.8074e-05 | 0.66688 | 10.5 | 10.5 | 0 | 0 |  | https://s3.console.aws.amazon.com/s3/buckets/834599497928?region=ca-central-1&prefix=phylroy.lopez/reference/reference/output/ac67e06f-181c-4567-9f3b-6661ac3382ca/ | 1.0.002
1056 |  | TRUE | 1171 | 0 | 0 | 1106.206 |  |  |  | 0.1 | 2021-09-22 20:28:24 +0000 | 438c2ebff | 0.2.14 | :adv_dx_units: NECB_Default :airloop_economizer_type: NECB_Default :algorithm_type: parametric :analysis_id: reference :analysis_name: reference :boiler_eff: NECB_Default :btap_batch_version: 1.0.002 :building_type: Outpatient :chiller_type: NECB_Default :compute_environment: aws_batch :datapoint_id: 5bca19b3-43e4-402b-a394-d5fb48550f33 :daylighting_type: NECB_Default :dcv_type: NECB_Default :door_construction_cond: NECB_Default :ecm_system_name: NECB_Default :electrical_loads_scale: NECB_Default :enable_costing: true :epw_file: CAN_BC_Vancouver.Intl.AP.718920_CWEC2016.epw :erv_package: NECB_Default :ext_floor_cond: NECB_Default :ext_roof_cond: NECB_Default :ext_wall_cond: NECB_Default :fdwr_set: NECB_Default :fixed_wind_solar_trans: NECB_Default :fixed_window_cond: NECB_Default :furnace_eff: NECB_Default :glass_door_cond: NECB_Default :glass_door_solar_trans: NECB_Default :ground_floor_cond: NECB_Default :ground_roof_cond: NECB_Default :ground_wall_cond: NECB_Default :image_name: btap_private_cli :infiltration_scale: NECB_Default :lights_scale: NECB_Default :lights_type: NECB_Default :nv_delta_temp_in_out: NECB_Default :nv_opening_fraction: NECB_Default :nv_temp_out_min: NECB_Default :nv_type: NECB_Default :oa_scale: NECB_Default :occupancy_loads_scale: NECB_Default :output_meters: [] :output_variables: [] :overhead_door_cond: NECB_Default :primary_heating_fuel: Electricity :pv_ground_azimuth_angle: NECB_Default :pv_ground_module_description: NECB_Default :pv_ground_tilt_angle: NECB_Default :pv_ground_total_area_pv_panels_m2: NECB_Default :pv_ground_type: NECB_Default :rotation_degrees: NECB_Default :run_annual_simulation: true :s3_bucket: '834599497928' :scale_x: NECB_Default :scale_y: NECB_Default :scale_z: NECB_Default :shw_eff: NECB_Default :skylight_cond: NECB_Default :skylight_solar_trans: NECB_Default :srr_set: NECB_Default :template: NECB2011 | reference | reference | 5bca19b3-43e4-402b-a394-d5fb48550f33 | NECB2011 | Outpatient | Electricity | Electricity | CAN_BC_Vancouver.Intl.AP.718920_CWEC2016.epw | parametric |  | NECB_Default | NECB_Default | NECB_Default | NECB_Default | NECB_Default | NECB_Default | NECB_Default | NECB_Default | NECB_Default | NECB_Default | NECB_Default | NECB_Default | NECB_Default | NECB_Default | NECB_Default | NECB_Default | NECB_Default | NECB_Default | NECB_Default | NECB_Default | NECB_Default | NECB_Default | NECB_Default | NECB_Default | NECB_Default | NECB_Default | NECB_Default | NECB_Default | NECB_Default | NECB_Default | NECB_Default | NECB_Default | NECB_Default | NECB_Default | NECB_Default | NECB_Default | NECB_Default | NECB_Default | NECB_Default | NECB_Default | NECB_Default | NECB_Default | NECB_Default | NECB_Default | NECB_Default | aws_batch | 834599497928 | btap_private_cli |  | TRUE | TRUE |  |  | 51.7074 | 15.164 | 86.8835 | 146.0024 | 3804.01 | 2926.6316 | 40 | Outpatient |  |  | 5 | Outpatient | 3 |  | 3 | NECB2011 | 0.24527 | 11932.1528 | 90.5498 | 33.5251 | 64.4781 | 5.2665 | 538.5569 | 344.7374 | VANCOUVER | BRITISH COLUMBIA | 2.2148 | 0 | 0 | 2.2148 | 22.1174 | 0 | 0 | 22.1174 | 0 | 0.031249 | 0 | 0 | 0.78153 | 0.12311 | 0 | 0.31278 | 0.08062 | 0.17498 | 0 | 0.0035226 | 0.78153 | 0.054947 | 75.0075 | 0 | 40 | 0.757 | [5 empty] | 0.227 | 0.315 | 2.4 | 2.4 | 5 | Vancouver Intl AP | CAN | 42 | 2797 | 49.195 | -123.184 | 4 | 2800 | BC | CAN_BC_Vancouver.Intl.AP.718920_CWEC2016.epw | 0.78153 | 15.164 | 51.7074 | 12.9136 | 20.7072 | TRUE | FALSE | FALSE | FALSE | 10.0956 | 7.146 | 0 | 0.57187 | 0.0029971 | 209.02 | 0 | 190.8109 | 2.9674 | 0.015552 | 1084.6 | 0.00032597 | 0.78153 | 1603.67 | 1571 | 433.5 | 433.5 |  | https://s3.console.aws.amazon.com/s3/buckets/834599497928?region=ca-central-1&prefix=phylroy.lopez/reference/reference/output/5bca19b3-43e4-402b-a394-d5fb48550f33/ | 1.0.002
1057 |  | TRUE | 1185 | 0 | 0 | 1170.3498 |  |  |  | 0.1 | 2021-09-22 20:27:46 +0000 | 438c2ebff | 0.2.14 | :adv_dx_units: NECB_Default :airloop_economizer_type: NECB_Default :algorithm_type: parametric :analysis_id: reference :analysis_name: reference :boiler_eff: NECB_Default :btap_batch_version: 1.0.002 :building_type: Outpatient :chiller_type: NECB_Default :compute_environment: aws_batch :datapoint_id: 64edbe13-d8db-41bd-ab6c-c1a84c50fefc :daylighting_type: NECB_Default :dcv_type: NECB_Default :door_construction_cond: NECB_Default :ecm_system_name: NECB_Default :electrical_loads_scale: NECB_Default :enable_costing: true :epw_file: CAN_NS_Halifax.Dockyard.713280_CWEC2016.epw :erv_package: NECB_Default :ext_floor_cond: NECB_Default :ext_roof_cond: NECB_Default :ext_wall_cond: NECB_Default :fdwr_set: NECB_Default :fixed_wind_solar_trans: NECB_Default :fixed_window_cond: NECB_Default :furnace_eff: NECB_Default :glass_door_cond: NECB_Default :glass_door_solar_trans: NECB_Default :ground_floor_cond: NECB_Default :ground_roof_cond: NECB_Default :ground_wall_cond: NECB_Default :image_name: btap_private_cli :infiltration_scale: NECB_Default :lights_scale: NECB_Default :lights_type: NECB_Default :nv_delta_temp_in_out: NECB_Default :nv_opening_fraction: NECB_Default :nv_temp_out_min: NECB_Default :nv_type: NECB_Default :oa_scale: NECB_Default :occupancy_loads_scale: NECB_Default :output_meters: [] :output_variables: [] :overhead_door_cond: NECB_Default :primary_heating_fuel: Electricity :pv_ground_azimuth_angle: NECB_Default :pv_ground_module_description: NECB_Default :pv_ground_tilt_angle: NECB_Default :pv_ground_total_area_pv_panels_m2: NECB_Default :pv_ground_type: NECB_Default :rotation_degrees: NECB_Default :run_annual_simulation: true :s3_bucket: '834599497928' :scale_x: NECB_Default :scale_y: NECB_Default :scale_z: NECB_Default :shw_eff: NECB_Default :skylight_cond: NECB_Default :skylight_solar_trans: NECB_Default :srr_set: NECB_Default :template: NECB2011 | reference | reference | 64edbe13-d8db-41bd-ab6c-c1a84c50fefc | NECB2011 | Outpatient | Electricity | Electricity | CAN_NS_Halifax.Dockyard.713280_CWEC2016.epw | parametric |  | NECB_Default | NECB_Default | NECB_Default | NECB_Default | NECB_Default | NECB_Default | NECB_Default | NECB_Default | NECB_Default | NECB_Default | NECB_Default | NECB_Default | NECB_Default | NECB_Default | NECB_Default | NECB_Default | NECB_Default | NECB_Default | NECB_Default | NECB_Default | NECB_Default | NECB_Default | NECB_Default | NECB_Default | NECB_Default | NECB_Default | NECB_Default | NECB_Default | NECB_Default | NECB_Default | NECB_Default | NECB_Default | NECB_Default | NECB_Default | NECB_Default | NECB_Default | NECB_Default | NECB_Default | NECB_Default | NECB_Default | NECB_Default | NECB_Default | NECB_Default | NECB_Default | NECB_Default | aws_batch | 834599497928 | btap_private_cli |  | TRUE | TRUE |  |  | 80.3151 | 15.9491 | 113.2708 | 173.4186 | 3804.01 | 2926.6316 | 40 | Outpatient |  |  | 5 | Outpatient | 3 |  | 3 | NECB2011 | 0.24527 | 11932.1528 | 89.1708 | 34.7676 | 70.2496 | 5.2866 | 539.6057 | 340.1311 | HALIFAX | NOVA SCOTIA | 178.5073 | 0 | 0 | 178.5073 | 35.0086 | 0 | 0 | 35.0086 | 0 | 0.033449 | 0 | 0 | 0.88027 | 0.1222 | 0 | 0.40777 | 0.08062 | 0.17498 | 0 | 0.0033701 | 0.88027 | 0.057518 | 103.6048 | 0 | 40 | 0.757 | [5 empty] | 0.183 | 0.247 | 2.2 | 2.2 | 5 | Halifax Dockyard | CAN | 112 | 3647 | 44.655 | -63.577 | 6 | 4000 | NS | CAN_NS_Halifax.Dockyard.713280_CWEC2016.epw | 0.88028 | 15.9491 | 80.3151 | 14.1633 | 18.7135 | TRUE | FALSE | FALSE | FALSE | 7.5345 | 6.1828 | 0 | 0.59863 | 0.0031333 | 218.8 | 0 | 191.0564 | 2.9674 | 0.015532 | 1084.6 | 0.00036803 | 0.88027 | 1639.5 | 1594 | 184.33 | 184.33 |  | https://s3.console.aws.amazon.com/s3/buckets/834599497928?region=ca-central-1&prefix=phylroy.lopez/reference/reference/output/64edbe13-d8db-41bd-ab6c-c1a84c50fefc/ | 1.0.002
1058 |  | TRUE | 1182 | 0 | 0 | 1226.8551 |  |  |  | 0.1 | 2021-09-22 20:29:16 +0000 | 438c2ebff | 0.2.14 | :adv_dx_units: NECB_Default :airloop_economizer_type: NECB_Default :algorithm_type: parametric :analysis_id: reference :analysis_name: reference :boiler_eff: NECB_Default :btap_batch_version: 1.0.002 :building_type: Outpatient :chiller_type: NECB_Default :compute_environment: aws_batch :datapoint_id: ec602407-72b8-4152-b559-15503a8ac4fb :daylighting_type: NECB_Default :dcv_type: NECB_Default :door_construction_cond: NECB_Default :ecm_system_name: NECB_Default :electrical_loads_scale: NECB_Default :enable_costing: true :epw_file: CAN_NS_Halifax.Dockyard.713280_CWEC2016.epw :erv_package: NECB_Default :ext_floor_cond: NECB_Default :ext_roof_cond: NECB_Default :ext_wall_cond: NECB_Default :fdwr_set: NECB_Default :fixed_wind_solar_trans: NECB_Default :fixed_window_cond: NECB_Default :furnace_eff: NECB_Default :glass_door_cond: NECB_Default :glass_door_solar_trans: NECB_Default :ground_floor_cond: NECB_Default :ground_roof_cond: NECB_Default :ground_wall_cond: NECB_Default :image_name: btap_private_cli :infiltration_scale: NECB_Default :lights_scale: NECB_Default :lights_type: NECB_Default :nv_delta_temp_in_out: NECB_Default :nv_opening_fraction: NECB_Default :nv_temp_out_min: NECB_Default :nv_type: NECB_Default :oa_scale: NECB_Default :occupancy_loads_scale: NECB_Default :output_meters: [] :output_variables: [] :overhead_door_cond: NECB_Default :primary_heating_fuel: NaturalGas :pv_ground_azimuth_angle: NECB_Default :pv_ground_module_description: NECB_Default :pv_ground_tilt_angle: NECB_Default :pv_ground_total_area_pv_panels_m2: NECB_Default :pv_ground_type: NECB_Default :rotation_degrees: NECB_Default :run_annual_simulation: true :s3_bucket: '834599497928' :scale_x: NECB_Default :scale_y: NECB_Default :scale_z: NECB_Default :shw_eff: NECB_Default :skylight_cond: NECB_Default :skylight_solar_trans: NECB_Default :srr_set: NECB_Default :template: NECB2011 | reference | reference | ec602407-72b8-4152-b559-15503a8ac4fb | NECB2011 | Outpatient | NaturalGas | Natural Gas | CAN_NS_Halifax.Dockyard.713280_CWEC2016.epw | parametric |  | NECB_Default | NECB_Default | NECB_Default | NECB_Default | NECB_Default | NECB_Default | NECB_Default | NECB_Default | NECB_Default | NECB_Default | NECB_Default | NECB_Default | NECB_Default | NECB_Default | NECB_Default | NECB_Default | NECB_Default | NECB_Default | NECB_Default | NECB_Default | NECB_Default | NECB_Default | NECB_Default | NECB_Default | NECB_Default | NECB_Default | NECB_Default | NECB_Default | NECB_Default | NECB_Default | NECB_Default | NECB_Default | NECB_Default | NECB_Default | NECB_Default | NECB_Default | NECB_Default | NECB_Default | NECB_Default | NECB_Default | NECB_Default | NECB_Default | NECB_Default | NECB_Default | NECB_Default | aws_batch | 834599497928 | btap_private_cli |  | TRUE | TRUE |  |  | 94.1422 | 15.9484 | 113.3256 | 205.1424 | 3804.01 | 2926.6316 | 40 | Outpatient |  |  | 5 | Outpatient | 3 |  | 3 | NECB2011 | 0.24527 | 11932.1528 | 89.1708 | 67.6391 | 70.2496 | 3.4231 | 552.035 | 321.5523 | HALIFAX | NOVA SCOTIA | 85.2043 | 28.5778 | 0 | 113.7821 | 16.7102 | 7.2133 | 0 | 23.9234 | 0 | 0.033444 | 0 | 0 | 0.42017 | 0.12257 | 0 | 0.50049 | 0.08062 | 0.17498 | 0.57431 | 0.0081914 | 0.99448 | 0.073825 | 37.8504 | 97.0013 | 40 | 0.757 | [5 empty] | 0.183 | 0.247 | 2.2 | 2.2 | 5 | Halifax Dockyard | CAN | 112 | 3647 | 44.655 | -63.577 | 6 | 4000 | NS | CAN_NS_Halifax.Dockyard.713280_CWEC2016.epw | 0.99448 | 15.9484 | 94.1422 | 14.1633 | 18.7135 | TRUE | FALSE | FALSE | FALSE | 7.5345 | 6.1828 | 0 | 0 | 0 | 0 | 280.83 | 191.0564 | 2.9674 | 0.015532 | 1084.6 | 0.00036803 | 0.99448 | 1639.67 | 1594.17 | 400.67 | 400.67 |  | https://s3.console.aws.amazon.com/s3/buckets/834599497928?region=ca-central-1&prefix=phylroy.lopez/reference/reference/output/ec602407-72b8-4152-b559-15503a8ac4fb/ | 1.0.002
1059 |  | TRUE | 1223 | 0 | 0 | 1287.0708 |  |  |  | 0.1 | 2021-09-22 20:29:40 +0000 | 438c2ebff | 0.2.14 | :adv_dx_units: NECB_Default :airloop_economizer_type: NECB_Default :algorithm_type: parametric :analysis_id: reference :analysis_name: reference :boiler_eff: NECB_Default :btap_batch_version: 1.0.002 :building_type: Outpatient :chiller_type: NECB_Default :compute_environment: aws_batch :datapoint_id: e0c7eb51-1744-4d1c-94fb-704d24d381a5 :daylighting_type: NECB_Default :dcv_type: NECB_Default :door_construction_cond: NECB_Default :ecm_system_name: NECB_Default :electrical_loads_scale: NECB_Default :enable_costing: true :epw_file: CAN_NS_Halifax.Dockyard.713280_CWEC2016.epw :erv_package: NECB_Default :ext_floor_cond: NECB_Default :ext_roof_cond: NECB_Default :ext_wall_cond: NECB_Default :fdwr_set: NECB_Default :fixed_wind_solar_trans: NECB_Default :fixed_window_cond: NECB_Default :furnace_eff: NECB_Default :glass_door_cond: NECB_Default :glass_door_solar_trans: NECB_Default :ground_floor_cond: NECB_Default :ground_roof_cond: NECB_Default :ground_wall_cond: NECB_Default :image_name: btap_private_cli :infiltration_scale: NECB_Default :lights_scale: NECB_Default :lights_type: NECB_Default :nv_delta_temp_in_out: NECB_Default :nv_opening_fraction: NECB_Default :nv_temp_out_min: NECB_Default :nv_type: NECB_Default :oa_scale: NECB_Default :occupancy_loads_scale: NECB_Default :output_meters: [] :output_variables: [] :overhead_door_cond: NECB_Default :primary_heating_fuel: Electricity :pv_ground_azimuth_angle: NECB_Default :pv_ground_module_description: NECB_Default :pv_ground_tilt_angle: NECB_Default :pv_ground_total_area_pv_panels_m2: NECB_Default :pv_ground_type: NECB_Default :rotation_degrees: NECB_Default :run_annual_simulation: true :s3_bucket: '834599497928' :scale_x: NECB_Default :scale_y: NECB_Default :scale_z: NECB_Default :shw_eff: NECB_Default :skylight_cond: NECB_Default :skylight_solar_trans: NECB_Default :srr_set: NECB_Default :template: BTAP1980TO2010 | reference | reference | e0c7eb51-1744-4d1c-94fb-704d24d381a5 | BTAP1980TO2010 | Outpatient | Electricity | Electricity | CAN_NS_Halifax.Dockyard.713280_CWEC2016.epw | parametric |  | NECB_Default | NECB_Default | NECB_Default | NECB_Default | NECB_Default | NECB_Default | NECB_Default | NECB_Default | NECB_Default | NECB_Default | NECB_Default | NECB_Default | NECB_Default | NECB_Default | NECB_Default | NECB_Default | NECB_Default | NECB_Default | NECB_Default | NECB_Default | NECB_Default | NECB_Default | NECB_Default | NECB_Default | NECB_Default | NECB_Default | NECB_Default | NECB_Default | NECB_Default | NECB_Default | NECB_Default | NECB_Default | NECB_Default | NECB_Default | NECB_Default | NECB_Default | NECB_Default | NECB_Default | NECB_Default | NECB_Default | NECB_Default | NECB_Default | NECB_Default | NECB_Default | NECB_Default | aws_batch | 834599497928 | btap_private_cli |  | TRUE | TRUE |  |  | 105.9449 | 13.3352 | 154.113 | 204.4546 | 3804.01 | 2926.6316 | 21.2 | Outpatient |  |  | 0 | Outpatient | 3 |  | 3 | BTAP1980TO2010 | 0.24527 | 11932.1528 | 0.64547 | 40.1358 | 70.2496 | 5.2866 | 399.4134 | 283.096 | HALIFAX | NOVA SCOTIA | 201.1724 | 0 | 0 | 201.1724 | 39.4536 | 0 | 0 | 39.4536 | 0 | 0.022716 | 0 | 0 | 0.99205 | 0.099579 | 0 | 0.5548 | 0.08062 | 0.17519 | 0 | 0.0014196 | 0.99205 | 0.057518 | 127.6422 | 0 | 21.2 | 0.678 |  |  | 2.95 |  |  | 0.267 | 0.426 | 2.95 |  | 0 | Halifax Dockyard | CAN | 112 | 3647 | 44.655 | -63.577 | 6 | 4000 | NS | CAN_NS_Halifax.Dockyard.713280_CWEC2016.epw | 0.99205 | 13.3352 | 105.9449 | 14.1633 | 18.7135 | TRUE | FALSE | FALSE | FALSE | 7.5345 | 6.1828 | 0 | 0.59863 | 0.0030521 | 218.8 | 0 | 196.1392 | 2.9674 | 0.015129 | 1084.6 | 0.00020242 | 0.99205 | 3498.67 | 3331.8301 | 18.17 | 18.17 |  | https://s3.console.aws.amazon.com/s3/buckets/834599497928?region=ca-central-1&prefix=phylroy.lopez/reference/reference/output/e0c7eb51-1744-4d1c-94fb-704d24d381a5/ | 1.0.002
1060 |  | TRUE | 1218 | 0 | 0 | 1290.0589 |  |  |  | 0.1 | 2021-09-22 20:29:52 +0000 | 438c2ebff | 0.2.14 | :adv_dx_units: NECB_Default :airloop_economizer_type: NECB_Default :algorithm_type: parametric :analysis_id: reference :analysis_name: reference :boiler_eff: NECB_Default :btap_batch_version: 1.0.002 :building_type: Outpatient :chiller_type: NECB_Default :compute_environment: aws_batch :datapoint_id: 4b5ae5ea-5448-42c6-b81d-3ff82b266bd2 :daylighting_type: NECB_Default :dcv_type: NECB_Default :door_construction_cond: NECB_Default :ecm_system_name: NECB_Default :electrical_loads_scale: NECB_Default :enable_costing: true :epw_file: CAN_NS_Halifax.Dockyard.713280_CWEC2016.epw :erv_package: NECB_Default :ext_floor_cond: NECB_Default :ext_roof_cond: NECB_Default :ext_wall_cond: NECB_Default :fdwr_set: NECB_Default :fixed_wind_solar_trans: NECB_Default :fixed_window_cond: NECB_Default :furnace_eff: NECB_Default :glass_door_cond: NECB_Default :glass_door_solar_trans: NECB_Default :ground_floor_cond: NECB_Default :ground_roof_cond: NECB_Default :ground_wall_cond: NECB_Default :image_name: btap_private_cli :infiltration_scale: NECB_Default :lights_scale: NECB_Default :lights_type: NECB_Default :nv_delta_temp_in_out: NECB_Default :nv_opening_fraction: NECB_Default :nv_temp_out_min: NECB_Default :nv_type: NECB_Default :oa_scale: NECB_Default :occupancy_loads_scale: NECB_Default :output_meters: [] :output_variables: [] :overhead_door_cond: NECB_Default :primary_heating_fuel: NaturalGas :pv_ground_azimuth_angle: NECB_Default :pv_ground_module_description: NECB_Default :pv_ground_tilt_angle: NECB_Default :pv_ground_total_area_pv_panels_m2: NECB_Default :pv_ground_type: NECB_Default :rotation_degrees: NECB_Default :run_annual_simulation: true :s3_bucket: '834599497928' :scale_x: NECB_Default :scale_y: NECB_Default :scale_z: NECB_Default :shw_eff: NECB_Default :skylight_cond: NECB_Default :skylight_solar_trans: NECB_Default :srr_set: NECB_Default :template: BTAP1980TO2010 | reference | reference | 4b5ae5ea-5448-42c6-b81d-3ff82b266bd2 | BTAP1980TO2010 | Outpatient | NaturalGas | Natural Gas | CAN_NS_Halifax.Dockyard.713280_CWEC2016.epw | parametric |  | NECB_Default | NECB_Default | NECB_Default | NECB_Default | NECB_Default | NECB_Default | NECB_Default | NECB_Default | NECB_Default | NECB_Default | NECB_Default | NECB_Default | NECB_Default | NECB_Default | NECB_Default | NECB_Default | NECB_Default | NECB_Default | NECB_Default | NECB_Default | NECB_Default | NECB_Default | NECB_Default | NECB_Default | NECB_Default | NECB_Default | NECB_Default | NECB_Default | NECB_Default | NECB_Default | NECB_Default | NECB_Default | NECB_Default | NECB_Default | NECB_Default | NECB_Default | NECB_Default | NECB_Default | NECB_Default | NECB_Default | NECB_Default | NECB_Default | NECB_Default | NECB_Default | NECB_Default | aws_batch | 834599497928 | btap_private_cli |  | TRUE | TRUE |  |  | 137.2259 | 13.3338 | 153.7033 | 266.5981 | 3804.01 | 2926.6316 | 21.2 | Outpatient |  |  | 0 | Outpatient | 3 |  | 3 | BTAP1980TO2010 | 0.24527 | 11932.1528 | 0.64547 | 72.4825 | 70.2496 | 3.4231 | 416.2296 | 269.4289 | HALIFAX | NOVA SCOTIA | 78.1474 | 41.3206 | 0 | 119.468 | 15.3262 | 10.4297 | 0 | 25.7559 | 0 | 0.022487 | 0 | 0 | 0.38537 | 0.099821 | 0 | 0.75654 | 0.08062 | 0.17519 | 0.83039 | 0.0070557 | 1.2158 | 0.073851 | 33.4585 | 141.1784 | 21.2 | 0.678 |  |  | 2.95 |  |  | 0.267 | 0.426 | 2.95 |  | 0 | Halifax Dockyard | CAN | 112 | 3647 | 44.655 | -63.577 | 6 | 4000 | NS | CAN_NS_Halifax.Dockyard.713280_CWEC2016.epw | 1.2158 | 13.3338 | 137.2259 | 14.1633 | 18.7135 | TRUE | FALSE | FALSE | FALSE | 7.5345 | 6.1828 | 0 | 0 | 0 | 0 | 280.93 | 196.1392 | 2.9674 | 0.015129 | 1084.6 | 0.00019716 | 1.2158 | 3492.5 | 3327.3301 | 29.33 | 29.33 |  | https://s3.console.aws.amazon.com/s3/buckets/834599497928?region=ca-central-1&prefix=phylroy.lopez/reference/reference/output/4b5ae5ea-5448-42c6-b81d-3ff82b266bd2/ | 1.0.002
1061 |  | TRUE | 1146 | 0 | 0 | 1229.3541 |  |  |  | 0.1 | 2021-09-22 20:30:22 +0000 | 438c2ebff | 0.2.14 | :adv_dx_units: NECB_Default :airloop_economizer_type: NECB_Default :algorithm_type: parametric :analysis_id: reference :analysis_name: reference :boiler_eff: NECB_Default :btap_batch_version: 1.0.002 :building_type: Outpatient :chiller_type: NECB_Default :compute_environment: aws_batch :datapoint_id: 03617aa6-130c-465b-9ad6-4f5cf4087491 :daylighting_type: NECB_Default :dcv_type: NECB_Default :door_construction_cond: NECB_Default :ecm_system_name: NECB_Default :electrical_loads_scale: NECB_Default :enable_costing: true :epw_file: CAN_NS_Halifax.Dockyard.713280_CWEC2016.epw :erv_package: NECB_Default :ext_floor_cond: NECB_Default :ext_roof_cond: NECB_Default :ext_wall_cond: NECB_Default :fdwr_set: NECB_Default :fixed_wind_solar_trans: NECB_Default :fixed_window_cond: NECB_Default :furnace_eff: NECB_Default :glass_door_cond: NECB_Default :glass_door_solar_trans: NECB_Default :ground_floor_cond: NECB_Default :ground_roof_cond: NECB_Default :ground_wall_cond: NECB_Default :image_name: btap_private_cli :infiltration_scale: NECB_Default :lights_scale: NECB_Default :lights_type: NECB_Default :nv_delta_temp_in_out: NECB_Default :nv_opening_fraction: NECB_Default :nv_temp_out_min: NECB_Default :nv_type: NECB_Default :oa_scale: NECB_Default :occupancy_loads_scale: NECB_Default :output_meters: [] :output_variables: [] :overhead_door_cond: NECB_Default :primary_heating_fuel: NaturalGas :pv_ground_azimuth_angle: NECB_Default :pv_ground_module_description: NECB_Default :pv_ground_tilt_angle: NECB_Default :pv_ground_total_area_pv_panels_m2: NECB_Default :pv_ground_type: NECB_Default :rotation_degrees: NECB_Default :run_annual_simulation: true :s3_bucket: '834599497928' :scale_x: NECB_Default :scale_y: NECB_Default :scale_z: NECB_Default :shw_eff: NECB_Default :skylight_cond: NECB_Default :skylight_solar_trans: NECB_Default :srr_set: NECB_Default :template: NECB2015 | reference | reference | 03617aa6-130c-465b-9ad6-4f5cf4087491 | NECB2015 | Outpatient | NaturalGas | Natural Gas | CAN_NS_Halifax.Dockyard.713280_CWEC2016.epw | parametric |  | NECB_Default | NECB_Default | NECB_Default | NECB_Default | NECB_Default | NECB_Default | NECB_Default | NECB_Default | NECB_Default | NECB_Default | NECB_Default | NECB_Default | NECB_Default | NECB_Default | NECB_Default | NECB_Default | NECB_Default | NECB_Default | NECB_Default | NECB_Default | NECB_Default | NECB_Default | NECB_Default | NECB_Default | NECB_Default | NECB_Default | NECB_Default | NECB_Default | NECB_Default | NECB_Default | NECB_Default | NECB_Default | NECB_Default | NECB_Default | NECB_Default | NECB_Default | NECB_Default | NECB_Default | NECB_Default | NECB_Default | NECB_Default | NECB_Default | NECB_Default | NECB_Default | NECB_Default | aws_batch | 834599497928 | btap_private_cli |  | TRUE | TRUE |  |  | 106.7763 | 17.1569 | 123.1281 | 221.6221 | 3804.01 | 2926.6316 | 40 | Outpatient |  |  | 5 | Outpatient | 3 |  | 3 | NECB2015 | 0.24527 | 11932.1528 | 89.1708 | 66.4934 | 76.7336 | 3.4231 | 564.5446 | 328.7236 | HALIFAX | NOVA SCOTIA | 88.1859 | 31.24 | 0 | 119.4259 | 17.2949 | 7.8853 | 0 | 25.1802 | 0 | 0.034395 | 0 | 0 | 0.43487 | 0.12615 | 0 | 0.55903 | 0.081779 | 0.18271 | 0.62781 | 0.00949 | 1.0627 | 0.068775 | 40.9571 | 109.2586 | 40 | 0.757 | [5 empty] | 0.183 | 0.247 | 2.2 | 2.2 | 5 | Halifax Dockyard | CAN | 112 | 3647 | 44.655 | -63.577 | 6 | 4000 | NS | CAN_NS_Halifax.Dockyard.713280_CWEC2016.epw | 1.0627 | 17.1569 | 106.7763 | 14.1633 | 18.7135 | TRUE | FALSE | FALSE | FALSE | 7.5341 | 6.1821 | 0 | 0 | 0 | 0 | 261.62 | 205.6805 | 2.7806 | 0.013519 | 1016.3 | 0.000347 | 1.0627 | 1702.83 | 1665.17 | 420.5 | 420.5 |  | https://s3.console.aws.amazon.com/s3/buckets/834599497928?region=ca-central-1&prefix=phylroy.lopez/reference/reference/output/03617aa6-130c-465b-9ad6-4f5cf4087491/ | 1.0.002
1062 |  | TRUE | 1150 | 0 | 0 | 1232.1641 |  |  |  | 0.1 | 2021-09-22 20:29:38 +0000 | 438c2ebff | 0.2.14 | :adv_dx_units: NECB_Default :airloop_economizer_type: NECB_Default :algorithm_type: parametric :analysis_id: reference :analysis_name: reference :boiler_eff: NECB_Default :btap_batch_version: 1.0.002 :building_type: Outpatient :chiller_type: NECB_Default :compute_environment: aws_batch :datapoint_id: f5aba9fb-ee90-4f79-bc48-a3691f8737a1 :daylighting_type: NECB_Default :dcv_type: NECB_Default :door_construction_cond: NECB_Default :ecm_system_name: NECB_Default :electrical_loads_scale: NECB_Default :enable_costing: true :epw_file: CAN_YT_Whitehorse.Intl.AP.719640_CWEC2016.epw :erv_package: NECB_Default :ext_floor_cond: NECB_Default :ext_roof_cond: NECB_Default :ext_wall_cond: NECB_Default :fdwr_set: NECB_Default :fixed_wind_solar_trans: NECB_Default :fixed_window_cond: NECB_Default :furnace_eff: NECB_Default :glass_door_cond: NECB_Default :glass_door_solar_trans: NECB_Default :ground_floor_cond: NECB_Default :ground_roof_cond: NECB_Default :ground_wall_cond: NECB_Default :image_name: btap_private_cli :infiltration_scale: NECB_Default :lights_scale: NECB_Default :lights_type: NECB_Default :nv_delta_temp_in_out: NECB_Default :nv_opening_fraction: NECB_Default :nv_temp_out_min: NECB_Default :nv_type: NECB_Default :oa_scale: NECB_Default :occupancy_loads_scale: NECB_Default :output_meters: [] :output_variables: [] :overhead_door_cond: NECB_Default :primary_heating_fuel: Electricity :pv_ground_azimuth_angle: NECB_Default :pv_ground_module_description: NECB_Default :pv_ground_tilt_angle: NECB_Default :pv_ground_total_area_pv_panels_m2: NECB_Default :pv_ground_type: NECB_Default :rotation_degrees: NECB_Default :run_annual_simulation: true :s3_bucket: '834599497928' :scale_x: NECB_Default :scale_y: NECB_Default :scale_z: NECB_Default :shw_eff: NECB_Default :skylight_cond: NECB_Default :skylight_solar_trans: NECB_Default :srr_set: NECB_Default :template: NECB2015 | reference | reference | f5aba9fb-ee90-4f79-bc48-a3691f8737a1 | NECB2015 | Outpatient | Electricity | Electricity | CAN_YT_Whitehorse.Intl.AP.719640_CWEC2016.epw | parametric |  | NECB_Default | NECB_Default | NECB_Default | NECB_Default | NECB_Default | NECB_Default | NECB_Default | NECB_Default | NECB_Default | NECB_Default | NECB_Default | NECB_Default | NECB_Default | NECB_Default | NECB_Default | NECB_Default | NECB_Default | NECB_Default | NECB_Default | NECB_Default | NECB_Default | NECB_Default | NECB_Default | NECB_Default | NECB_Default | NECB_Default | NECB_Default | NECB_Default | NECB_Default | NECB_Default | NECB_Default | NECB_Default | NECB_Default | NECB_Default | NECB_Default | NECB_Default | NECB_Default | NECB_Default | NECB_Default | NECB_Default | NECB_Default | NECB_Default | NECB_Default | NECB_Default | NECB_Default | aws_batch | 834599497928 | btap_private_cli |  | TRUE | TRUE |  |  | 134.7273 | 13.1854 | 206.2013 | 260.5657 | 3804.01 | 2926.6316 | 22.8 | Outpatient |  |  | 5 | Outpatient | 3 |  | 3 | NECB2015 | 0.24527 | 11932.1528 | 77.0849 | 30.3854 | 70.2409 | 4.7973 | 512.7031 | 330.1946 | WHITEHORSE | YUKON | 18.7073 | 0 | 0 | 18.7073 | 42.8422 | 0 | 0 | 42.8422 | 0 | 0.015034 | 0 | 0 | 1.2028 | 0.11453 | 0 | 0.74232 | 0.081779 | 0.18271 | 0 | 0.0032597 | 1.2028 | 0.062892 | 157.6493 | 0 | 22.8 | 0.757 | [5 empty] | 0.162 | 0.21 | 2.2 | 2.2 | 5 | Whitehorse Intl AP | CAN | 5 | 6491 | 60.709 | -135.069 | 7b | 6580 | YT | CAN_YT_Whitehorse.Intl.AP.719640_CWEC2016.epw | 1.2028 | 13.1854 | 134.7273 | 15.542 | 12.7713 | TRUE | FALSE | FALSE | FALSE | 7.5083 | 16.5766 | 0 | 0.65456 | 0.0032414 | 239.24 | 0 | 201.9337 | 2.7806 | 0.01377 | 1016.3 | 0.00022871 | 1.2028 | 1162.5 | 1119.33 | 831.5 | 829 |  | https://s3.console.aws.amazon.com/s3/buckets/834599497928?region=ca-central-1&prefix=phylroy.lopez/reference/reference/output/f5aba9fb-ee90-4f79-bc48-a3691f8737a1/ | 1.0.002
1063 |  | TRUE | 1224 | 0 | 0 | 1299.3067 |  |  |  | 0.1 | 2021-09-22 20:30:12 +0000 | 438c2ebff | 0.2.14 | :adv_dx_units: NECB_Default :airloop_economizer_type: NECB_Default :algorithm_type: parametric :analysis_id: reference :analysis_name: reference :boiler_eff: NECB_Default :btap_batch_version: 1.0.002 :building_type: Outpatient :chiller_type: NECB_Default :compute_environment: aws_batch :datapoint_id: 1105875b-c4a4-414f-840e-22ddde0b46f8 :daylighting_type: NECB_Default :dcv_type: NECB_Default :door_construction_cond: NECB_Default :ecm_system_name: NECB_Default :electrical_loads_scale: NECB_Default :enable_costing: true :epw_file: CAN_ON_Toronto.Pearson.Intl.AP.716240_CWEC2016.epw :erv_package: NECB_Default :ext_floor_cond: NECB_Default :ext_roof_cond: NECB_Default :ext_wall_cond: NECB_Default :fdwr_set: NECB_Default :fixed_wind_solar_trans: NECB_Default :fixed_window_cond: NECB_Default :furnace_eff: NECB_Default :glass_door_cond: NECB_Default :glass_door_solar_trans: NECB_Default :ground_floor_cond: NECB_Default :ground_roof_cond: NECB_Default :ground_wall_cond: NECB_Default :image_name: btap_private_cli :infiltration_scale: NECB_Default :lights_scale: NECB_Default :lights_type: NECB_Default :nv_delta_temp_in_out: NECB_Default :nv_opening_fraction: NECB_Default :nv_temp_out_min: NECB_Default :nv_type: NECB_Default :oa_scale: NECB_Default :occupancy_loads_scale: NECB_Default :output_meters: [] :output_variables: [] :overhead_door_cond: NECB_Default :primary_heating_fuel: NaturalGas :pv_ground_azimuth_angle: NECB_Default :pv_ground_module_description: NECB_Default :pv_ground_tilt_angle: NECB_Default :pv_ground_total_area_pv_panels_m2: NECB_Default :pv_ground_type: NECB_Default :rotation_degrees: NECB_Default :run_annual_simulation: true :s3_bucket: '834599497928' :scale_x: NECB_Default :scale_y: NECB_Default :scale_z: NECB_Default :shw_eff: NECB_Default :skylight_cond: NECB_Default :skylight_solar_trans: NECB_Default :srr_set: NECB_Default :template: BTAP1980TO2010 | reference | reference | 1105875b-c4a4-414f-840e-22ddde0b46f8 | BTAP1980TO2010 | Outpatient | NaturalGas | Natural Gas | CAN_ON_Toronto.Pearson.Intl.AP.716240_CWEC2016.epw | parametric |  | NECB_Default | NECB_Default | NECB_Default | NECB_Default | NECB_Default | NECB_Default | NECB_Default | NECB_Default | NECB_Default | NECB_Default | NECB_Default | NECB_Default | NECB_Default | NECB_Default | NECB_Default | NECB_Default | NECB_Default | NECB_Default | NECB_Default | NECB_Default | NECB_Default | NECB_Default | NECB_Default | NECB_Default | NECB_Default | NECB_Default | NECB_Default | NECB_Default | NECB_Default | NECB_Default | NECB_Default | NECB_Default | NECB_Default | NECB_Default | NECB_Default | NECB_Default | NECB_Default | NECB_Default | NECB_Default | NECB_Default | NECB_Default | NECB_Default | NECB_Default | NECB_Default | NECB_Default | aws_batch | 834599497928 | btap_private_cli |  | TRUE | TRUE |  |  | 168.9175 | 23.7372 | 166.5465 | 290.8028 | 3804.01 | 2926.6316 | 21.2 | Outpatient |  |  | 0 | Outpatient | 3 |  | 3 | BTAP1980TO2010 | 0.24527 | 11932.1528 | 0.76186 | 85.7582 | 72.6735 | 3.6173 | 465.2933 | 302.4825 | TORONTO | ONTARIO | 2.3351 | 43.618 | 0 | 45.9531 | 18.7088 | 7.6964 | 0 | 26.4052 | 0 | 0.050647 | 0 | 0 | 0.42042 | 0.1047 | 0 | 0.80993 | 0.08062 | 0.17519 | 0.88261 | 0.0089327 | 1.303 | 0.072684 | 44.5356 | 172.565 | 21.2 | 0.678 |  |  | 3.35 |  |  | 0.296 | 0.682 | 3.35 |  | 0 | Toronto Pearson Intl AP | CAN | 382 | 3615 | 43.677 | -79.631 | 5 | 3890 | ON | CAN_ON_Toronto.Pearson.Intl.AP.716240_CWEC2016.epw | 1.303 | 23.7372 | 168.9175 | 15.808 | 17.5253 | TRUE | FALSE | FALSE | FALSE | 12.2508 | 7.2769 | 0 | 0 | 0 | 0 | 276.49 | 188.9925 | 2.9674 | 0.015701 | 1084.6 | 0.00034174 | 1.303 | 3819.17 | 3642.3301 | 23.67 | 23.5 |  | https://s3.console.aws.amazon.com/s3/buckets/834599497928?region=ca-central-1&prefix=phylroy.lopez/reference/reference/output/1105875b-c4a4-414f-840e-22ddde0b46f8/ | 1.0.002
1064 |  | TRUE | 1229 | 0 | 0 | 1352.2906 |  |  |  | 0.1 | 2021-09-22 20:30:54 +0000 | 438c2ebff | 0.2.14 | :adv_dx_units: NECB_Default :airloop_economizer_type: NECB_Default :algorithm_type: parametric :analysis_id: reference :analysis_name: reference :boiler_eff: NECB_Default :btap_batch_version: 1.0.002 :building_type: Outpatient :chiller_type: NECB_Default :compute_environment: aws_batch :datapoint_id: d2317232-b336-405d-baba-b94abe3cec07 :daylighting_type: NECB_Default :dcv_type: NECB_Default :door_construction_cond: NECB_Default :ecm_system_name: NECB_Default :electrical_loads_scale: NECB_Default :enable_costing: true :epw_file: CAN_ON_Toronto.Pearson.Intl.AP.716240_CWEC2016.epw :erv_package: NECB_Default :ext_floor_cond: NECB_Default :ext_roof_cond: NECB_Default :ext_wall_cond: NECB_Default :fdwr_set: NECB_Default :fixed_wind_solar_trans: NECB_Default :fixed_window_cond: NECB_Default :furnace_eff: NECB_Default :glass_door_cond: NECB_Default :glass_door_solar_trans: NECB_Default :ground_floor_cond: NECB_Default :ground_roof_cond: NECB_Default :ground_wall_cond: NECB_Default :image_name: btap_private_cli :infiltration_scale: NECB_Default :lights_scale: NECB_Default :lights_type: NECB_Default :nv_delta_temp_in_out: NECB_Default :nv_opening_fraction: NECB_Default :nv_temp_out_min: NECB_Default :nv_type: NECB_Default :oa_scale: NECB_Default :occupancy_loads_scale: NECB_Default :output_meters: [] :output_variables: [] :overhead_door_cond: NECB_Default :primary_heating_fuel: Electricity :pv_ground_azimuth_angle: NECB_Default :pv_ground_module_description: NECB_Default :pv_ground_tilt_angle: NECB_Default :pv_ground_total_area_pv_panels_m2: NECB_Default :pv_ground_type: NECB_Default :rotation_degrees: NECB_Default :run_annual_simulation: true :s3_bucket: '834599497928' :scale_x: NECB_Default :scale_y: NECB_Default :scale_z: NECB_Default :shw_eff: NECB_Default :skylight_cond: NECB_Default :skylight_solar_trans: NECB_Default :srr_set: NECB_Default :template: BTAP1980TO2010 | reference | reference | d2317232-b336-405d-baba-b94abe3cec07 | BTAP1980TO2010 | Outpatient | Electricity | Electricity | CAN_ON_Toronto.Pearson.Intl.AP.716240_CWEC2016.epw | parametric |  | NECB_Default | NECB_Default | NECB_Default | NECB_Default | NECB_Default | NECB_Default | NECB_Default | NECB_Default | NECB_Default | NECB_Default | NECB_Default | NECB_Default | NECB_Default | NECB_Default | NECB_Default | NECB_Default | NECB_Default | NECB_Default | NECB_Default | NECB_Default | NECB_Default | NECB_Default | NECB_Default | NECB_Default | NECB_Default | NECB_Default | NECB_Default | NECB_Default | NECB_Default | NECB_Default | NECB_Default | NECB_Default | NECB_Default | NECB_Default | NECB_Default | NECB_Default | NECB_Default | NECB_Default | NECB_Default | NECB_Default | NECB_Default | NECB_Default | NECB_Default | NECB_Default | NECB_Default | aws_batch | 834599497928 | btap_private_cli |  | TRUE | TRUE |  |  | 131.3421 | 23.7372 | 166.9846 | 226.4547 | 3804.01 | 2926.6316 | 21.2 | Outpatient |  |  | 0 | Outpatient | 3 |  | 3 | BTAP1980TO2010 | 0.24527 | 11932.1528 | 0.76186 | 46.2764 | 72.6735 | 5.38 | 441.1281 | 316.0363 | TORONTO | ONTARIO | 5.9507 | 0 | 0 | 5.9507 | 47.6769 | 0 | 0 | 47.6769 | 0 | 0.050802 | 0 | 0 | 1.0714 | 0.10454 | 0 | 0.60114 | 0.08062 | 0.17519 | 0 | 0.0021924 | 1.0714 | 0.056559 | 153.418 | 0 | 21.2 | 0.678 |  |  | 3.35 |  |  | 0.296 | 0.682 | 3.35 |  | 0 | Toronto Pearson Intl AP | CAN | 382 | 3615 | 43.677 | -79.631 | 5 | 3890 | ON | CAN_ON_Toronto.Pearson.Intl.AP.716240_CWEC2016.epw | 1.0714 | 23.7372 | 131.3421 | 15.808 | 17.5253 | TRUE | FALSE | FALSE | FALSE | 12.2508 | 7.2768 | 0 | 0.58865 | 0.0031147 | 215.15 | 0 | 188.9925 | 2.9674 | 0.015701 | 1084.6 | 0.00034437 | 1.0714 | 3822.83 | 3644.3301 | 14.83 | 14.33 |  | https://s3.console.aws.amazon.com/s3/buckets/834599497928?region=ca-central-1&prefix=phylroy.lopez/reference/reference/output/d2317232-b336-405d-baba-b94abe3cec07/ | 1.0.002
1065 |  | TRUE | 1149 | 0 | 0 | 1290.9693 |  |  |  | 0.1 | 2021-09-22 20:30:55 +0000 | 438c2ebff | 0.2.14 | :adv_dx_units: NECB_Default :airloop_economizer_type: NECB_Default :algorithm_type: parametric :analysis_id: reference :analysis_name: reference :boiler_eff: NECB_Default :btap_batch_version: 1.0.002 :building_type: Outpatient :chiller_type: NECB_Default :compute_environment: aws_batch :datapoint_id: 86802af3-d2f0-49b9-be4a-dff7483119b2 :daylighting_type: NECB_Default :dcv_type: NECB_Default :door_construction_cond: NECB_Default :ecm_system_name: NECB_Default :electrical_loads_scale: NECB_Default :enable_costing: true :epw_file: CAN_NS_Halifax.Dockyard.713280_CWEC2016.epw :erv_package: NECB_Default :ext_floor_cond: NECB_Default :ext_roof_cond: NECB_Default :ext_wall_cond: NECB_Default :fdwr_set: NECB_Default :fixed_wind_solar_trans: NECB_Default :fixed_window_cond: NECB_Default :furnace_eff: NECB_Default :glass_door_cond: NECB_Default :glass_door_solar_trans: NECB_Default :ground_floor_cond: NECB_Default :ground_roof_cond: NECB_Default :ground_wall_cond: NECB_Default :image_name: btap_private_cli :infiltration_scale: NECB_Default :lights_scale: NECB_Default :lights_type: NECB_Default :nv_delta_temp_in_out: NECB_Default :nv_opening_fraction: NECB_Default :nv_temp_out_min: NECB_Default :nv_type: NECB_Default :oa_scale: NECB_Default :occupancy_loads_scale: NECB_Default :output_meters: [] :output_variables: [] :overhead_door_cond: NECB_Default :primary_heating_fuel: Electricity :pv_ground_azimuth_angle: NECB_Default :pv_ground_module_description: NECB_Default :pv_ground_tilt_angle: NECB_Default :pv_ground_total_area_pv_panels_m2: NECB_Default :pv_ground_type: NECB_Default :rotation_degrees: NECB_Default :run_annual_simulation: true :s3_bucket: '834599497928' :scale_x: NECB_Default :scale_y: NECB_Default :scale_z: NECB_Default :shw_eff: NECB_Default :skylight_cond: NECB_Default :skylight_solar_trans: NECB_Default :srr_set: NECB_Default :template: NECB2015 | reference | reference | 86802af3-d2f0-49b9-be4a-dff7483119b2 | NECB2015 | Outpatient | Electricity | Electricity | CAN_NS_Halifax.Dockyard.713280_CWEC2016.epw | parametric |  | NECB_Default | NECB_Default | NECB_Default | NECB_Default | NECB_Default | NECB_Default | NECB_Default | NECB_Default | NECB_Default | NECB_Default | NECB_Default | NECB_Default | NECB_Default | NECB_Default | NECB_Default | NECB_Default | NECB_Default | NECB_Default | NECB_Default | NECB_Default | NECB_Default | NECB_Default | NECB_Default | NECB_Default | NECB_Default | NECB_Default | NECB_Default | NECB_Default | NECB_Default | NECB_Default | NECB_Default | NECB_Default | NECB_Default | NECB_Default | NECB_Default | NECB_Default | NECB_Default | NECB_Default | NECB_Default | NECB_Default | NECB_Default | NECB_Default | NECB_Default | NECB_Default | NECB_Default | aws_batch | 834599497928 | btap_private_cli |  | TRUE | TRUE |  |  | 88.4694 | 17.0367 | 123.0982 | 183.7798 | 3804.01 | 2926.6316 | 40 | Outpatient |  |  | 5 | Outpatient | 3 |  | 3 | NECB2015 | 0.24527 | 11932.1528 | 89.1708 | 34.4957 | 76.7336 | 4.934 | 554.6554 | 349.3213 | HALIFAX | NOVA SCOTIA | 187.8703 | 0 | 0 | 187.8703 | 36.8449 | 0 | 0 | 36.8449 | 0 | 0.034319 | 0 | 0 | 0.92645 | 0.12544 | 0 | 0.44315 | 0.081779 | 0.18271 | 0 | 0.0047713 | 0.92645 | 0.053922 | 110.8777 | 0 | 40 | 0.757 | [5 empty] | 0.183 | 0.247 | 2.2 | 2.2 | 5 | Halifax Dockyard | CAN | 112 | 3647 | 44.655 | -63.577 | 6 | 4000 | NS | CAN_NS_Halifax.Dockyard.713280_CWEC2016.epw | 0.92645 | 17.0367 | 88.4694 | 14.1633 | 18.7135 | TRUE | FALSE | FALSE | FALSE | 7.5341 | 6.1821 | 0 | 0.5612 | 0.0027285 | 205.12 | 0 | 205.6805 | 2.7806 | 0.013519 | 1016.3 | 0.00034963 | 0.92645 | 1702 | 1664.33 | 710.67 | 710.67 |  | https://s3.console.aws.amazon.com/s3/buckets/834599497928?region=ca-central-1&prefix=phylroy.lopez/reference/reference/output/86802af3-d2f0-49b9-be4a-dff7483119b2/ | 1.0.002
1066 |  | TRUE | 1182 | 0 | 0 | 1353.5422 |  |  |  | 0.1 | 2021-09-22 20:30:44 +0000 | 438c2ebff | 0.2.14 | :adv_dx_units: NECB_Default :airloop_economizer_type: NECB_Default :algorithm_type: parametric :analysis_id: reference :analysis_name: reference :boiler_eff: NECB_Default :btap_batch_version: 1.0.002 :building_type: Outpatient :chiller_type: NECB_Default :compute_environment: aws_batch :datapoint_id: 65102798-c19f-4d9d-94f8-3adc141f3ce7 :daylighting_type: NECB_Default :dcv_type: NECB_Default :door_construction_cond: NECB_Default :ecm_system_name: NECB_Default :electrical_loads_scale: NECB_Default :enable_costing: true :epw_file: CAN_QC_Montreal-Trudeau.Intl.AP.716270_CWEC2016.epw :erv_package: NECB_Default :ext_floor_cond: NECB_Default :ext_roof_cond: NECB_Default :ext_wall_cond: NECB_Default :fdwr_set: NECB_Default :fixed_wind_solar_trans: NECB_Default :fixed_window_cond: NECB_Default :furnace_eff: NECB_Default :glass_door_cond: NECB_Default :glass_door_solar_trans: NECB_Default :ground_floor_cond: NECB_Default :ground_roof_cond: NECB_Default :ground_wall_cond: NECB_Default :image_name: btap_private_cli :infiltration_scale: NECB_Default :lights_scale: NECB_Default :lights_type: NECB_Default :nv_delta_temp_in_out: NECB_Default :nv_opening_fraction: NECB_Default :nv_temp_out_min: NECB_Default :nv_type: NECB_Default :oa_scale: NECB_Default :occupancy_loads_scale: NECB_Default :output_meters: [] :output_variables: [] :overhead_door_cond: NECB_Default :primary_heating_fuel: NaturalGas :pv_ground_azimuth_angle: NECB_Default :pv_ground_module_description: NECB_Default :pv_ground_tilt_angle: NECB_Default :pv_ground_total_area_pv_panels_m2: NECB_Default :pv_ground_type: NECB_Default :rotation_degrees: NECB_Default :run_annual_simulation: true :s3_bucket: '834599497928' :scale_x: NECB_Default :scale_y: NECB_Default :scale_z: NECB_Default :shw_eff: NECB_Default :skylight_cond: NECB_Default :skylight_solar_trans: NECB_Default :srr_set: NECB_Default :template: NECB2011 | reference | reference | 65102798-c19f-4d9d-94f8-3adc141f3ce7 | NECB2011 | Outpatient | NaturalGas | Natural Gas | CAN_QC_Montreal-Trudeau.Intl.AP.716270_CWEC2016.epw | parametric |  | NECB_Default | NECB_Default | NECB_Default | NECB_Default | NECB_Default | NECB_Default | NECB_Default | NECB_Default | NECB_Default | NECB_Default | NECB_Default | NECB_Default | NECB_Default | NECB_Default | NECB_Default | NECB_Default | NECB_Default | NECB_Default | NECB_Default | NECB_Default | NECB_Default | NECB_Default | NECB_Default | NECB_Default | NECB_Default | NECB_Default | NECB_Default | NECB_Default | NECB_Default | NECB_Default | NECB_Default | NECB_Default | NECB_Default | NECB_Default | NECB_Default | NECB_Default | NECB_Default | NECB_Default | NECB_Default | NECB_Default | NECB_Default | NECB_Default | NECB_Default | NECB_Default | NECB_Default | aws_batch | 834599497928 | btap_private_cli |  | TRUE | TRUE |  |  | 129.2998 | 24.0133 | 138.7417 | 242.0122 | 3804.01 | 2926.6316 | 37.3 | Outpatient |  |  | 5 | Outpatient | 3 |  | 3 | NECB2011 | 0.24527 | 11932.1528 | 93.9779 | 68.018 | 66.1359 | 3.3863 | 552.2773 | 320.7591 | MONTREAL | QUEBEC | 0.17327 | 33.6693 | 0 | 33.8426 | 11.0353 | 8.8194 | 0 | 19.8547 | 0 | 0.0576 | 0 | 0 | 0.44587 | 0.12245 | 0 | 0.60681 | 0.08062 | 0.17498 | 0.68156 | 0.0096267 | 1.1274 | 0.07475 | 46.7959 | 131.5955 | 37.3 | 0.757 | [5 empty] | 0.183 | 0.247 | 2.2 | 2.2 | 5 | Montreal-Trudeau Intl AP | CAN | 323 | 4090 | 45.471 | -73.741 | 6 | 4400 | QC | CAN_QC_Montreal-Trudeau.Intl.AP.716270_CWEC2016.epw | 1.1274 | 24.0133 | 129.2998 | 14.9177 | 19.1459 | FALSE | FALSE | FALSE | FALSE | 12.1719 | 12.6771 | 0 | 0 | 0 | 0 | 284.35 | 196.9153 | 2.9674 | 0.01507 | 1084.6 | 0.00058885 | 1.1274 | 1932 | 1863.17 | 314.83 | 314.83 |  | https://s3.console.aws.amazon.com/s3/buckets/834599497928?region=ca-central-1&prefix=phylroy.lopez/reference/reference/output/65102798-c19f-4d9d-94f8-3adc141f3ce7/ | 1.0.002
1067 |  | TRUE | 1167 | 0 | 0 | 1291.9938 |  |  |  | 0.1 | 2021-09-22 20:31:21 +0000 | 438c2ebff | 0.2.14 | :adv_dx_units: NECB_Default :airloop_economizer_type: NECB_Default :algorithm_type: parametric :analysis_id: reference :analysis_name: reference :boiler_eff: NECB_Default :btap_batch_version: 1.0.002 :building_type: Outpatient :chiller_type: NECB_Default :compute_environment: aws_batch :datapoint_id: 7161b1fb-eeb7-4eeb-a2ca-0cd4203cc3d7 :daylighting_type: NECB_Default :dcv_type: NECB_Default :door_construction_cond: NECB_Default :ecm_system_name: NECB_Default :electrical_loads_scale: NECB_Default :enable_costing: true :epw_file: CAN_ON_Toronto.Pearson.Intl.AP.716240_CWEC2016.epw :erv_package: NECB_Default :ext_floor_cond: NECB_Default :ext_roof_cond: NECB_Default :ext_wall_cond: NECB_Default :fdwr_set: NECB_Default :fixed_wind_solar_trans: NECB_Default :fixed_window_cond: NECB_Default :furnace_eff: NECB_Default :glass_door_cond: NECB_Default :glass_door_solar_trans: NECB_Default :ground_floor_cond: NECB_Default :ground_roof_cond: NECB_Default :ground_wall_cond: NECB_Default :image_name: btap_private_cli :infiltration_scale: NECB_Default :lights_scale: NECB_Default :lights_type: NECB_Default :nv_delta_temp_in_out: NECB_Default :nv_opening_fraction: NECB_Default :nv_temp_out_min: NECB_Default :nv_type: NECB_Default :oa_scale: NECB_Default :occupancy_loads_scale: NECB_Default :output_meters: [] :output_variables: [] :overhead_door_cond: NECB_Default :primary_heating_fuel: Electricity :pv_ground_azimuth_angle: NECB_Default :pv_ground_module_description: NECB_Default :pv_ground_tilt_angle: NECB_Default :pv_ground_total_area_pv_panels_m2: NECB_Default :pv_ground_type: NECB_Default :rotation_degrees: NECB_Default :run_annual_simulation: true :s3_bucket: '834599497928' :scale_x: NECB_Default :scale_y: NECB_Default :scale_z: NECB_Default :shw_eff: NECB_Default :skylight_cond: NECB_Default :skylight_solar_trans: NECB_Default :srr_set: NECB_Default :template: NECB2015 | reference | reference | 7161b1fb-eeb7-4eeb-a2ca-0cd4203cc3d7 | NECB2015 | Outpatient | Electricity | Electricity | CAN_ON_Toronto.Pearson.Intl.AP.716240_CWEC2016.epw | parametric |  | NECB_Default | NECB_Default | NECB_Default | NECB_Default | NECB_Default | NECB_Default | NECB_Default | NECB_Default | NECB_Default | NECB_Default | NECB_Default | NECB_Default | NECB_Default | NECB_Default | NECB_Default | NECB_Default | NECB_Default | NECB_Default | NECB_Default | NECB_Default | NECB_Default | NECB_Default | NECB_Default | NECB_Default | NECB_Default | NECB_Default | NECB_Default | NECB_Default | NECB_Default | NECB_Default | NECB_Default | NECB_Default | NECB_Default | NECB_Default | NECB_Default | NECB_Default | NECB_Default | NECB_Default | NECB_Default | NECB_Default | NECB_Default | NECB_Default | NECB_Default | NECB_Default | NECB_Default | aws_batch | 834599497928 | btap_private_cli |  | TRUE | TRUE |  |  | 105.568 | 27.4288 | 126.3119 | 196.6375 | 3804.01 | 2926.6316 | 40 | Outpatient |  |  | 5 | Outpatient | 3 |  | 3 | NECB2015 | 0.24527 | 11932.1528 | 103.0327 | 40.5749 | 79.3946 | 5.0222 | 612.6872 | 384.6628 | TORONTO | ONTARIO | 5.4042 | 0 | 0 | 5.4042 | 43.2985 | 0 | 0 | 43.2985 | 0 | 0.064232 | 0 | 0 | 0.973 | 0.12957 | 0 | 0.45472 | 0.081779 | 0.18271 | 0 | 0.0063459 | 0.973 | 0.053026 | 126.6118 | 0 | 40 | 0.757 | [5 empty] | 0.183 | 0.278 | 2.2 | 2.2 | 5 | Toronto Pearson Intl AP | CAN | 382 | 3615 | 43.677 | -79.631 | 5 | 3890 | ON | CAN_ON_Toronto.Pearson.Intl.AP.716240_CWEC2016.epw | 0.973 | 27.4288 | 105.568 | 15.808 | 17.5253 | FALSE | FALSE | FALSE | FALSE | 12.2503 | 7.2761 | 0 | 0.55187 | 0.0027329 | 201.71 | 0 | 201.9337 | 2.7806 | 0.01377 | 1016.3 | 0.00060988 | 0.973 | 2103.17 | 2036.17 | 675.83 | 675 |  | https://s3.console.aws.amazon.com/s3/buckets/834599497928?region=ca-central-1&prefix=phylroy.lopez/reference/reference/output/7161b1fb-eeb7-4eeb-a2ca-0cd4203cc3d7/ | 1.0.002
1068 |  | TRUE | 1193 | 0 | 0 | 1413.0126 |  |  |  | 0.1 | 2021-09-22 20:31:16 +0000 | 438c2ebff | 0.2.14 | :adv_dx_units: NECB_Default :airloop_economizer_type: NECB_Default :algorithm_type: parametric :analysis_id: reference :analysis_name: reference :boiler_eff: NECB_Default :btap_batch_version: 1.0.002 :building_type: Outpatient :chiller_type: NECB_Default :compute_environment: aws_batch :datapoint_id: 270371f3-4ef4-4549-abe9-73784aaeedb6 :daylighting_type: NECB_Default :dcv_type: NECB_Default :door_construction_cond: NECB_Default :ecm_system_name: NECB_Default :electrical_loads_scale: NECB_Default :enable_costing: true :epw_file: CAN_BC_Vancouver.Intl.AP.718920_CWEC2016.epw :erv_package: NECB_Default :ext_floor_cond: NECB_Default :ext_roof_cond: NECB_Default :ext_wall_cond: NECB_Default :fdwr_set: NECB_Default :fixed_wind_solar_trans: NECB_Default :fixed_window_cond: NECB_Default :furnace_eff: NECB_Default :glass_door_cond: NECB_Default :glass_door_solar_trans: NECB_Default :ground_floor_cond: NECB_Default :ground_roof_cond: NECB_Default :ground_wall_cond: NECB_Default :image_name: btap_private_cli :infiltration_scale: NECB_Default :lights_scale: NECB_Default :lights_type: NECB_Default :nv_delta_temp_in_out: NECB_Default :nv_opening_fraction: NECB_Default :nv_temp_out_min: NECB_Default :nv_type: NECB_Default :oa_scale: NECB_Default :occupancy_loads_scale: NECB_Default :output_meters: [] :output_variables: [] :overhead_door_cond: NECB_Default :primary_heating_fuel: Electricity :pv_ground_azimuth_angle: NECB_Default :pv_ground_module_description: NECB_Default :pv_ground_tilt_angle: NECB_Default :pv_ground_total_area_pv_panels_m2: NECB_Default :pv_ground_type: NECB_Default :rotation_degrees: NECB_Default :run_annual_simulation: true :s3_bucket: '834599497928' :scale_x: NECB_Default :scale_y: NECB_Default :scale_z: NECB_Default :shw_eff: NECB_Default :skylight_cond: NECB_Default :skylight_solar_trans: NECB_Default :srr_set: NECB_Default :template: BTAPPRE1980 | reference | reference | 270371f3-4ef4-4549-abe9-73784aaeedb6 | BTAPPRE1980 | Outpatient | Electricity | Electricity | CAN_BC_Vancouver.Intl.AP.718920_CWEC2016.epw | parametric |  | NECB_Default | NECB_Default | NECB_Default | NECB_Default | NECB_Default | NECB_Default | NECB_Default | NECB_Default | NECB_Default | NECB_Default | NECB_Default | NECB_Default | NECB_Default | NECB_Default | NECB_Default | NECB_Default | NECB_Default | NECB_Default | NECB_Default | NECB_Default | NECB_Default | NECB_Default | NECB_Default | NECB_Default | NECB_Default | NECB_Default | NECB_Default | NECB_Default | NECB_Default | NECB_Default | NECB_Default | NECB_Default | NECB_Default | NECB_Default | NECB_Default | NECB_Default | NECB_Default | NECB_Default | NECB_Default | NECB_Default | NECB_Default | NECB_Default | NECB_Default | NECB_Default | NECB_Default | aws_batch | 834599497928 | btap_private_cli |  | TRUE | TRUE |  |  | 66.0057 | 11.9424 | 120.4197 | 168.5911 | 3804.01 | 2926.6316 | 21.2 | Outpatient |  |  | 0 | Outpatient | 3 |  | 3 | BTAPPRE1980 | 0.24527 | 11932.1528 | 0.69836 | 39.2732 | 64.4781 | 5.2665 | 394.016 | 284.2998 | VANCOUVER | BRITISH COLUMBIA | 2.4454 | 0 | 0 | 2.4454 | 24.4197 | 0 | 0 | 24.4197 | 0 | 0.017119 | 0 | 0 | 0.86289 | 0.099984 | 0 | 0.43351 | 0.08062 | 0.17519 | 0 | 0.0013643 | 0.86289 | 0.054947 | 88.0807 | 0 | 21.2 | 0.678 |  |  | 4.09 |  |  | 0.363 | 0.994 | 4.09 |  | 0 | Vancouver Intl AP | CAN | 42 | 2797 | 49.195 | -123.184 | 4 | 2800 | BC | CAN_BC_Vancouver.Intl.AP.718920_CWEC2016.epw | 0.86289 | 11.9424 | 66.0057 | 12.9136 | 20.7072 | TRUE | FALSE | FALSE | FALSE | 10.0956 | 7.146 | 0 | 0.57187 | 0.0029157 | 209.02 | 0 | 196.1392 | 2.9674 | 0.015129 | 1084.6 | 0.0001551 | 0.86289 | 3557.5 | 3389.1699 | 22.17 | 22.17 |  | https://s3.console.aws.amazon.com/s3/buckets/834599497928?region=ca-central-1&prefix=phylroy.lopez/reference/reference/output/270371f3-4ef4-4549-abe9-73784aaeedb6/ | 1.0.002
1069 |  | TRUE | 1224 | 0 | 0 | 1413.3175 |  |  |  | 0.1 | 2021-09-22 20:31:44 +0000 | 438c2ebff | 0.2.14 | :adv_dx_units: NECB_Default :airloop_economizer_type: NECB_Default :algorithm_type: parametric :analysis_id: reference :analysis_name: reference :boiler_eff: NECB_Default :btap_batch_version: 1.0.002 :building_type: Outpatient :chiller_type: NECB_Default :compute_environment: aws_batch :datapoint_id: 638c61de-8284-4bae-ae60-a72462bf8b05 :daylighting_type: NECB_Default :dcv_type: NECB_Default :door_construction_cond: NECB_Default :ecm_system_name: NECB_Default :electrical_loads_scale: NECB_Default :enable_costing: true :epw_file: CAN_ON_Toronto.Pearson.Intl.AP.716240_CWEC2016.epw :erv_package: NECB_Default :ext_floor_cond: NECB_Default :ext_roof_cond: NECB_Default :ext_wall_cond: NECB_Default :fdwr_set: NECB_Default :fixed_wind_solar_trans: NECB_Default :fixed_window_cond: NECB_Default :furnace_eff: NECB_Default :glass_door_cond: NECB_Default :glass_door_solar_trans: NECB_Default :ground_floor_cond: NECB_Default :ground_roof_cond: NECB_Default :ground_wall_cond: NECB_Default :image_name: btap_private_cli :infiltration_scale: NECB_Default :lights_scale: NECB_Default :lights_type: NECB_Default :nv_delta_temp_in_out: NECB_Default :nv_opening_fraction: NECB_Default :nv_temp_out_min: NECB_Default :nv_type: NECB_Default :oa_scale: NECB_Default :occupancy_loads_scale: NECB_Default :output_meters: [] :output_variables: [] :overhead_door_cond: NECB_Default :primary_heating_fuel: Electricity :pv_ground_azimuth_angle: NECB_Default :pv_ground_module_description: NECB_Default :pv_ground_tilt_angle: NECB_Default :pv_ground_total_area_pv_panels_m2: NECB_Default :pv_ground_type: NECB_Default :rotation_degrees: NECB_Default :run_annual_simulation: true :s3_bucket: '834599497928' :scale_x: NECB_Default :scale_y: NECB_Default :scale_z: NECB_Default :shw_eff: NECB_Default :skylight_cond: NECB_Default :skylight_solar_trans: NECB_Default :srr_set: NECB_Default :template: BTAPPRE1980 | reference | reference | 638c61de-8284-4bae-ae60-a72462bf8b05 | BTAPPRE1980 | Outpatient | Electricity | Electricity | CAN_ON_Toronto.Pearson.Intl.AP.716240_CWEC2016.epw | parametric |  | NECB_Default | NECB_Default | NECB_Default | NECB_Default | NECB_Default | NECB_Default | NECB_Default | NECB_Default | NECB_Default | NECB_Default | NECB_Default | NECB_Default | NECB_Default | NECB_Default | NECB_Default | NECB_Default | NECB_Default | NECB_Default | NECB_Default | NECB_Default | NECB_Default | NECB_Default | NECB_Default | NECB_Default | NECB_Default | NECB_Default | NECB_Default | NECB_Default | NECB_Default | NECB_Default | NECB_Default | NECB_Default | NECB_Default | NECB_Default | NECB_Default | NECB_Default | NECB_Default | NECB_Default | NECB_Default | NECB_Default | NECB_Default | NECB_Default | NECB_Default | NECB_Default | NECB_Default | aws_batch | 834599497928 | btap_private_cli |  | TRUE | TRUE |  |  | 133.0434 | 23.8959 | 170.3999 | 230.0759 | 3804.01 | 2926.6316 | 21.2 | Outpatient |  |  | 0 | Outpatient | 3 |  | 3 | BTAPPRE1980 | 0.24527 | 11932.1528 | 0.76186 | 46.7394 | 72.6735 | 5.38 | 442.3553 | 316.8005 | TORONTO | ONTARIO | 6.0231 | 0 | 0 | 6.0231 | 48.2569 | 0 | 0 | 48.2569 | 0 | 0.050881 | 0 | 0 | 1.0844 | 0.10517 | 0 | 0.61344 | 0.08062 | 0.17519 | 0 | 0.002224 | 1.0844 | 0.056559 | 154.8884 | 0 | 21.2 | 0.678 |  |  | 3.35 |  |  | 0.296 | 0.9 | 3.35 |  | 0 | Toronto Pearson Intl AP | CAN | 382 | 3615 | 43.677 | -79.631 | 5 | 3890 | ON | CAN_ON_Toronto.Pearson.Intl.AP.716240_CWEC2016.epw | 1.0844 | 23.8959 | 133.0434 | 15.808 | 17.5253 | TRUE | FALSE | FALSE | FALSE | 12.2508 | 7.2768 | 0 | 0.58865 | 0.0031131 | 215.15 | 0 | 189.0836 | 2.9674 | 0.015694 | 1084.6 | 0.00034437 | 1.0844 | 3848.33 | 3677.1699 | 11.67 | 11.17 |  | https://s3.console.aws.amazon.com/s3/buckets/834599497928?region=ca-central-1&prefix=phylroy.lopez/reference/reference/output/638c61de-8284-4bae-ae60-a72462bf8b05/ | 1.0.002
1070 |  | TRUE | 1206 | 0 | 0 | 1414.2502 |  |  |  | 0.1 | 2021-09-22 20:31:00 +0000 | 438c2ebff | 0.2.14 | :adv_dx_units: NECB_Default :airloop_economizer_type: NECB_Default :algorithm_type: parametric :analysis_id: reference :analysis_name: reference :boiler_eff: NECB_Default :btap_batch_version: 1.0.002 :building_type: Outpatient :chiller_type: NECB_Default :compute_environment: aws_batch :datapoint_id: 2ec7c9cc-2359-4569-b36f-5f79116a3913 :daylighting_type: NECB_Default :dcv_type: NECB_Default :door_construction_cond: NECB_Default :ecm_system_name: NECB_Default :electrical_loads_scale: NECB_Default :enable_costing: true :epw_file: CAN_AB_Edmonton.Intl.AP.711230_CWEC2016.epw :erv_package: NECB_Default :ext_floor_cond: NECB_Default :ext_roof_cond: NECB_Default :ext_wall_cond: NECB_Default :fdwr_set: NECB_Default :fixed_wind_solar_trans: NECB_Default :fixed_window_cond: NECB_Default :furnace_eff: NECB_Default :glass_door_cond: NECB_Default :glass_door_solar_trans: NECB_Default :ground_floor_cond: NECB_Default :ground_roof_cond: NECB_Default :ground_wall_cond: NECB_Default :image_name: btap_private_cli :infiltration_scale: NECB_Default :lights_scale: NECB_Default :lights_type: NECB_Default :nv_delta_temp_in_out: NECB_Default :nv_opening_fraction: NECB_Default :nv_temp_out_min: NECB_Default :nv_type: NECB_Default :oa_scale: NECB_Default :occupancy_loads_scale: NECB_Default :output_meters: [] :output_variables: [] :overhead_door_cond: NECB_Default :primary_heating_fuel: Electricity :pv_ground_azimuth_angle: NECB_Default :pv_ground_module_description: NECB_Default :pv_ground_tilt_angle: NECB_Default :pv_ground_total_area_pv_panels_m2: NECB_Default :pv_ground_type: NECB_Default :rotation_degrees: NECB_Default :run_annual_simulation: true :s3_bucket: '834599497928' :scale_x: NECB_Default :scale_y: NECB_Default :scale_z: NECB_Default :shw_eff: NECB_Default :skylight_cond: NECB_Default :skylight_solar_trans: NECB_Default :srr_set: NECB_Default :template: BTAPPRE1980 | reference | reference | 2ec7c9cc-2359-4569-b36f-5f79116a3913 | BTAPPRE1980 | Outpatient | Electricity | Electricity | CAN_AB_Edmonton.Intl.AP.711230_CWEC2016.epw | parametric |  | NECB_Default | NECB_Default | NECB_Default | NECB_Default | NECB_Default | NECB_Default | NECB_Default | NECB_Default | NECB_Default | NECB_Default | NECB_Default | NECB_Default | NECB_Default | NECB_Default | NECB_Default | NECB_Default | NECB_Default | NECB_Default | NECB_Default | NECB_Default | NECB_Default | NECB_Default | NECB_Default | NECB_Default | NECB_Default | NECB_Default | NECB_Default | NECB_Default | NECB_Default | NECB_Default | NECB_Default | NECB_Default | NECB_Default | NECB_Default | NECB_Default | NECB_Default | NECB_Default | NECB_Default | NECB_Default | NECB_Default | NECB_Default | NECB_Default | NECB_Default | NECB_Default | NECB_Default | aws_batch | 834599497928 | btap_private_cli |  | TRUE | TRUE |  |  | 140.8489 | 14.0773 | 216.8063 | 270.1871 | 3804.01 | 2926.6316 | 21.2 | Outpatient |  |  | 0 | Outpatient | 3 |  | 3 | BTAPPRE1980 | 0.24527 | 11932.1528 | 0.66089 | 44.1702 | 71.9844 | 5.3246 | 436.0151 | 313.8751 | EDMONTON | ALBERTA | 269.6321 | 0 | 0 | 269.6321 | 25.5555 | 0 | 0 | 25.5555 | 0 | 0.019377 | 0 | 0 | 1.2286 | 0.10708 | 0 | 0.7805 | 0.08062 | 0.17519 | 0 | 0.0015221 | 1.2286 | 0.064193 | 163.2477 | 0 | 21.2 | 0.678 |  |  | 2.95 |  |  | 0.227 | 0.772 | 2.95 |  | 0 | Edmonton Intl AP | CAN | 23 | 5588 | 53.31 | -113.579 | 7a | 5120 | AB | CAN_AB_Edmonton.Intl.AP.711230_CWEC2016.epw | 1.2286 | 14.0773 | 140.8489 | 13.0599 | 16.482 | TRUE | FALSE | FALSE | FALSE | 10.7608 | 15.3469 | 0 | 0.6681 | 0.0035867 | 244.19 | 0 | 186.2708 | 2.9674 | 0.015931 | 1084.6 | 0.00015247 | 1.2286 | 3843.17 | 3688 | 10.33 | 10 |  | https://s3.console.aws.amazon.com/s3/buckets/834599497928?region=ca-central-1&prefix=phylroy.lopez/reference/reference/output/2ec7c9cc-2359-4569-b36f-5f79116a3913/ | 1.0.002
1071 |  | TRUE | 1204 | 0 | 0 | 1415.7538 |  |  |  | 0.1 | 2021-09-22 20:30:55 +0000 | 438c2ebff | 0.2.14 | :adv_dx_units: NECB_Default :airloop_economizer_type: NECB_Default :algorithm_type: parametric :analysis_id: reference :analysis_name: reference :boiler_eff: NECB_Default :btap_batch_version: 1.0.002 :building_type: Outpatient :chiller_type: NECB_Default :compute_environment: aws_batch :datapoint_id: 5c8b026d-c76c-4985-9e92-51017105373b :daylighting_type: NECB_Default :dcv_type: NECB_Default :door_construction_cond: NECB_Default :ecm_system_name: NECB_Default :electrical_loads_scale: NECB_Default :enable_costing: true :epw_file: CAN_YT_Whitehorse.Intl.AP.719640_CWEC2016.epw :erv_package: NECB_Default :ext_floor_cond: NECB_Default :ext_roof_cond: NECB_Default :ext_wall_cond: NECB_Default :fdwr_set: NECB_Default :fixed_wind_solar_trans: NECB_Default :fixed_window_cond: NECB_Default :furnace_eff: NECB_Default :glass_door_cond: NECB_Default :glass_door_solar_trans: NECB_Default :ground_floor_cond: NECB_Default :ground_roof_cond: NECB_Default :ground_wall_cond: NECB_Default :image_name: btap_private_cli :infiltration_scale: NECB_Default :lights_scale: NECB_Default :lights_type: NECB_Default :nv_delta_temp_in_out: NECB_Default :nv_opening_fraction: NECB_Default :nv_temp_out_min: NECB_Default :nv_type: NECB_Default :oa_scale: NECB_Default :occupancy_loads_scale: NECB_Default :output_meters: [] :output_variables: [] :overhead_door_cond: NECB_Default :primary_heating_fuel: Electricity :pv_ground_azimuth_angle: NECB_Default :pv_ground_module_description: NECB_Default :pv_ground_tilt_angle: NECB_Default :pv_ground_total_area_pv_panels_m2: NECB_Default :pv_ground_type: NECB_Default :rotation_degrees: NECB_Default :run_annual_simulation: true :s3_bucket: '834599497928' :scale_x: NECB_Default :scale_y: NECB_Default :scale_z: NECB_Default :shw_eff: NECB_Default :skylight_cond: NECB_Default :skylight_solar_trans: NECB_Default :srr_set: NECB_Default :template: BTAPPRE1980 | reference | reference | 5c8b026d-c76c-4985-9e92-51017105373b | BTAPPRE1980 | Outpatient | Electricity | Electricity | CAN_YT_Whitehorse.Intl.AP.719640_CWEC2016.epw | parametric |  | NECB_Default | NECB_Default | NECB_Default | NECB_Default | NECB_Default | NECB_Default | NECB_Default | NECB_Default | NECB_Default | NECB_Default | NECB_Default | NECB_Default | NECB_Default | NECB_Default | NECB_Default | NECB_Default | NECB_Default | NECB_Default | NECB_Default | NECB_Default | NECB_Default | NECB_Default | NECB_Default | NECB_Default | NECB_Default | NECB_Default | NECB_Default | NECB_Default | NECB_Default | NECB_Default | NECB_Default | NECB_Default | NECB_Default | NECB_Default | NECB_Default | NECB_Default | NECB_Default | NECB_Default | NECB_Default | NECB_Default | NECB_Default | NECB_Default | NECB_Default | NECB_Default | NECB_Default | aws_batch | 834599497928 | btap_private_cli |  | TRUE | TRUE |  |  | 146.1859 | 12.1152 | 260.7658 | 312.3495 | 3804.01 | 2926.6316 | 21.2 | Outpatient |  |  | 0 | Outpatient | 3 |  | 3 | BTAPPRE1980 | 0.24527 | 11932.1528 | 0.49712 | 39.1271 | 64.3368 | 5.1452 | 397.866 | 288.7599 | WHITEHORSE | YUKON | 21.4696 | 0 | 0 | 21.4696 | 49.1682 | 0 | 0 | 49.1682 | 0 | 0.009582 | 0 | 0 | 1.3804 | 0.10788 | 0 | 0.93876 | 0.08062 | 0.17519 | 0 | 0.0011435 | 1.3804 | 0.067092 | 168.7617 | 0 | 21.2 | 0.678 |  |  | 2.95 |  |  | 0.227 | 0.772 | 2.95 |  | 0 | Whitehorse Intl AP | CAN | 5 | 6491 | 60.709 | -135.069 | 7b | 6580 | YT | CAN_YT_Whitehorse.Intl.AP.719640_CWEC2016.epw | 1.3804 | 12.1152 | 146.1859 | 15.542 | 12.7713 | TRUE | FALSE | FALSE | FALSE | 7.5086 | 16.5774 | 0 | 0.69828 | 0.0037474 | 255.22 | 0 | 186.3377 | 2.9674 | 0.015925 | 1084.6 | 8.9379e-05 | 1.3804 | 3806.83 | 3649.8301 | 50.67 | 45.5 |  | https://s3.console.aws.amazon.com/s3/buckets/834599497928?region=ca-central-1&prefix=phylroy.lopez/reference/reference/output/5c8b026d-c76c-4985-9e92-51017105373b/ | 1.0.002
1072 |  | TRUE | 1237 | 0 | 0 | 1413.262 |  |  |  | 0.1 | 2021-09-22 20:31:13 +0000 | 438c2ebff | 0.2.14 | :adv_dx_units: NECB_Default :airloop_economizer_type: NECB_Default :algorithm_type: parametric :analysis_id: reference :analysis_name: reference :boiler_eff: NECB_Default :btap_batch_version: 1.0.002 :building_type: Outpatient :chiller_type: NECB_Default :compute_environment: aws_batch :datapoint_id: 0456827e-aa33-4bee-92e5-12971158de88 :daylighting_type: NECB_Default :dcv_type: NECB_Default :door_construction_cond: NECB_Default :ecm_system_name: NECB_Default :electrical_loads_scale: NECB_Default :enable_costing: true :epw_file: CAN_QC_Montreal-Trudeau.Intl.AP.716270_CWEC2016.epw :erv_package: NECB_Default :ext_floor_cond: NECB_Default :ext_roof_cond: NECB_Default :ext_wall_cond: NECB_Default :fdwr_set: NECB_Default :fixed_wind_solar_trans: NECB_Default :fixed_window_cond: NECB_Default :furnace_eff: NECB_Default :glass_door_cond: NECB_Default :glass_door_solar_trans: NECB_Default :ground_floor_cond: NECB_Default :ground_roof_cond: NECB_Default :ground_wall_cond: NECB_Default :image_name: btap_private_cli :infiltration_scale: NECB_Default :lights_scale: NECB_Default :lights_type: NECB_Default :nv_delta_temp_in_out: NECB_Default :nv_opening_fraction: NECB_Default :nv_temp_out_min: NECB_Default :nv_type: NECB_Default :oa_scale: NECB_Default :occupancy_loads_scale: NECB_Default :output_meters: [] :output_variables: [] :overhead_door_cond: NECB_Default :primary_heating_fuel: Electricity :pv_ground_azimuth_angle: NECB_Default :pv_ground_module_description: NECB_Default :pv_ground_tilt_angle: NECB_Default :pv_ground_total_area_pv_panels_m2: NECB_Default :pv_ground_type: NECB_Default :rotation_degrees: NECB_Default :run_annual_simulation: true :s3_bucket: '834599497928' :scale_x: NECB_Default :scale_y: NECB_Default :scale_z: NECB_Default :shw_eff: NECB_Default :skylight_cond: NECB_Default :skylight_solar_trans: NECB_Default :srr_set: NECB_Default :template: BTAP1980TO2010 | reference | reference | 0456827e-aa33-4bee-92e5-12971158de88 | BTAP1980TO2010 | Outpatient | Electricity | Electricity | CAN_QC_Montreal-Trudeau.Intl.AP.716270_CWEC2016.epw | parametric |  | NECB_Default | NECB_Default | NECB_Default | NECB_Default | NECB_Default | NECB_Default | NECB_Default | NECB_Default | NECB_Default | NECB_Default | NECB_Default | NECB_Default | NECB_Default | NECB_Default | NECB_Default | NECB_Default | NECB_Default | NECB_Default | NECB_Default | NECB_Default | NECB_Default | NECB_Default | NECB_Default | NECB_Default | NECB_Default | NECB_Default | NECB_Default | NECB_Default | NECB_Default | NECB_Default | NECB_Default | NECB_Default | NECB_Default | NECB_Default | NECB_Default | NECB_Default | NECB_Default | NECB_Default | NECB_Default | NECB_Default | NECB_Default | NECB_Default | NECB_Default | NECB_Default | NECB_Default | aws_batch | 834599497928 | btap_private_cli |  | TRUE | TRUE |  |  | 147.8567 | 22.7629 | 187.3578 | 245.3843 | 3804.01 | 2926.6316 | 21.2 | Outpatient |  |  | 0 | Outpatient | 3 |  | 3 | BTAP1980TO2010 | 0.24527 | 11932.1528 | 0.63987 | 41.9376 | 66.1359 | 5.2609 | 408.0003 | 294.026 | MONTREAL | QUEBEC | 0.44282 | 0 | 0 | 0.44282 | 28.203 | 0 | 0 | 28.203 | 0 | 0.046522 | 0 | 0 | 1.1395 | 0.10206 | 0 | 0.67449 | 0.08062 | 0.17519 | 0 | 0.0020137 | 1.1395 | 0.058304 | 165.4869 | 0 | 21.2 | 0.678 |  |  | 2.95 |  |  | 0.267 | 0.426 | 2.95 |  | 0 | Montreal-Trudeau Intl AP | CAN | 323 | 4090 | 45.471 | -73.741 | 6 | 4400 | QC | CAN_QC_Montreal-Trudeau.Intl.AP.716270_CWEC2016.epw | 1.1395 | 22.7629 | 147.8567 | 14.9177 | 19.1459 | TRUE | FALSE | FALSE | FALSE | 12.1719 | 12.6771 | 0 | 0.60681 | 0.0032108 | 221.79 | 0 | 188.9925 | 2.9674 | 0.015701 | 1084.6 | 0.00032334 | 1.1395 | 3767.17 | 3587.1699 | 20 | 20 |  | https://s3.console.aws.amazon.com/s3/buckets/834599497928?region=ca-central-1&prefix=phylroy.lopez/reference/reference/output/0456827e-aa33-4bee-92e5-12971158de88/ | 1.0.002
1073 |  | TRUE | 1175 | 0 | 0 | 1351.5967 |  |  |  | 0.1 | 2021-09-22 20:31:29 +0000 | 438c2ebff | 0.2.14 | :adv_dx_units: NECB_Default :airloop_economizer_type: NECB_Default :algorithm_type: parametric :analysis_id: reference :analysis_name: reference :boiler_eff: NECB_Default :btap_batch_version: 1.0.002 :building_type: Outpatient :chiller_type: NECB_Default :compute_environment: aws_batch :datapoint_id: 2da5d176-7211-47c5-9091-0a4ec357824b :daylighting_type: NECB_Default :dcv_type: NECB_Default :door_construction_cond: NECB_Default :ecm_system_name: NECB_Default :electrical_loads_scale: NECB_Default :enable_costing: true :epw_file: CAN_AB_Edmonton.Intl.AP.711230_CWEC2016.epw :erv_package: NECB_Default :ext_floor_cond: NECB_Default :ext_roof_cond: NECB_Default :ext_wall_cond: NECB_Default :fdwr_set: NECB_Default :fixed_wind_solar_trans: NECB_Default :fixed_window_cond: NECB_Default :furnace_eff: NECB_Default :glass_door_cond: NECB_Default :glass_door_solar_trans: NECB_Default :ground_floor_cond: NECB_Default :ground_roof_cond: NECB_Default :ground_wall_cond: NECB_Default :image_name: btap_private_cli :infiltration_scale: NECB_Default :lights_scale: NECB_Default :lights_type: NECB_Default :nv_delta_temp_in_out: NECB_Default :nv_opening_fraction: NECB_Default :nv_temp_out_min: NECB_Default :nv_type: NECB_Default :oa_scale: NECB_Default :occupancy_loads_scale: NECB_Default :output_meters: [] :output_variables: [] :overhead_door_cond: NECB_Default :primary_heating_fuel: Electricity :pv_ground_azimuth_angle: NECB_Default :pv_ground_module_description: NECB_Default :pv_ground_tilt_angle: NECB_Default :pv_ground_total_area_pv_panels_m2: NECB_Default :pv_ground_type: NECB_Default :rotation_degrees: NECB_Default :run_annual_simulation: true :s3_bucket: '834599497928' :scale_x: NECB_Default :scale_y: NECB_Default :scale_z: NECB_Default :shw_eff: NECB_Default :skylight_cond: NECB_Default :skylight_solar_trans: NECB_Default :srr_set: NECB_Default :template: NECB2011 | reference | reference | 2da5d176-7211-47c5-9091-0a4ec357824b | NECB2011 | Outpatient | Electricity | Electricity | CAN_AB_Edmonton.Intl.AP.711230_CWEC2016.epw | parametric |  | NECB_Default | NECB_Default | NECB_Default | NECB_Default | NECB_Default | NECB_Default | NECB_Default | NECB_Default | NECB_Default | NECB_Default | NECB_Default | NECB_Default | NECB_Default | NECB_Default | NECB_Default | NECB_Default | NECB_Default | NECB_Default | NECB_Default | NECB_Default | NECB_Default | NECB_Default | NECB_Default | NECB_Default | NECB_Default | NECB_Default | NECB_Default | NECB_Default | NECB_Default | NECB_Default | NECB_Default | NECB_Default | NECB_Default | NECB_Default | NECB_Default | NECB_Default | NECB_Default | NECB_Default | NECB_Default | NECB_Default | NECB_Default | NECB_Default | NECB_Default | NECB_Default | NECB_Default | aws_batch | 834599497928 | btap_private_cli |  | TRUE | TRUE |  |  | 108.4374 | 15.9439 | 162.282 | 223.2717 | 3804.01 | 2926.6316 | 32.5 | Outpatient |  |  | 5 | Outpatient | 3 |  | 3 | NECB2011 | 0.24527 | 11932.1528 | 96.1541 | 37.4344 | 71.9844 | 5.3246 | 567.8877 | 356.9902 | EDMONTON | ALBERTA | 232.5413 | 0 | 0 | 232.5413 | 22.0401 | 0 | 0 | 22.0401 | 0 | 0.027521 | 0 | 0 | 1.0596 | 0.12493 | 0 | 0.58421 | 0.08062 | 0.17498 | 0 | 0.0029232 | 1.0596 | 0.064193 | 132.3986 | 0 | 32.5 | 0.757 | [5 empty] | 0.162 | 0.21 | 2.2 | 2.2 | 5 | Edmonton Intl AP | CAN | 23 | 5588 | 53.31 | -113.579 | 7a | 5120 | AB | CAN_AB_Edmonton.Intl.AP.711230_CWEC2016.epw | 1.0596 | 15.9439 | 108.4374 | 13.0599 | 16.482 | TRUE | FALSE | FALSE | FALSE | 10.7608 | 15.3469 | 0 | 0.6681 | 0.003447 | 244.19 | 0 | 193.8187 | 2.9674 | 0.01531 | 1084.6 | 0.00024185 | 1.0596 | 1689.83 | 1666 | 156.33 | 156.33 |  | https://s3.console.aws.amazon.com/s3/buckets/834599497928?region=ca-central-1&prefix=phylroy.lopez/reference/reference/output/2da5d176-7211-47c5-9091-0a4ec357824b/ | 1.0.002
1074 |  | TRUE | 1179 | 0 | 0 | 1350.2442 |  |  |  | 0.1 | 2021-09-22 20:32:01 +0000 | 438c2ebff | 0.2.14 | :adv_dx_units: NECB_Default :airloop_economizer_type: NECB_Default :algorithm_type: parametric :analysis_id: reference :analysis_name: reference :boiler_eff: NECB_Default :btap_batch_version: 1.0.002 :building_type: Outpatient :chiller_type: NECB_Default :compute_environment: aws_batch :datapoint_id: 0ef88af8-a6e1-43d5-bec1-9833675d6a4d :daylighting_type: NECB_Default :dcv_type: NECB_Default :door_construction_cond: NECB_Default :ecm_system_name: NECB_Default :electrical_loads_scale: NECB_Default :enable_costing: true :epw_file: CAN_YT_Whitehorse.Intl.AP.719640_CWEC2016.epw :erv_package: NECB_Default :ext_floor_cond: NECB_Default :ext_roof_cond: NECB_Default :ext_wall_cond: NECB_Default :fdwr_set: NECB_Default :fixed_wind_solar_trans: NECB_Default :fixed_window_cond: NECB_Default :furnace_eff: NECB_Default :glass_door_cond: NECB_Default :glass_door_solar_trans: NECB_Default :ground_floor_cond: NECB_Default :ground_roof_cond: NECB_Default :ground_wall_cond: NECB_Default :image_name: btap_private_cli :infiltration_scale: NECB_Default :lights_scale: NECB_Default :lights_type: NECB_Default :nv_delta_temp_in_out: NECB_Default :nv_opening_fraction: NECB_Default :nv_temp_out_min: NECB_Default :nv_type: NECB_Default :oa_scale: NECB_Default :occupancy_loads_scale: NECB_Default :output_meters: [] :output_variables: [] :overhead_door_cond: NECB_Default :primary_heating_fuel: Electricity :pv_ground_azimuth_angle: NECB_Default :pv_ground_module_description: NECB_Default :pv_ground_tilt_angle: NECB_Default :pv_ground_total_area_pv_panels_m2: NECB_Default :pv_ground_type: NECB_Default :rotation_degrees: NECB_Default :run_annual_simulation: true :s3_bucket: '834599497928' :scale_x: NECB_Default :scale_y: NECB_Default :scale_z: NECB_Default :shw_eff: NECB_Default :skylight_cond: NECB_Default :skylight_solar_trans: NECB_Default :srr_set: NECB_Default :template: NECB2011 | reference | reference | 0ef88af8-a6e1-43d5-bec1-9833675d6a4d | NECB2011 | Outpatient | Electricity | Electricity | CAN_YT_Whitehorse.Intl.AP.719640_CWEC2016.epw | parametric |  | NECB_Default | NECB_Default | NECB_Default | NECB_Default | NECB_Default | NECB_Default | NECB_Default | NECB_Default | NECB_Default | NECB_Default | NECB_Default | NECB_Default | NECB_Default | NECB_Default | NECB_Default | NECB_Default | NECB_Default | NECB_Default | NECB_Default | NECB_Default | NECB_Default | NECB_Default | NECB_Default | NECB_Default | NECB_Default | NECB_Default | NECB_Default | NECB_Default | NECB_Default | NECB_Default | NECB_Default | NECB_Default | NECB_Default | NECB_Default | NECB_Default | NECB_Default | NECB_Default | NECB_Default | NECB_Default | NECB_Default | NECB_Default | NECB_Default | NECB_Default | NECB_Default | NECB_Default | aws_batch | 834599497928 | btap_private_cli |  | TRUE | TRUE |  |  | 132.3546 | 12.4804 | 191.6494 | 246.1547 | 3804.01 | 2926.6316 | 22.8 | Outpatient |  |  | 5 | Outpatient | 3 |  | 3 | NECB2011 | 0.24527 | 11932.1528 | 77.0849 | 30.5699 | 64.3368 | 5.1452 | 492.0567 | 314.9199 | WHITEHORSE | YUKON | 17.7625 | 0 | 0 | 17.7625 | 40.6786 | 0 | 0 | 40.6786 | 0 | 0.014677 | 0 | 0 | 1.142 | 0.112 | 0 | 0.68994 | 0.08062 | 0.17498 | 0 | 0.0024474 | 1.142 | 0.067092 | 151.4339 | 0 | 22.8 | 0.757 | [5 empty] | 0.162 | 0.21 | 2.2 | 2.2 | 5 | Whitehorse Intl AP | CAN | 5 | 6491 | 60.709 | -135.069 | 7b | 6580 | YT | CAN_YT_Whitehorse.Intl.AP.719640_CWEC2016.epw | 1.142 | 12.4804 | 132.3546 | 15.542 | 12.7713 | TRUE | FALSE | FALSE | FALSE | 7.5086 | 16.5774 | 0 | 0.69828 | 0.0036548 | 255.22 | 0 | 191.0564 | 2.9674 | 0.015532 | 1084.6 | 0.00026288 | 1.142 | 1114.33 | 1071.17 | 92.17 | 92.17 |  | https://s3.console.aws.amazon.com/s3/buckets/834599497928?region=ca-central-1&prefix=phylroy.lopez/reference/reference/output/0ef88af8-a6e1-43d5-bec1-9833675d6a4d/ | 1.0.002
1075 |  | TRUE | 1163 | 0 | 0 | 1350.1768 |  |  |  | 0.1 | 2021-09-22 20:31:43 +0000 | 438c2ebff | 0.2.14 | :adv_dx_units: NECB_Default :airloop_economizer_type: NECB_Default :algorithm_type: parametric :analysis_id: reference :analysis_name: reference :boiler_eff: NECB_Default :btap_batch_version: 1.0.002 :building_type: Outpatient :chiller_type: NECB_Default :compute_environment: aws_batch :datapoint_id: 43755a09-176f-418a-877f-c6f3c825b366 :daylighting_type: NECB_Default :dcv_type: NECB_Default :door_construction_cond: NECB_Default :ecm_system_name: NECB_Default :electrical_loads_scale: NECB_Default :enable_costing: true :epw_file: CAN_QC_Montreal-Trudeau.Intl.AP.716270_CWEC2016.epw :erv_package: NECB_Default :ext_floor_cond: NECB_Default :ext_roof_cond: NECB_Default :ext_wall_cond: NECB_Default :fdwr_set: NECB_Default :fixed_wind_solar_trans: NECB_Default :fixed_window_cond: NECB_Default :furnace_eff: NECB_Default :glass_door_cond: NECB_Default :glass_door_solar_trans: NECB_Default :ground_floor_cond: NECB_Default :ground_roof_cond: NECB_Default :ground_wall_cond: NECB_Default :image_name: btap_private_cli :infiltration_scale: NECB_Default :lights_scale: NECB_Default :lights_type: NECB_Default :nv_delta_temp_in_out: NECB_Default :nv_opening_fraction: NECB_Default :nv_temp_out_min: NECB_Default :nv_type: NECB_Default :oa_scale: NECB_Default :occupancy_loads_scale: NECB_Default :output_meters: [] :output_variables: [] :overhead_door_cond: NECB_Default :primary_heating_fuel: Electricity :pv_ground_azimuth_angle: NECB_Default :pv_ground_module_description: NECB_Default :pv_ground_tilt_angle: NECB_Default :pv_ground_total_area_pv_panels_m2: NECB_Default :pv_ground_type: NECB_Default :rotation_degrees: NECB_Default :run_annual_simulation: true :s3_bucket: '834599497928' :scale_x: NECB_Default :scale_y: NECB_Default :scale_z: NECB_Default :shw_eff: NECB_Default :skylight_cond: NECB_Default :skylight_solar_trans: NECB_Default :srr_set: NECB_Default :template: NECB2015 | reference | reference | 43755a09-176f-418a-877f-c6f3c825b366 | NECB2015 | Outpatient | Electricity | Electricity | CAN_QC_Montreal-Trudeau.Intl.AP.716270_CWEC2016.epw | parametric |  | NECB_Default | NECB_Default | NECB_Default | NECB_Default | NECB_Default | NECB_Default | NECB_Default | NECB_Default | NECB_Default | NECB_Default | NECB_Default | NECB_Default | NECB_Default | NECB_Default | NECB_Default | NECB_Default | NECB_Default | NECB_Default | NECB_Default | NECB_Default | NECB_Default | NECB_Default | NECB_Default | NECB_Default | NECB_Default | NECB_Default | NECB_Default | NECB_Default | NECB_Default | NECB_Default | NECB_Default | NECB_Default | NECB_Default | NECB_Default | NECB_Default | NECB_Default | NECB_Default | NECB_Default | NECB_Default | NECB_Default | NECB_Default | NECB_Default | NECB_Default | NECB_Default | NECB_Default | aws_batch | 834599497928 | btap_private_cli |  | TRUE | TRUE |  |  | 117.1867 | 25.7763 | 148.6443 | 216.1542 | 3804.01 | 2926.6316 | 37.3 | Outpatient |  |  | 5 | Outpatient | 3 |  | 3 | NECB2015 | 0.24527 | 11932.1528 | 93.9779 | 37.7528 | 72.2387 | 4.9081 | 562.3725 | 353.4949 | MONTREAL | QUEBEC | 0.4054 | 0 | 0 | 0.4054 | 25.8198 | 0 | 0 | 25.8198 | 0 | 0.058076 | 0 | 0 | 1.0432 | 0.12467 | 0 | 0.53512 | 0.081779 | 0.18271 | 0 | 0.0056283 | 1.0432 | 0.054658 | 137.988 | 0 | 37.3 | 0.757 | [5 empty] | 0.183 | 0.247 | 2.2 | 2.2 | 5 | Montreal-Trudeau Intl AP | CAN | 323 | 4090 | 45.471 | -73.741 | 6 | 4400 | QC | CAN_QC_Montreal-Trudeau.Intl.AP.716270_CWEC2016.epw | 1.0432 | 25.7763 | 117.1867 | 14.9177 | 19.1459 | FALSE | FALSE | FALSE | FALSE | 12.1714 | 12.6763 | 0 | 0.56886 | 0.0028171 | 207.92 | 0 | 201.9337 | 2.7806 | 0.01377 | 1016.3 | 0.00057308 | 1.0432 | 2075.5 | 1997.83 | 902 | 900 |  | https://s3.console.aws.amazon.com/s3/buckets/834599497928?region=ca-central-1&prefix=phylroy.lopez/reference/reference/output/43755a09-176f-418a-877f-c6f3c825b366/ | 1.0.002
1076 |  | TRUE | 1158 | 0 | 0 | 1350.5456 |  |  |  | 0.1 | 2021-09-22 20:32:23 +0000 | 438c2ebff | 0.2.14 | :adv_dx_units: NECB_Default :airloop_economizer_type: NECB_Default :algorithm_type: parametric :analysis_id: reference :analysis_name: reference :boiler_eff: NECB_Default :btap_batch_version: 1.0.002 :building_type: Outpatient :chiller_type: NECB_Default :compute_environment: aws_batch :datapoint_id: 6f840653-fd68-497b-aedf-0fbab5d3f7aa :daylighting_type: NECB_Default :dcv_type: NECB_Default :door_construction_cond: NECB_Default :ecm_system_name: NECB_Default :electrical_loads_scale: NECB_Default :enable_costing: true :epw_file: CAN_QC_Montreal-Trudeau.Intl.AP.716270_CWEC2016.epw :erv_package: NECB_Default :ext_floor_cond: NECB_Default :ext_roof_cond: NECB_Default :ext_wall_cond: NECB_Default :fdwr_set: NECB_Default :fixed_wind_solar_trans: NECB_Default :fixed_window_cond: NECB_Default :furnace_eff: NECB_Default :glass_door_cond: NECB_Default :glass_door_solar_trans: NECB_Default :ground_floor_cond: NECB_Default :ground_roof_cond: NECB_Default :ground_wall_cond: NECB_Default :image_name: btap_private_cli :infiltration_scale: NECB_Default :lights_scale: NECB_Default :lights_type: NECB_Default :nv_delta_temp_in_out: NECB_Default :nv_opening_fraction: NECB_Default :nv_temp_out_min: NECB_Default :nv_type: NECB_Default :oa_scale: NECB_Default :occupancy_loads_scale: NECB_Default :output_meters: [] :output_variables: [] :overhead_door_cond: NECB_Default :primary_heating_fuel: NaturalGas :pv_ground_azimuth_angle: NECB_Default :pv_ground_module_description: NECB_Default :pv_ground_tilt_angle: NECB_Default :pv_ground_total_area_pv_panels_m2: NECB_Default :pv_ground_type: NECB_Default :rotation_degrees: NECB_Default :run_annual_simulation: true :s3_bucket: '834599497928' :scale_x: NECB_Default :scale_y: NECB_Default :scale_z: NECB_Default :shw_eff: NECB_Default :skylight_cond: NECB_Default :skylight_solar_trans: NECB_Default :srr_set: NECB_Default :template: NECB2015 | reference | reference | 6f840653-fd68-497b-aedf-0fbab5d3f7aa | NECB2015 | Outpatient | NaturalGas | Natural Gas | CAN_QC_Montreal-Trudeau.Intl.AP.716270_CWEC2016.epw | parametric |  | NECB_Default | NECB_Default | NECB_Default | NECB_Default | NECB_Default | NECB_Default | NECB_Default | NECB_Default | NECB_Default | NECB_Default | NECB_Default | NECB_Default | NECB_Default | NECB_Default | NECB_Default | NECB_Default | NECB_Default | NECB_Default | NECB_Default | NECB_Default | NECB_Default | NECB_Default | NECB_Default | NECB_Default | NECB_Default | NECB_Default | NECB_Default | NECB_Default | NECB_Default | NECB_Default | NECB_Default | NECB_Default | NECB_Default | NECB_Default | NECB_Default | NECB_Default | NECB_Default | NECB_Default | NECB_Default | NECB_Default | NECB_Default | NECB_Default | NECB_Default | NECB_Default | NECB_Default | aws_batch | 834599497928 | btap_private_cli |  | TRUE | TRUE |  |  | 139.9901 | 25.9642 | 148.8334 | 259.0351 | 3804.01 | 2926.6316 | 37.3 | Outpatient |  |  | 5 | Outpatient | 3 |  | 3 | NECB2015 | 0.24527 | 11932.1528 | 93.9779 | 69.8042 | 72.2387 | 3.3863 | 572.2879 | 332.8806 | MONTREAL | QUEBEC | 0.1787 | 36.4444 | 0 | 36.6231 | 11.3815 | 9.5463 | 0 | 20.9278 | 0 | 0.058307 | 0 | 0 | 0.45985 | 0.12505 | 0 | 0.66809 | 0.081779 | 0.18271 | 0.73774 | 0.011427 | 1.1976 | 0.069648 | 50.4864 | 142.5893 | 37.3 | 0.757 | [5 empty] | 0.183 | 0.247 | 2.2 | 2.2 | 5 | Montreal-Trudeau Intl AP | CAN | 323 | 4090 | 45.471 | -73.741 | 6 | 4400 | QC | CAN_QC_Montreal-Trudeau.Intl.AP.716270_CWEC2016.epw | 1.1976 | 25.9642 | 139.9901 | 14.9177 | 19.1459 | FALSE | FALSE | FALSE | FALSE | 12.1714 | 12.6763 | 0 | 0 | 0 | 0 | 264.94 | 201.9337 | 2.7806 | 0.01377 | 1016.3 | 0.00057308 | 1.1976 | 2073.33 | 1995.67 | 449.67 | 449.67 |  | https://s3.console.aws.amazon.com/s3/buckets/834599497928?region=ca-central-1&prefix=phylroy.lopez/reference/reference/output/6f840653-fd68-497b-aedf-0fbab5d3f7aa/ | 1.0.002
1077 |  | TRUE | 1216 | 0 | 0 | 1414.2973 |  |  |  | 0.1 | 2021-09-22 20:32:02 +0000 | 438c2ebff | 0.2.14 | :adv_dx_units: NECB_Default :airloop_economizer_type: NECB_Default :algorithm_type: parametric :analysis_id: reference :analysis_name: reference :boiler_eff: NECB_Default :btap_batch_version: 1.0.002 :building_type: Outpatient :chiller_type: NECB_Default :compute_environment: aws_batch :datapoint_id: d3adb1d4-0696-4594-9e7f-6b6940992a7c :daylighting_type: NECB_Default :dcv_type: NECB_Default :door_construction_cond: NECB_Default :ecm_system_name: NECB_Default :electrical_loads_scale: NECB_Default :enable_costing: true :epw_file: CAN_AB_Calgary.Intl.AP.718770_CWEC2016.epw :erv_package: NECB_Default :ext_floor_cond: NECB_Default :ext_roof_cond: NECB_Default :ext_wall_cond: NECB_Default :fdwr_set: NECB_Default :fixed_wind_solar_trans: NECB_Default :fixed_window_cond: NECB_Default :furnace_eff: NECB_Default :glass_door_cond: NECB_Default :glass_door_solar_trans: NECB_Default :ground_floor_cond: NECB_Default :ground_roof_cond: NECB_Default :ground_wall_cond: NECB_Default :image_name: btap_private_cli :infiltration_scale: NECB_Default :lights_scale: NECB_Default :lights_type: NECB_Default :nv_delta_temp_in_out: NECB_Default :nv_opening_fraction: NECB_Default :nv_temp_out_min: NECB_Default :nv_type: NECB_Default :oa_scale: NECB_Default :occupancy_loads_scale: NECB_Default :output_meters: [] :output_variables: [] :overhead_door_cond: NECB_Default :primary_heating_fuel: Electricity :pv_ground_azimuth_angle: NECB_Default :pv_ground_module_description: NECB_Default :pv_ground_tilt_angle: NECB_Default :pv_ground_total_area_pv_panels_m2: NECB_Default :pv_ground_type: NECB_Default :rotation_degrees: NECB_Default :run_annual_simulation: true :s3_bucket: '834599497928' :scale_x: NECB_Default :scale_y: NECB_Default :scale_z: NECB_Default :shw_eff: NECB_Default :skylight_cond: NECB_Default :skylight_solar_trans: NECB_Default :srr_set: NECB_Default :template: BTAP1980TO2010 | reference | reference | d3adb1d4-0696-4594-9e7f-6b6940992a7c | BTAP1980TO2010 | Outpatient | Electricity | Electricity | CAN_AB_Calgary.Intl.AP.718770_CWEC2016.epw | parametric |  | NECB_Default | NECB_Default | NECB_Default | NECB_Default | NECB_Default | NECB_Default | NECB_Default | NECB_Default | NECB_Default | NECB_Default | NECB_Default | NECB_Default | NECB_Default | NECB_Default | NECB_Default | NECB_Default | NECB_Default | NECB_Default | NECB_Default | NECB_Default | NECB_Default | NECB_Default | NECB_Default | NECB_Default | NECB_Default | NECB_Default | NECB_Default | NECB_Default | NECB_Default | NECB_Default | NECB_Default | NECB_Default | NECB_Default | NECB_Default | NECB_Default | NECB_Default | NECB_Default | NECB_Default | NECB_Default | NECB_Default | NECB_Default | NECB_Default | NECB_Default | NECB_Default | NECB_Default | aws_batch | 834599497928 | btap_private_cli |  | TRUE | TRUE |  |  | 117.184 | 15.2155 | 164.8947 | 218.6837 | 3804.01 | 2926.6316 | 21.2 | Outpatient |  |  | 0 | Outpatient | 3 |  | 3 | BTAP1980TO2010 | 0.24527 | 11932.1528 | 0.66317 | 42.1898 | 69.3023 | 5.3193 | 425.1331 | 307.6585 | CALGARY | ALBERTA | 228.9483 | 0 | 0 | 228.9483 | 21.6995 | 0 | 0 | 21.6995 | 0 | 0.022203 | 0 | 0 | 1.0432 | 0.1084 | 0 | 0.59362 | 0.08062 | 0.17519 | 0 | 0.001622 | 1.0432 | 0.061419 | 140.7844 | 0 | 21.2 | 0.678 |  |  | 2.95 |  |  | 0.227 | 0.346 | 2.95 |  | 0 | Calgary Intl AP | CAN | 64 | 4781 | 51.114 | -114.02 | 7a | 5000 | AB | CAN_AB_Calgary.Intl.AP.718770_CWEC2016.epw | 1.0433 | 15.2155 | 117.184 | 12.8402 | 18.3844 | TRUE | FALSE | FALSE | FALSE | 11.7228 | 13.5697 | 0 | 0.63923 | 0.0034054 | 233.64 | 0 | 187.7143 | 2.9674 | 0.015808 | 1084.6 | 0.00017876 | 1.0432 | 3759.5 | 3565.8301 | 8.33 | 8.33 |  | https://s3.console.aws.amazon.com/s3/buckets/834599497928?region=ca-central-1&prefix=phylroy.lopez/reference/reference/output/d3adb1d4-0696-4594-9e7f-6b6940992a7c/ | 1.0.002
1078 |  | TRUE | 1154 | 0 | 0 | 1350.7009 |  |  |  | 0.1 | 2021-09-22 20:32:20 +0000 | 438c2ebff | 0.2.14 | :adv_dx_units: NECB_Default :airloop_economizer_type: NECB_Default :algorithm_type: parametric :analysis_id: reference :analysis_name: reference :boiler_eff: NECB_Default :btap_batch_version: 1.0.002 :building_type: Outpatient :chiller_type: NECB_Default :compute_environment: aws_batch :datapoint_id: d6a3720d-ada6-4471-b2b2-1f6d7df45bcf :daylighting_type: NECB_Default :dcv_type: NECB_Default :door_construction_cond: NECB_Default :ecm_system_name: NECB_Default :electrical_loads_scale: NECB_Default :enable_costing: true :epw_file: CAN_AB_Edmonton.Intl.AP.711230_CWEC2016.epw :erv_package: NECB_Default :ext_floor_cond: NECB_Default :ext_roof_cond: NECB_Default :ext_wall_cond: NECB_Default :fdwr_set: NECB_Default :fixed_wind_solar_trans: NECB_Default :fixed_window_cond: NECB_Default :furnace_eff: NECB_Default :glass_door_cond: NECB_Default :glass_door_solar_trans: NECB_Default :ground_floor_cond: NECB_Default :ground_roof_cond: NECB_Default :ground_wall_cond: NECB_Default :image_name: btap_private_cli :infiltration_scale: NECB_Default :lights_scale: NECB_Default :lights_type: NECB_Default :nv_delta_temp_in_out: NECB_Default :nv_opening_fraction: NECB_Default :nv_temp_out_min: NECB_Default :nv_type: NECB_Default :oa_scale: NECB_Default :occupancy_loads_scale: NECB_Default :output_meters: [] :output_variables: [] :overhead_door_cond: NECB_Default :primary_heating_fuel: Electricity :pv_ground_azimuth_angle: NECB_Default :pv_ground_module_description: NECB_Default :pv_ground_tilt_angle: NECB_Default :pv_ground_total_area_pv_panels_m2: NECB_Default :pv_ground_type: NECB_Default :rotation_degrees: NECB_Default :run_annual_simulation: true :s3_bucket: '834599497928' :scale_x: NECB_Default :scale_y: NECB_Default :scale_z: NECB_Default :shw_eff: NECB_Default :skylight_cond: NECB_Default :skylight_solar_trans: NECB_Default :srr_set: NECB_Default :template: NECB2015 | reference | reference | d6a3720d-ada6-4471-b2b2-1f6d7df45bcf | NECB2015 | Outpatient | Electricity | Electricity | CAN_AB_Edmonton.Intl.AP.711230_CWEC2016.epw | parametric |  | NECB_Default | NECB_Default | NECB_Default | NECB_Default | NECB_Default | NECB_Default | NECB_Default | NECB_Default | NECB_Default | NECB_Default | NECB_Default | NECB_Default | NECB_Default | NECB_Default | NECB_Default | NECB_Default | NECB_Default | NECB_Default | NECB_Default | NECB_Default | NECB_Default | NECB_Default | NECB_Default | NECB_Default | NECB_Default | NECB_Default | NECB_Default | NECB_Default | NECB_Default | NECB_Default | NECB_Default | NECB_Default | NECB_Default | NECB_Default | NECB_Default | NECB_Default | NECB_Default | NECB_Default | NECB_Default | NECB_Default | NECB_Default | NECB_Default | NECB_Default | NECB_Default | NECB_Default | aws_batch | 834599497928 | btap_private_cli |  | TRUE | TRUE |  |  | 116.0154 | 17.2778 | 174.4884 | 235.3846 | 3804.01 | 2926.6316 | 32.5 | Outpatient |  |  | 5 | Outpatient | 3 |  | 3 | NECB2015 | 0.24527 | 11932.1528 | 96.1541 | 37.0601 | 78.63 | 4.9699 | 586.1725 | 369.3584 | EDMONTON | ALBERTA | 244.0594 | 0 | 0 | 244.0594 | 23.1317 | 0 | 0 | 23.1317 | 0 | 0.027334 | 0 | 0 | 1.1121 | 0.12764 | 0 | 0.62816 | 0.081779 | 0.18271 | 0 | 0.0040825 | 1.1121 | 0.060173 | 141.6268 | 0 | 32.5 | 0.757 | [5 empty] | 0.162 | 0.21 | 2.2 | 2.2 | 5 | Edmonton Intl AP | CAN | 23 | 5588 | 53.31 | -113.579 | 7a | 5120 | AB | CAN_AB_Edmonton.Intl.AP.711230_CWEC2016.epw | 1.1121 | 17.2778 | 116.0154 | 13.0599 | 16.482 | TRUE | FALSE | FALSE | FALSE | 10.7604 | 15.3462 | 0 | 0.62627 | 0.0031013 | 228.9 | 0 | 201.9337 | 2.7806 | 0.01377 | 1016.3 | 0.00022608 | 1.1121 | 1678 | 1627.67 | 616.67 | 615.83 |  | https://s3.console.aws.amazon.com/s3/buckets/834599497928?region=ca-central-1&prefix=phylroy.lopez/reference/reference/output/d6a3720d-ada6-4471-b2b2-1f6d7df45bcf/ | 1.0.002
1079 |  | TRUE | 1149 | 0 | 0 | 1351.2646 |  |  |  | 0.1 | 2021-09-22 20:32:01 +0000 | 438c2ebff | 0.2.14 | :adv_dx_units: NECB_Default :airloop_economizer_type: NECB_Default :algorithm_type: parametric :analysis_id: reference :analysis_name: reference :boiler_eff: NECB_Default :btap_batch_version: 1.0.002 :building_type: Outpatient :chiller_type: NECB_Default :compute_environment: aws_batch :datapoint_id: d67f8361-9906-45bd-b422-f22e7ea2a8d0 :daylighting_type: NECB_Default :dcv_type: NECB_Default :door_construction_cond: NECB_Default :ecm_system_name: NECB_Default :electrical_loads_scale: NECB_Default :enable_costing: true :epw_file: CAN_AB_Edmonton.Intl.AP.711230_CWEC2016.epw :erv_package: NECB_Default :ext_floor_cond: NECB_Default :ext_roof_cond: NECB_Default :ext_wall_cond: NECB_Default :fdwr_set: NECB_Default :fixed_wind_solar_trans: NECB_Default :fixed_window_cond: NECB_Default :furnace_eff: NECB_Default :glass_door_cond: NECB_Default :glass_door_solar_trans: NECB_Default :ground_floor_cond: NECB_Default :ground_roof_cond: NECB_Default :ground_wall_cond: NECB_Default :image_name: btap_private_cli :infiltration_scale: NECB_Default :lights_scale: NECB_Default :lights_type: NECB_Default :nv_delta_temp_in_out: NECB_Default :nv_opening_fraction: NECB_Default :nv_temp_out_min: NECB_Default :nv_type: NECB_Default :oa_scale: NECB_Default :occupancy_loads_scale: NECB_Default :output_meters: [] :output_variables: [] :overhead_door_cond: NECB_Default :primary_heating_fuel: NaturalGas :pv_ground_azimuth_angle: NECB_Default :pv_ground_module_description: NECB_Default :pv_ground_tilt_angle: NECB_Default :pv_ground_total_area_pv_panels_m2: NECB_Default :pv_ground_type: NECB_Default :rotation_degrees: NECB_Default :run_annual_simulation: true :s3_bucket: '834599497928' :scale_x: NECB_Default :scale_y: NECB_Default :scale_z: NECB_Default :shw_eff: NECB_Default :skylight_cond: NECB_Default :skylight_solar_trans: NECB_Default :srr_set: NECB_Default :template: NECB2015 | reference | reference | d67f8361-9906-45bd-b422-f22e7ea2a8d0 | NECB2015 | Outpatient | NaturalGas | Natural Gas | CAN_AB_Edmonton.Intl.AP.711230_CWEC2016.epw | parametric |  | NECB_Default | NECB_Default | NECB_Default | NECB_Default | NECB_Default | NECB_Default | NECB_Default | NECB_Default | NECB_Default | NECB_Default | NECB_Default | NECB_Default | NECB_Default | NECB_Default | NECB_Default | NECB_Default | NECB_Default | NECB_Default | NECB_Default | NECB_Default | NECB_Default | NECB_Default | NECB_Default | NECB_Default | NECB_Default | NECB_Default | NECB_Default | NECB_Default | NECB_Default | NECB_Default | NECB_Default | NECB_Default | NECB_Default | NECB_Default | NECB_Default | NECB_Default | NECB_Default | NECB_Default | NECB_Default | NECB_Default | NECB_Default | NECB_Default | NECB_Default | NECB_Default | NECB_Default | aws_batch | 834599497928 | btap_private_cli |  | TRUE | TRUE |  |  | 138.5166 | 17.4058 | 174.7775 | 286.1885 | 3804.01 | 2926.6316 | 32.5 | Outpatient |  |  | 5 | Outpatient | 3 |  | 3 | NECB2015 | 0.24527 | 11932.1528 | 96.1541 | 69.8342 | 78.63 | 3.5105 | 595.3329 | 347.2041 | EDMONTON | ALBERTA | 94.5263 | 43.6127 | 0 | 138.139 | 8.9591 | 3.1114 | 0 | 12.0705 | 0 | 0.027395 | 0 | 0 | 0.43073 | 0.12787 | 0 | 0.78798 | 0.081779 | 0.18271 | 0.86427 | 0.010749 | 1.295 | 0.076285 | 41.5783 | 141.6231 | 32.5 | 0.757 | [5 empty] | 0.162 | 0.21 | 2.2 | 2.2 | 5 | Edmonton Intl AP | CAN | 23 | 5588 | 53.31 | -113.579 | 7a | 5120 | AB | CAN_AB_Edmonton.Intl.AP.711230_CWEC2016.epw | 1.295 | 17.4058 | 138.5166 | 13.0599 | 16.482 | TRUE | FALSE | FALSE | FALSE | 10.7604 | 15.3462 | 0 | 0 | 0 | 0 | 290.19 | 201.9337 | 2.7806 | 0.01377 | 1016.3 | 0.00022608 | 1.295 | 1676 | 1625.67 | 261.17 | 261.17 |  | https://s3.console.aws.amazon.com/s3/buckets/834599497928?region=ca-central-1&prefix=phylroy.lopez/reference/reference/output/d67f8361-9906-45bd-b422-f22e7ea2a8d0/ | 1.0.002
1080 |  | TRUE | 1219 | 0 | 0 | 1471.6128 |  |  |  | 0.1 | 2021-09-22 20:32:31 +0000 | 438c2ebff | 0.2.14 | :adv_dx_units: NECB_Default :airloop_economizer_type: NECB_Default :algorithm_type: parametric :analysis_id: reference :analysis_name: reference :boiler_eff: NECB_Default :btap_batch_version: 1.0.002 :building_type: Outpatient :chiller_type: NECB_Default :compute_environment: aws_batch :datapoint_id: 05c83ba5-2fea-495f-b4ef-320ef886cb4d :daylighting_type: NECB_Default :dcv_type: NECB_Default :door_construction_cond: NECB_Default :ecm_system_name: NECB_Default :electrical_loads_scale: NECB_Default :enable_costing: true :epw_file: CAN_NS_Halifax.Dockyard.713280_CWEC2016.epw :erv_package: NECB_Default :ext_floor_cond: NECB_Default :ext_roof_cond: NECB_Default :ext_wall_cond: NECB_Default :fdwr_set: NECB_Default :fixed_wind_solar_trans: NECB_Default :fixed_window_cond: NECB_Default :furnace_eff: NECB_Default :glass_door_cond: NECB_Default :glass_door_solar_trans: NECB_Default :ground_floor_cond: NECB_Default :ground_roof_cond: NECB_Default :ground_wall_cond: NECB_Default :image_name: btap_private_cli :infiltration_scale: NECB_Default :lights_scale: NECB_Default :lights_type: NECB_Default :nv_delta_temp_in_out: NECB_Default :nv_opening_fraction: NECB_Default :nv_temp_out_min: NECB_Default :nv_type: NECB_Default :oa_scale: NECB_Default :occupancy_loads_scale: NECB_Default :output_meters: [] :output_variables: [] :overhead_door_cond: NECB_Default :primary_heating_fuel: Electricity :pv_ground_azimuth_angle: NECB_Default :pv_ground_module_description: NECB_Default :pv_ground_tilt_angle: NECB_Default :pv_ground_total_area_pv_panels_m2: NECB_Default :pv_ground_type: NECB_Default :rotation_degrees: NECB_Default :run_annual_simulation: true :s3_bucket: '834599497928' :scale_x: NECB_Default :scale_y: NECB_Default :scale_z: NECB_Default :shw_eff: NECB_Default :skylight_cond: NECB_Default :skylight_solar_trans: NECB_Default :srr_set: NECB_Default :template: BTAPPRE1980 | reference | reference | 05c83ba5-2fea-495f-b4ef-320ef886cb4d | BTAPPRE1980 | Outpatient | Electricity | Electricity | CAN_NS_Halifax.Dockyard.713280_CWEC2016.epw | parametric |  | NECB_Default | NECB_Default | NECB_Default | NECB_Default | NECB_Default | NECB_Default | NECB_Default | NECB_Default | NECB_Default | NECB_Default | NECB_Default | NECB_Default | NECB_Default | NECB_Default | NECB_Default | NECB_Default | NECB_Default | NECB_Default | NECB_Default | NECB_Default | NECB_Default | NECB_Default | NECB_Default | NECB_Default | NECB_Default | NECB_Default | NECB_Default | NECB_Default | NECB_Default | NECB_Default | NECB_Default | NECB_Default | NECB_Default | NECB_Default | NECB_Default | NECB_Default | NECB_Default | NECB_Default | NECB_Default | NECB_Default | NECB_Default | NECB_Default | NECB_Default | NECB_Default | NECB_Default | aws_batch | 834599497928 | btap_private_cli |  | TRUE | TRUE |  |  | 108.6008 | 13.4725 | 160.5053 | 210.9835 | 3804.01 | 2926.6316 | 21.2 | Outpatient |  |  | 0 | Outpatient | 3 |  | 3 | BTAPPRE1980 | 0.24527 | 11932.1528 | 0.64547 | 41.2493 | 70.2496 | 5.2866 | 406.2275 | 288.7965 | HALIFAX | NOVA SCOTIA | 205.9376 | 0 | 0 | 205.9376 | 40.3882 | 0 | 0 | 40.3882 | 0 | 0.0225 | 0 | 0 | 1.0155 | 0.10022 | 0 | 0.57782 | 0.08062 | 0.17519 | 0 | 0.0014774 | 1.0155 | 0.057518 | 130.1096 | 0 | 21.2 | 0.678 |  |  | 2.95 |  |  | 0.267 | 0.823 | 2.95 |  | 0 | Halifax Dockyard | CAN | 112 | 3647 | 44.655 | -63.577 | 6 | 4000 | NS | CAN_NS_Halifax.Dockyard.713280_CWEC2016.epw | 1.0155 | 13.4725 | 108.6008 | 14.1633 | 18.7135 | TRUE | FALSE | FALSE | FALSE | 7.5345 | 6.1828 | 0 | 0.59863 | 0.0031891 | 218.8 | 0 | 187.7143 | 2.9674 | 0.015808 | 1084.6 | 0.00019716 | 1.0155 | 3590.67 | 3422.6699 | 16.83 | 16.83 |  | https://s3.console.aws.amazon.com/s3/buckets/834599497928?region=ca-central-1&prefix=phylroy.lopez/reference/reference/output/05c83ba5-2fea-495f-b4ef-320ef886cb4d/ | 1.0.002
1081 |  | TRUE | 1207 | 0 | 0 | 1472.4659 |  |  |  | 0.1 | 2021-09-22 20:32:12 +0000 | 438c2ebff | 0.2.14 | :adv_dx_units: NECB_Default :airloop_economizer_type: NECB_Default :algorithm_type: parametric :analysis_id: reference :analysis_name: reference :boiler_eff: NECB_Default :btap_batch_version: 1.0.002 :building_type: Outpatient :chiller_type: NECB_Default :compute_environment: aws_batch :datapoint_id: 90b83dc7-5344-4662-9fc7-7297669ef0ff :daylighting_type: NECB_Default :dcv_type: NECB_Default :door_construction_cond: NECB_Default :ecm_system_name: NECB_Default :electrical_loads_scale: NECB_Default :enable_costing: true :epw_file: CAN_NS_Halifax.Dockyard.713280_CWEC2016.epw :erv_package: NECB_Default :ext_floor_cond: NECB_Default :ext_roof_cond: NECB_Default :ext_wall_cond: NECB_Default :fdwr_set: NECB_Default :fixed_wind_solar_trans: NECB_Default :fixed_window_cond: NECB_Default :furnace_eff: NECB_Default :glass_door_cond: NECB_Default :glass_door_solar_trans: NECB_Default :ground_floor_cond: NECB_Default :ground_roof_cond: NECB_Default :ground_wall_cond: NECB_Default :image_name: btap_private_cli :infiltration_scale: NECB_Default :lights_scale: NECB_Default :lights_type: NECB_Default :nv_delta_temp_in_out: NECB_Default :nv_opening_fraction: NECB_Default :nv_temp_out_min: NECB_Default :nv_type: NECB_Default :oa_scale: NECB_Default :occupancy_loads_scale: NECB_Default :output_meters: [] :output_variables: [] :overhead_door_cond: NECB_Default :primary_heating_fuel: NaturalGas :pv_ground_azimuth_angle: NECB_Default :pv_ground_module_description: NECB_Default :pv_ground_tilt_angle: NECB_Default :pv_ground_total_area_pv_panels_m2: NECB_Default :pv_ground_type: NECB_Default :rotation_degrees: NECB_Default :run_annual_simulation: true :s3_bucket: '834599497928' :scale_x: NECB_Default :scale_y: NECB_Default :scale_z: NECB_Default :shw_eff: NECB_Default :skylight_cond: NECB_Default :skylight_solar_trans: NECB_Default :srr_set: NECB_Default :template: BTAPPRE1980 | reference | reference | 90b83dc7-5344-4662-9fc7-7297669ef0ff | BTAPPRE1980 | Outpatient | NaturalGas | Natural Gas | CAN_NS_Halifax.Dockyard.713280_CWEC2016.epw | parametric |  | NECB_Default | NECB_Default | NECB_Default | NECB_Default | NECB_Default | NECB_Default | NECB_Default | NECB_Default | NECB_Default | NECB_Default | NECB_Default | NECB_Default | NECB_Default | NECB_Default | NECB_Default | NECB_Default | NECB_Default | NECB_Default | NECB_Default | NECB_Default | NECB_Default | NECB_Default | NECB_Default | NECB_Default | NECB_Default | NECB_Default | NECB_Default | NECB_Default | NECB_Default | NECB_Default | NECB_Default | NECB_Default | NECB_Default | NECB_Default | NECB_Default | NECB_Default | NECB_Default | NECB_Default | NECB_Default | NECB_Default | NECB_Default | NECB_Default | NECB_Default | NECB_Default | NECB_Default | aws_batch | 834599497928 | btap_private_cli |  | TRUE | TRUE |  |  | 140.5141 | 13.4713 | 160.0876 | 274.8978 | 3804.01 | 2926.6316 | 21.2 | Outpatient |  |  | 0 | Outpatient | 3 |  | 3 | BTAPPRE1980 | 0.24527 | 11932.1528 | 0.64547 | 74.3928 | 70.2496 | 3.4231 | 423.833 | 275.1221 | HALIFAX | NOVA SCOTIA | 78.3761 | 42.7508 | 0 | 121.1269 | 15.371 | 10.7907 | 0 | 26.1617 | 0 | 0.022276 | 0 | 0 | 0.3865 | 0.10048 | 0 | 0.78528 | 0.08062 | 0.17519 | 0.85913 | 0.0077445 | 1.2456 | 0.073854 | 33.6482 | 143.9725 | 21.2 | 0.678 |  |  | 2.95 |  |  | 0.267 | 0.823 | 2.95 |  | 0 | Halifax Dockyard | CAN | 112 | 3647 | 44.655 | -63.577 | 6 | 4000 | NS | CAN_NS_Halifax.Dockyard.713280_CWEC2016.epw | 1.2456 | 13.4713 | 140.5141 | 14.1633 | 18.7135 | TRUE | FALSE | FALSE | FALSE | 7.5345 | 6.1828 | 0 | 0 | 0 | 0 | 280.94 | 187.7143 | 2.9674 | 0.015808 | 1084.6 | 0.0001919 | 1.2456 | 3587 | 3420.8301 | 28.67 | 28.67 |  | https://s3.console.aws.amazon.com/s3/buckets/834599497928?region=ca-central-1&prefix=phylroy.lopez/reference/reference/output/90b83dc7-5344-4662-9fc7-7297669ef0ff/ | 1.0.002
1082 |  | TRUE | 1220 | 0 | 0 | 1474.0617 |  |  |  | 0.1 | 2021-09-22 20:32:30 +0000 | 438c2ebff | 0.2.14 | :adv_dx_units: NECB_Default :airloop_economizer_type: NECB_Default :algorithm_type: parametric :analysis_id: reference :analysis_name: reference :boiler_eff: NECB_Default :btap_batch_version: 1.0.002 :building_type: Outpatient :chiller_type: NECB_Default :compute_environment: aws_batch :datapoint_id: cdf261ea-5358-4fe2-be69-7c07499b7a24 :daylighting_type: NECB_Default :dcv_type: NECB_Default :door_construction_cond: NECB_Default :ecm_system_name: NECB_Default :electrical_loads_scale: NECB_Default :enable_costing: true :epw_file: CAN_ON_Toronto.Pearson.Intl.AP.716240_CWEC2016.epw :erv_package: NECB_Default :ext_floor_cond: NECB_Default :ext_roof_cond: NECB_Default :ext_wall_cond: NECB_Default :fdwr_set: NECB_Default :fixed_wind_solar_trans: NECB_Default :fixed_window_cond: NECB_Default :furnace_eff: NECB_Default :glass_door_cond: NECB_Default :glass_door_solar_trans: NECB_Default :ground_floor_cond: NECB_Default :ground_roof_cond: NECB_Default :ground_wall_cond: NECB_Default :image_name: btap_private_cli :infiltration_scale: NECB_Default :lights_scale: NECB_Default :lights_type: NECB_Default :nv_delta_temp_in_out: NECB_Default :nv_opening_fraction: NECB_Default :nv_temp_out_min: NECB_Default :nv_type: NECB_Default :oa_scale: NECB_Default :occupancy_loads_scale: NECB_Default :output_meters: [] :output_variables: [] :overhead_door_cond: NECB_Default :primary_heating_fuel: NaturalGas :pv_ground_azimuth_angle: NECB_Default :pv_ground_module_description: NECB_Default :pv_ground_tilt_angle: NECB_Default :pv_ground_total_area_pv_panels_m2: NECB_Default :pv_ground_type: NECB_Default :rotation_degrees: NECB_Default :run_annual_simulation: true :s3_bucket: '834599497928' :scale_x: NECB_Default :scale_y: NECB_Default :scale_z: NECB_Default :shw_eff: NECB_Default :skylight_cond: NECB_Default :skylight_solar_trans: NECB_Default :srr_set: NECB_Default :template: BTAPPRE1980 | reference | reference | cdf261ea-5358-4fe2-be69-7c07499b7a24 | BTAPPRE1980 | Outpatient | NaturalGas | Natural Gas | CAN_ON_Toronto.Pearson.Intl.AP.716240_CWEC2016.epw | parametric |  | NECB_Default | NECB_Default | NECB_Default | NECB_Default | NECB_Default | NECB_Default | NECB_Default | NECB_Default | NECB_Default | NECB_Default | NECB_Default | NECB_Default | NECB_Default | NECB_Default | NECB_Default | NECB_Default | NECB_Default | NECB_Default | NECB_Default | NECB_Default | NECB_Default | NECB_Default | NECB_Default | NECB_Default | NECB_Default | NECB_Default | NECB_Default | NECB_Default | NECB_Default | NECB_Default | NECB_Default | NECB_Default | NECB_Default | NECB_Default | NECB_Default | NECB_Default | NECB_Default | NECB_Default | NECB_Default | NECB_Default | NECB_Default | NECB_Default | NECB_Default | NECB_Default | NECB_Default | aws_batch | 834599497928 | btap_private_cli |  | TRUE | TRUE |  |  | 170.689 | 23.8959 | 169.9771 | 295.3864 | 3804.01 | 2926.6316 | 21.2 | Outpatient |  |  | 0 | Outpatient | 3 |  | 3 | BTAPPRE1980 | 0.24527 | 11932.1528 | 0.76186 | 86.6497 | 72.6735 | 3.6173 | 466.9524 | 303.2499 | TORONTO | ONTARIO | 2.3409 | 44.3822 | 0 | 46.7231 | 18.755 | 7.8312 | 0 | 26.5862 | 0 | 0.050725 | 0 | 0 | 0.42146 | 0.10533 | 0 | 0.82539 | 0.08062 | 0.17519 | 0.89808 | 0.0092639 | 1.3195 | 0.072684 | 44.7581 | 174.345 | 21.2 | 0.678 |  |  | 3.35 |  |  | 0.296 | 0.9 | 3.35 |  | 0 | Toronto Pearson Intl AP | CAN | 382 | 3615 | 43.677 | -79.631 | 5 | 3890 | ON | CAN_ON_Toronto.Pearson.Intl.AP.716240_CWEC2016.epw | 1.3195 | 23.8959 | 170.689 | 15.808 | 17.5253 | TRUE | FALSE | FALSE | FALSE | 12.2508 | 7.2769 | 0 | 0 | 0 | 0 | 276.49 | 189.0836 | 2.9674 | 0.015694 | 1084.6 | 0.00034174 | 1.3195 | 3845.5 | 3676.1699 | 23.67 | 23.5 |  | https://s3.console.aws.amazon.com/s3/buckets/834599497928?region=ca-central-1&prefix=phylroy.lopez/reference/reference/output/cdf261ea-5358-4fe2-be69-7c07499b7a24/ | 1.0.002
1083 |  | TRUE | 1159 | 0 | 0 | 1353.3753 |  |  |  | 0.1 | 2021-09-22 20:32:42 +0000 | 438c2ebff | 0.2.14 | :adv_dx_units: NECB_Default :airloop_economizer_type: NECB_Default :algorithm_type: parametric :analysis_id: reference :analysis_name: reference :boiler_eff: NECB_Default :btap_batch_version: 1.0.002 :building_type: Outpatient :chiller_type: NECB_Default :compute_environment: aws_batch :datapoint_id: 55c587a1-1333-426c-931f-5bce29858977 :daylighting_type: NECB_Default :dcv_type: NECB_Default :door_construction_cond: NECB_Default :ecm_system_name: NECB_Default :electrical_loads_scale: NECB_Default :enable_costing: true :epw_file: CAN_NS_Halifax.Dockyard.713280_CWEC2016.epw :erv_package: NECB_Default :ext_floor_cond: NECB_Default :ext_roof_cond: NECB_Default :ext_wall_cond: NECB_Default :fdwr_set: NECB_Default :fixed_wind_solar_trans: NECB_Default :fixed_window_cond: NECB_Default :furnace_eff: NECB_Default :glass_door_cond: NECB_Default :glass_door_solar_trans: NECB_Default :ground_floor_cond: NECB_Default :ground_roof_cond: NECB_Default :ground_wall_cond: NECB_Default :image_name: btap_private_cli :infiltration_scale: NECB_Default :lights_scale: NECB_Default :lights_type: NECB_Default :nv_delta_temp_in_out: NECB_Default :nv_opening_fraction: NECB_Default :nv_temp_out_min: NECB_Default :nv_type: NECB_Default :oa_scale: NECB_Default :occupancy_loads_scale: NECB_Default :output_meters: [] :output_variables: [] :overhead_door_cond: NECB_Default :primary_heating_fuel: Electricity :pv_ground_azimuth_angle: NECB_Default :pv_ground_module_description: NECB_Default :pv_ground_tilt_angle: NECB_Default :pv_ground_total_area_pv_panels_m2: NECB_Default :pv_ground_type: NECB_Default :rotation_degrees: NECB_Default :run_annual_simulation: true :s3_bucket: '834599497928' :scale_x: NECB_Default :scale_y: NECB_Default :scale_z: NECB_Default :shw_eff: NECB_Default :skylight_cond: NECB_Default :skylight_solar_trans: NECB_Default :srr_set: NECB_Default :template: NECB2017 | reference | reference | 55c587a1-1333-426c-931f-5bce29858977 | NECB2017 | Outpatient | Electricity | Electricity | CAN_NS_Halifax.Dockyard.713280_CWEC2016.epw | parametric |  | NECB_Default | NECB_Default | NECB_Default | NECB_Default | NECB_Default | NECB_Default | NECB_Default | NECB_Default | NECB_Default | NECB_Default | NECB_Default | NECB_Default | NECB_Default | NECB_Default | NECB_Default | NECB_Default | NECB_Default | NECB_Default | NECB_Default | NECB_Default | NECB_Default | NECB_Default | NECB_Default | NECB_Default | NECB_Default | NECB_Default | NECB_Default | NECB_Default | NECB_Default | NECB_Default | NECB_Default | NECB_Default | NECB_Default | NECB_Default | NECB_Default | NECB_Default | NECB_Default | NECB_Default | NECB_Default | NECB_Default | NECB_Default | NECB_Default | NECB_Default | NECB_Default | NECB_Default | aws_batch | 834599497928 | btap_private_cli |  | TRUE | TRUE |  |  | 47.4369 | 13.9377 | 54.6368 | 112.2887 | 3804.01 | 2926.6316 | 40 | Outpatient |  |  | 2 | Outpatient | 3 |  | 3 | NECB2017 | 0.24527 | 11932.1528 | 91.985 | 33.8987 | 75.1683 | 4.934 | 595.0769 | 389.0908 | HALIFAX | NOVA SCOTIA | 138.429 | 0 | 0 | 138.429 | 27.1485 | 0 | 0 | 27.1485 | 0 | 0.031062 | 0 | 0 | 0.68264 | 0.11827 | 0.036795 | 0.19669 | 0.081779 | 0.15952 | 0 | 0.0042928 | 0.68264 | 0.053922 | 69.693 | 0 | 40 | 0.757 | [5 empty] | 0.156 | 0.247 | 1.9 | 1.9 | 2 | Halifax Dockyard | CAN | 112 | 3647 | 44.655 | -63.577 | 6 | 4000 | NS | CAN_NS_Halifax.Dockyard.713280_CWEC2016.epw | 0.68264 | 13.9377 | 47.4369 | 14.1633 | 18.7135 | TRUE | FALSE | FALSE | FALSE | 7.5341 | 6.1821 | 0 | 0.5612 | 0.0027193 | 205.12 | 0 | 206.3784 | 2.7806 | 0.013473 | 1016.3 | 0.00030494 | 0.68264 | 1624.17 | 1583.33 | 452.67 | 452.67 |  | https://s3.console.aws.amazon.com/s3/buckets/834599497928?region=ca-central-1&prefix=phylroy.lopez/reference/reference/output/55c587a1-1333-426c-931f-5bce29858977/ | 1.0.002
1084 |  | TRUE | 1224 | 0 | 0 | 1470.4936 |  |  |  | 0.1 | 2021-09-22 20:32:21 +0000 | 438c2ebff | 0.2.14 | :adv_dx_units: NECB_Default :airloop_economizer_type: NECB_Default :algorithm_type: parametric :analysis_id: reference :analysis_name: reference :boiler_eff: NECB_Default :btap_batch_version: 1.0.002 :building_type: Outpatient :chiller_type: NECB_Default :compute_environment: aws_batch :datapoint_id: 14153b95-e69a-4aa4-8ede-d8fae0e3a79b :daylighting_type: NECB_Default :dcv_type: NECB_Default :door_construction_cond: NECB_Default :ecm_system_name: NECB_Default :electrical_loads_scale: NECB_Default :enable_costing: true :epw_file: CAN_QC_Montreal-Trudeau.Intl.AP.716270_CWEC2016.epw :erv_package: NECB_Default :ext_floor_cond: NECB_Default :ext_roof_cond: NECB_Default :ext_wall_cond: NECB_Default :fdwr_set: NECB_Default :fixed_wind_solar_trans: NECB_Default :fixed_window_cond: NECB_Default :furnace_eff: NECB_Default :glass_door_cond: NECB_Default :glass_door_solar_trans: NECB_Default :ground_floor_cond: NECB_Default :ground_roof_cond: NECB_Default :ground_wall_cond: NECB_Default :image_name: btap_private_cli :infiltration_scale: NECB_Default :lights_scale: NECB_Default :lights_type: NECB_Default :nv_delta_temp_in_out: NECB_Default :nv_opening_fraction: NECB_Default :nv_temp_out_min: NECB_Default :nv_type: NECB_Default :oa_scale: NECB_Default :occupancy_loads_scale: NECB_Default :output_meters: [] :output_variables: [] :overhead_door_cond: NECB_Default :primary_heating_fuel: NaturalGas :pv_ground_azimuth_angle: NECB_Default :pv_ground_module_description: NECB_Default :pv_ground_tilt_angle: NECB_Default :pv_ground_total_area_pv_panels_m2: NECB_Default :pv_ground_type: NECB_Default :rotation_degrees: NECB_Default :run_annual_simulation: true :s3_bucket: '834599497928' :scale_x: NECB_Default :scale_y: NECB_Default :scale_z: NECB_Default :shw_eff: NECB_Default :skylight_cond: NECB_Default :skylight_solar_trans: NECB_Default :srr_set: NECB_Default :template: BTAP1980TO2010 | reference | reference | 14153b95-e69a-4aa4-8ede-d8fae0e3a79b | BTAP1980TO2010 | Outpatient | NaturalGas | Natural Gas | CAN_QC_Montreal-Trudeau.Intl.AP.716270_CWEC2016.epw | parametric |  | NECB_Default | NECB_Default | NECB_Default | NECB_Default | NECB_Default | NECB_Default | NECB_Default | NECB_Default | NECB_Default | NECB_Default | NECB_Default | NECB_Default | NECB_Default | NECB_Default | NECB_Default | NECB_Default | NECB_Default | NECB_Default | NECB_Default | NECB_Default | NECB_Default | NECB_Default | NECB_Default | NECB_Default | NECB_Default | NECB_Default | NECB_Default | NECB_Default | NECB_Default | NECB_Default | NECB_Default | NECB_Default | NECB_Default | NECB_Default | NECB_Default | NECB_Default | NECB_Default | NECB_Default | NECB_Default | NECB_Default | NECB_Default | NECB_Default | NECB_Default | NECB_Default | NECB_Default | aws_batch | 834599497928 | btap_private_cli |  | TRUE | TRUE |  |  | 189.4272 | 22.7629 | 186.8116 | 316.6257 | 3804.01 | 2926.6316 | 21.2 | Outpatient |  |  | 0 | Outpatient | 3 |  | 3 | BTAP1980TO2010 | 0.24527 | 11932.1528 | 0.63987 | 78.3413 | 66.1359 | 3.3863 | 425.5673 | 277.0639 | MONTREAL | QUEBEC | 0.16047 | 48.5621 | 0 | 48.7226 | 10.2203 | 12.7205 | 0 | 22.9407 | 0 | 0.046296 | 0 | 0 | 0.41294 | 0.10214 | 0 | 0.90825 | 0.08062 | 0.17519 | 0.98303 | 0.008378 | 1.396 | 0.074779 | 43.3432 | 191.7091 | 21.2 | 0.678 |  |  | 2.95 |  |  | 0.267 | 0.426 | 2.95 |  | 0 | Montreal-Trudeau Intl AP | CAN | 323 | 4090 | 45.471 | -73.741 | 6 | 4400 | QC | CAN_QC_Montreal-Trudeau.Intl.AP.716270_CWEC2016.epw | 1.396 | 22.7629 | 189.4272 | 14.9177 | 19.1459 | TRUE | FALSE | FALSE | FALSE | 12.1719 | 12.6771 | 0 | 0 | 0 | 0 | 284.46 | 188.9925 | 2.9674 | 0.015701 | 1084.6 | 0.00031546 | 1.396 | 3759.83 | 3577.6699 | 27 | 27 |  | https://s3.console.aws.amazon.com/s3/buckets/834599497928?region=ca-central-1&prefix=phylroy.lopez/reference/reference/output/14153b95-e69a-4aa4-8ede-d8fae0e3a79b/ | 1.0.002
1085 |  | TRUE | 1150 | 0 | 0 | 1347.8962 |  |  |  | 0.1 | 2021-09-22 20:32:59 +0000 | 438c2ebff | 0.2.14 | :adv_dx_units: NECB_Default :airloop_economizer_type: NECB_Default :algorithm_type: parametric :analysis_id: reference :analysis_name: reference :boiler_eff: NECB_Default :btap_batch_version: 1.0.002 :building_type: Outpatient :chiller_type: NECB_Default :compute_environment: aws_batch :datapoint_id: 2b24dff1-713a-4b15-8aa9-956502e5a744 :daylighting_type: NECB_Default :dcv_type: NECB_Default :door_construction_cond: NECB_Default :ecm_system_name: NECB_Default :electrical_loads_scale: NECB_Default :enable_costing: true :epw_file: CAN_BC_Vancouver.Intl.AP.718920_CWEC2016.epw :erv_package: NECB_Default :ext_floor_cond: NECB_Default :ext_roof_cond: NECB_Default :ext_wall_cond: NECB_Default :fdwr_set: NECB_Default :fixed_wind_solar_trans: NECB_Default :fixed_window_cond: NECB_Default :furnace_eff: NECB_Default :glass_door_cond: NECB_Default :glass_door_solar_trans: NECB_Default :ground_floor_cond: NECB_Default :ground_roof_cond: NECB_Default :ground_wall_cond: NECB_Default :image_name: btap_private_cli :infiltration_scale: NECB_Default :lights_scale: NECB_Default :lights_type: NECB_Default :nv_delta_temp_in_out: NECB_Default :nv_opening_fraction: NECB_Default :nv_temp_out_min: NECB_Default :nv_type: NECB_Default :oa_scale: NECB_Default :occupancy_loads_scale: NECB_Default :output_meters: [] :output_variables: [] :overhead_door_cond: NECB_Default :primary_heating_fuel: Electricity :pv_ground_azimuth_angle: NECB_Default :pv_ground_module_description: NECB_Default :pv_ground_tilt_angle: NECB_Default :pv_ground_total_area_pv_panels_m2: NECB_Default :pv_ground_type: NECB_Default :rotation_degrees: NECB_Default :run_annual_simulation: true :s3_bucket: '834599497928' :scale_x: NECB_Default :scale_y: NECB_Default :scale_z: NECB_Default :shw_eff: NECB_Default :skylight_cond: NECB_Default :skylight_solar_trans: NECB_Default :srr_set: NECB_Default :template: NECB2017 | reference | reference | 2b24dff1-713a-4b15-8aa9-956502e5a744 | NECB2017 | Outpatient | Electricity | Electricity | CAN_BC_Vancouver.Intl.AP.718920_CWEC2016.epw | parametric |  | NECB_Default | NECB_Default | NECB_Default | NECB_Default | NECB_Default | NECB_Default | NECB_Default | NECB_Default | NECB_Default | NECB_Default | NECB_Default | NECB_Default | NECB_Default | NECB_Default | NECB_Default | NECB_Default | NECB_Default | NECB_Default | NECB_Default | NECB_Default | NECB_Default | NECB_Default | NECB_Default | NECB_Default | NECB_Default | NECB_Default | NECB_Default | NECB_Default | NECB_Default | NECB_Default | NECB_Default | NECB_Default | NECB_Default | NECB_Default | NECB_Default | NECB_Default | NECB_Default | NECB_Default | NECB_Default | NECB_Default | NECB_Default | NECB_Default | NECB_Default | NECB_Default | NECB_Default | aws_batch | 834599497928 | btap_private_cli |  | TRUE | TRUE |  |  | 36.6002 | 14.0752 | 49.7852 | 106.0496 | 3804.01 | 2926.6316 | 40 | Outpatient |  |  | 2 | Outpatient | 3 |  | 3 | NECB2017 | 0.24527 | 11932.1528 | 90.6623 | 33.143 | 68.9889 | 4.9116 | 563.3148 | 365.609 | VANCOUVER | BRITISH COLUMBIA | 1.8357 | 0 | 0 | 1.8357 | 18.3311 | 0 | 0 | 18.3311 | 0 | 0.028767 | 0 | 0 | 0.64774 | 0.11792 | 0.024403 | 0.17923 | 0.081779 | 0.15952 | 0 | 0.0043507 | 0.64774 | 0.051511 | 59.6274 | 0 | 40 | 0.757 | [5 empty] | 0.193 | 0.315 | 2.1 | 2.1 | 2 | Vancouver Intl AP | CAN | 42 | 2797 | 49.195 | -123.184 | 4 | 2800 | BC | CAN_BC_Vancouver.Intl.AP.718920_CWEC2016.epw | 0.64774 | 14.0752 | 36.6002 | 12.9136 | 20.7072 | TRUE | FALSE | FALSE | FALSE | 10.0953 | 7.1453 | 0 | 0.53611 | 0.0026736 | 195.95 | 0 | 200.5225 | 2.7806 | 0.013867 | 1016.3 | 0.00026288 | 0.64774 | 1592.83 | 1554 | 848 | 848 |  | https://s3.console.aws.amazon.com/s3/buckets/834599497928?region=ca-central-1&prefix=phylroy.lopez/reference/reference/output/2b24dff1-713a-4b15-8aa9-956502e5a744/ | 1.0.002
1086 |  | TRUE | 1172 | 0 | 0 | 1349.6116 |  |  |  | 0.1 | 2021-09-22 20:32:21 +0000 | 438c2ebff | 0.2.14 | :adv_dx_units: NECB_Default :airloop_economizer_type: NECB_Default :algorithm_type: parametric :analysis_id: reference :analysis_name: reference :boiler_eff: NECB_Default :btap_batch_version: 1.0.002 :building_type: Outpatient :chiller_type: NECB_Default :compute_environment: aws_batch :datapoint_id: f816cc98-d586-4c43-bf7e-60e33cd86ff1 :daylighting_type: NECB_Default :dcv_type: NECB_Default :door_construction_cond: NECB_Default :ecm_system_name: NECB_Default :electrical_loads_scale: NECB_Default :enable_costing: true :epw_file: CAN_AB_Edmonton.Intl.AP.711230_CWEC2016.epw :erv_package: NECB_Default :ext_floor_cond: NECB_Default :ext_roof_cond: NECB_Default :ext_wall_cond: NECB_Default :fdwr_set: NECB_Default :fixed_wind_solar_trans: NECB_Default :fixed_window_cond: NECB_Default :furnace_eff: NECB_Default :glass_door_cond: NECB_Default :glass_door_solar_trans: NECB_Default :ground_floor_cond: NECB_Default :ground_roof_cond: NECB_Default :ground_wall_cond: NECB_Default :image_name: btap_private_cli :infiltration_scale: NECB_Default :lights_scale: NECB_Default :lights_type: NECB_Default :nv_delta_temp_in_out: NECB_Default :nv_opening_fraction: NECB_Default :nv_temp_out_min: NECB_Default :nv_type: NECB_Default :oa_scale: NECB_Default :occupancy_loads_scale: NECB_Default :output_meters: [] :output_variables: [] :overhead_door_cond: NECB_Default :primary_heating_fuel: Electricity :pv_ground_azimuth_angle: NECB_Default :pv_ground_module_description: NECB_Default :pv_ground_tilt_angle: NECB_Default :pv_ground_total_area_pv_panels_m2: NECB_Default :pv_ground_type: NECB_Default :rotation_degrees: NECB_Default :run_annual_simulation: true :s3_bucket: '834599497928' :scale_x: NECB_Default :scale_y: NECB_Default :scale_z: NECB_Default :shw_eff: NECB_Default :skylight_cond: NECB_Default :skylight_solar_trans: NECB_Default :srr_set: NECB_Default :template: NECB2017 | reference | reference | f816cc98-d586-4c43-bf7e-60e33cd86ff1 | NECB2017 | Outpatient | Electricity | Electricity | CAN_AB_Edmonton.Intl.AP.711230_CWEC2016.epw | parametric |  | NECB_Default | NECB_Default | NECB_Default | NECB_Default | NECB_Default | NECB_Default | NECB_Default | NECB_Default | NECB_Default | NECB_Default | NECB_Default | NECB_Default | NECB_Default | NECB_Default | NECB_Default | NECB_Default | NECB_Default | NECB_Default | NECB_Default | NECB_Default | NECB_Default | NECB_Default | NECB_Default | NECB_Default | NECB_Default | NECB_Default | NECB_Default | NECB_Default | NECB_Default | NECB_Default | NECB_Default | NECB_Default | NECB_Default | NECB_Default | NECB_Default | NECB_Default | NECB_Default | NECB_Default | NECB_Default | NECB_Default | NECB_Default | NECB_Default | NECB_Default | NECB_Default | NECB_Default | aws_batch | 834599497928 | btap_private_cli |  | TRUE | TRUE |  |  | 114.756 | 14.4833 | 84.0852 | 141.9321 | 3804.01 | 2926.6316 | 32.5 | Outpatient |  |  | 2 | Outpatient | 3 |  | 3 | NECB2017 | 0.24527 | 11932.1528 | 98.5623 | 36.3666 | 77.0255 | 4.9699 | 629.9532 | 413.0289 | EDMONTON | ALBERTA | 173.202 | 0 | 0 | 173.202 | 16.4159 | 0 | 0 | 16.4159 | 0 | 0.024692 | 0 | 0 | 0.78923 | 0.11934 | 0.03678 | 0.30271 | 0.081779 | 0.15952 | 0 | 0.0040457 | 0.78923 | 0.060173 | 140.2804 | 0 | 32.5 | 0.757 | [5 empty] | 0.138 | 0.21 | 1.9 | 1.9 | 2 | Edmonton Intl AP | CAN | 23 | 5588 | 53.31 | -113.579 | 7a | 5120 | AB | CAN_AB_Edmonton.Intl.AP.711230_CWEC2016.epw | 0.78923 | 14.4833 | 114.756 | 13.0599 | 16.482 | TRUE | FALSE | FALSE | FALSE | 10.7604 | 15.3462 | 0 | 0.62627 | 0.0031013 | 228.9 | 0 | 201.9337 | 2.7806 | 0.01377 | 1016.3 | 0.00019453 | 0.78923 | 1563.5 | 1531.17 | 473.83 | 472.83 |  | https://s3.console.aws.amazon.com/s3/buckets/834599497928?region=ca-central-1&prefix=phylroy.lopez/reference/reference/output/f816cc98-d586-4c43-bf7e-60e33cd86ff1/ | 1.0.002
1087 |  | TRUE | 1172 | 0 | 0 | 1409.3557 |  |  |  | 0.1 | 2021-09-22 20:33:08 +0000 | 438c2ebff | 0.2.14 | :adv_dx_units: NECB_Default :airloop_economizer_type: NECB_Default :algorithm_type: parametric :analysis_id: reference :analysis_name: reference :boiler_eff: NECB_Default :btap_batch_version: 1.0.002 :building_type: Outpatient :chiller_type: NECB_Default :compute_environment: aws_batch :datapoint_id: c7727c35-fb26-4f86-8717-398c385b241a :daylighting_type: NECB_Default :dcv_type: NECB_Default :door_construction_cond: NECB_Default :ecm_system_name: NECB_Default :electrical_loads_scale: NECB_Default :enable_costing: true :epw_file: CAN_AB_Edmonton.Intl.AP.711230_CWEC2016.epw :erv_package: NECB_Default :ext_floor_cond: NECB_Default :ext_roof_cond: NECB_Default :ext_wall_cond: NECB_Default :fdwr_set: NECB_Default :fixed_wind_solar_trans: NECB_Default :fixed_window_cond: NECB_Default :furnace_eff: NECB_Default :glass_door_cond: NECB_Default :glass_door_solar_trans: NECB_Default :ground_floor_cond: NECB_Default :ground_roof_cond: NECB_Default :ground_wall_cond: NECB_Default :image_name: btap_private_cli :infiltration_scale: NECB_Default :lights_scale: NECB_Default :lights_type: NECB_Default :nv_delta_temp_in_out: NECB_Default :nv_opening_fraction: NECB_Default :nv_temp_out_min: NECB_Default :nv_type: NECB_Default :oa_scale: NECB_Default :occupancy_loads_scale: NECB_Default :output_meters: [] :output_variables: [] :overhead_door_cond: NECB_Default :primary_heating_fuel: NaturalGas :pv_ground_azimuth_angle: NECB_Default :pv_ground_module_description: NECB_Default :pv_ground_tilt_angle: NECB_Default :pv_ground_total_area_pv_panels_m2: NECB_Default :pv_ground_type: NECB_Default :rotation_degrees: NECB_Default :run_annual_simulation: true :s3_bucket: '834599497928' :scale_x: NECB_Default :scale_y: NECB_Default :scale_z: NECB_Default :shw_eff: NECB_Default :skylight_cond: NECB_Default :skylight_solar_trans: NECB_Default :srr_set: NECB_Default :template: NECB2011 | reference | reference | c7727c35-fb26-4f86-8717-398c385b241a | NECB2011 | Outpatient | NaturalGas | Natural Gas | CAN_AB_Edmonton.Intl.AP.711230_CWEC2016.epw | parametric |  | NECB_Default | NECB_Default | NECB_Default | NECB_Default | NECB_Default | NECB_Default | NECB_Default | NECB_Default | NECB_Default | NECB_Default | NECB_Default | NECB_Default | NECB_Default | NECB_Default | NECB_Default | NECB_Default | NECB_Default | NECB_Default | NECB_Default | NECB_Default | NECB_Default | NECB_Default | NECB_Default | NECB_Default | NECB_Default | NECB_Default | NECB_Default | NECB_Default | NECB_Default | NECB_Default | NECB_Default | NECB_Default | NECB_Default | NECB_Default | NECB_Default | NECB_Default | NECB_Default | NECB_Default | NECB_Default | NECB_Default | NECB_Default | NECB_Default | NECB_Default | NECB_Default | NECB_Default | aws_batch | 834599497928 | btap_private_cli |  | TRUE | TRUE |  |  | 126.2363 | 15.9444 | 162.4134 | 265.8832 | 3804.01 | 2926.6316 | 32.5 | Outpatient |  |  | 5 | Outpatient | 3 |  | 3 | NECB2011 | 0.24527 | 11932.1528 | 96.1541 | 70.9071 | 71.9844 | 3.5105 | 577.8877 | 335.3316 | EDMONTON | ALBERTA | 91.6948 | 40.127 | 0 | 131.8218 | 8.6908 | 2.8627 | 0 | 11.5535 | 0 | 0.027524 | 0 | 0 | 0.41782 | 0.12515 | 0 | 0.71335 | 0.08062 | 0.17498 | 0.7952 | 0.0093086 | 1.213 | 0.081843 | 38.1273 | 129.7644 | 32.5 | 0.757 | [5 empty] | 0.162 | 0.21 | 2.2 | 2.2 | 5 | Edmonton Intl AP | CAN | 23 | 5588 | 53.31 | -113.579 | 7a | 5120 | AB | CAN_AB_Edmonton.Intl.AP.711230_CWEC2016.epw | 1.213 | 15.9444 | 126.2363 | 13.0599 | 16.482 | TRUE | FALSE | FALSE | FALSE | 10.7608 | 15.3469 | 0 | 0 | 0 | 0 | 311.33 | 193.8187 | 2.9674 | 0.01531 | 1084.6 | 0.00024185 | 1.213 | 1688.67 | 1664.83 | 281 | 281 |  | https://s3.console.aws.amazon.com/s3/buckets/834599497928?region=ca-central-1&prefix=phylroy.lopez/reference/reference/output/c7727c35-fb26-4f86-8717-398c385b241a/ | 1.0.002
1088 |  | TRUE | 1190 | 0 | 0 | 1472.2184 |  |  |  | 0.1 | 2021-09-22 20:32:45 +0000 | 438c2ebff | 0.2.14 | :adv_dx_units: NECB_Default :airloop_economizer_type: NECB_Default :algorithm_type: parametric :analysis_id: reference :analysis_name: reference :boiler_eff: NECB_Default :btap_batch_version: 1.0.002 :building_type: Outpatient :chiller_type: NECB_Default :compute_environment: aws_batch :datapoint_id: 502c3731-ad1a-41d7-b708-d4f8b2234e23 :daylighting_type: NECB_Default :dcv_type: NECB_Default :door_construction_cond: NECB_Default :ecm_system_name: NECB_Default :electrical_loads_scale: NECB_Default :enable_costing: true :epw_file: CAN_BC_Vancouver.Intl.AP.718920_CWEC2016.epw :erv_package: NECB_Default :ext_floor_cond: NECB_Default :ext_roof_cond: NECB_Default :ext_wall_cond: NECB_Default :fdwr_set: NECB_Default :fixed_wind_solar_trans: NECB_Default :fixed_window_cond: NECB_Default :furnace_eff: NECB_Default :glass_door_cond: NECB_Default :glass_door_solar_trans: NECB_Default :ground_floor_cond: NECB_Default :ground_roof_cond: NECB_Default :ground_wall_cond: NECB_Default :image_name: btap_private_cli :infiltration_scale: NECB_Default :lights_scale: NECB_Default :lights_type: NECB_Default :nv_delta_temp_in_out: NECB_Default :nv_opening_fraction: NECB_Default :nv_temp_out_min: NECB_Default :nv_type: NECB_Default :oa_scale: NECB_Default :occupancy_loads_scale: NECB_Default :output_meters: [] :output_variables: [] :overhead_door_cond: NECB_Default :primary_heating_fuel: Electricity :pv_ground_azimuth_angle: NECB_Default :pv_ground_module_description: NECB_Default :pv_ground_tilt_angle: NECB_Default :pv_ground_total_area_pv_panels_m2: NECB_Default :pv_ground_type: NECB_Default :rotation_degrees: NECB_Default :run_annual_simulation: true :s3_bucket: '834599497928' :scale_x: NECB_Default :scale_y: NECB_Default :scale_z: NECB_Default :shw_eff: NECB_Default :skylight_cond: NECB_Default :skylight_solar_trans: NECB_Default :srr_set: NECB_Default :template: BTAP1980TO2010 | reference | reference | 502c3731-ad1a-41d7-b708-d4f8b2234e23 | BTAP1980TO2010 | Outpatient | Electricity | Electricity | CAN_BC_Vancouver.Intl.AP.718920_CWEC2016.epw | parametric |  | NECB_Default | NECB_Default | NECB_Default | NECB_Default | NECB_Default | NECB_Default | NECB_Default | NECB_Default | NECB_Default | NECB_Default | NECB_Default | NECB_Default | NECB_Default | NECB_Default | NECB_Default | NECB_Default | NECB_Default | NECB_Default | NECB_Default | NECB_Default | NECB_Default | NECB_Default | NECB_Default | NECB_Default | NECB_Default | NECB_Default | NECB_Default | NECB_Default | NECB_Default | NECB_Default | NECB_Default | NECB_Default | NECB_Default | NECB_Default | NECB_Default | NECB_Default | NECB_Default | NECB_Default | NECB_Default | NECB_Default | NECB_Default | NECB_Default | NECB_Default | NECB_Default | NECB_Default | aws_batch | 834599497928 | btap_private_cli |  | TRUE | TRUE |  |  | 63.658 | 11.9325 | 114.9014 | 163.0567 | 3804.01 | 2926.6316 | 21.2 | Outpatient |  |  | 0 | Outpatient | 3 |  | 3 | BTAP1980TO2010 | 0.24527 | 11932.1528 | 0.69836 | 38.5499 | 64.4781 | 5.2665 | 392.4521 | 283.4594 | VANCOUVER | BRITISH COLUMBIA | 2.389 | 0 | 0 | 2.389 | 23.8561 | 0 | 0 | 23.8561 | 0 | 0.0174 | 0 | 0 | 0.84297 | 0.099616 | 0 | 0.41365 | 0.08062 | 0.17519 | 0 | 0.0013959 | 0.84297 | 0.054947 | 85.7361 | 0 | 21.2 | 0.678 |  |  | 4.09 |  |  | 0.363 | 0.568 | 4.09 |  | 0 | Vancouver Intl AP | CAN | 42 | 2797 | 49.195 | -123.184 | 4 | 2800 | BC | CAN_BC_Vancouver.Intl.AP.718920_CWEC2016.epw | 0.84297 | 11.9325 | 63.658 | 12.9136 | 20.7072 | TRUE | FALSE | FALSE | FALSE | 10.0956 | 7.146 | 0 | 0.57187 | 0.002912 | 209.02 | 0 | 196.3847 | 2.9674 | 0.01511 | 1084.6 | 0.00015773 | 0.84297 | 3526 | 3345.5 | 24 | 24 |  | https://s3.console.aws.amazon.com/s3/buckets/834599497928?region=ca-central-1&prefix=phylroy.lopez/reference/reference/output/502c3731-ad1a-41d7-b708-d4f8b2234e23/ | 1.0.002
1089 |  | TRUE | 1185 | 0 | 0 | 1412.5469 |  |  |  | 0.1 | 2021-09-22 20:33:06 +0000 | 438c2ebff | 0.2.14 | :adv_dx_units: NECB_Default :airloop_economizer_type: NECB_Default :algorithm_type: parametric :analysis_id: reference :analysis_name: reference :boiler_eff: NECB_Default :btap_batch_version: 1.0.002 :building_type: Outpatient :chiller_type: NECB_Default :compute_environment: aws_batch :datapoint_id: 32daf3df-7689-4131-979e-e740663e564a :daylighting_type: NECB_Default :dcv_type: NECB_Default :door_construction_cond: NECB_Default :ecm_system_name: NECB_Default :electrical_loads_scale: NECB_Default :enable_costing: true :epw_file: CAN_ON_Toronto.Pearson.Intl.AP.716240_CWEC2016.epw :erv_package: NECB_Default :ext_floor_cond: NECB_Default :ext_roof_cond: NECB_Default :ext_wall_cond: NECB_Default :fdwr_set: NECB_Default :fixed_wind_solar_trans: NECB_Default :fixed_window_cond: NECB_Default :furnace_eff: NECB_Default :glass_door_cond: NECB_Default :glass_door_solar_trans: NECB_Default :ground_floor_cond: NECB_Default :ground_roof_cond: NECB_Default :ground_wall_cond: NECB_Default :image_name: btap_private_cli :infiltration_scale: NECB_Default :lights_scale: NECB_Default :lights_type: NECB_Default :nv_delta_temp_in_out: NECB_Default :nv_opening_fraction: NECB_Default :nv_temp_out_min: NECB_Default :nv_type: NECB_Default :oa_scale: NECB_Default :occupancy_loads_scale: NECB_Default :output_meters: [] :output_variables: [] :overhead_door_cond: NECB_Default :primary_heating_fuel: Electricity :pv_ground_azimuth_angle: NECB_Default :pv_ground_module_description: NECB_Default :pv_ground_tilt_angle: NECB_Default :pv_ground_total_area_pv_panels_m2: NECB_Default :pv_ground_type: NECB_Default :rotation_degrees: NECB_Default :run_annual_simulation: true :s3_bucket: '834599497928' :scale_x: NECB_Default :scale_y: NECB_Default :scale_z: NECB_Default :shw_eff: NECB_Default :skylight_cond: NECB_Default :skylight_solar_trans: NECB_Default :srr_set: NECB_Default :template: NECB2011 | reference | reference | 32daf3df-7689-4131-979e-e740663e564a | NECB2011 | Outpatient | Electricity | Electricity | CAN_ON_Toronto.Pearson.Intl.AP.716240_CWEC2016.epw | parametric |  | NECB_Default | NECB_Default | NECB_Default | NECB_Default | NECB_Default | NECB_Default | NECB_Default | NECB_Default | NECB_Default | NECB_Default | NECB_Default | NECB_Default | NECB_Default | NECB_Default | NECB_Default | NECB_Default | NECB_Default | NECB_Default | NECB_Default | NECB_Default | NECB_Default | NECB_Default | NECB_Default | NECB_Default | NECB_Default | NECB_Default | NECB_Default | NECB_Default | NECB_Default | NECB_Default | NECB_Default | NECB_Default | NECB_Default | NECB_Default | NECB_Default | NECB_Default | NECB_Default | NECB_Default | NECB_Default | NECB_Default | NECB_Default | NECB_Default | NECB_Default | NECB_Default | NECB_Default | aws_batch | 834599497928 | btap_private_cli |  | TRUE | TRUE |  |  | 101.735 | 25.513 | 117.8194 | 187.5696 | 3804.01 | 2926.6316 | 40 | Outpatient |  |  | 5 | Outpatient | 3 |  | 3 | NECB2011 | 0.24527 | 11932.1528 | 103.0327 | 39.915 | 72.6735 | 5.38 | 590.687 | 369.6859 | TORONTO | ONTARIO | 5.1736 | 0 | 0 | 5.1736 | 41.4508 | 0 | 0 | 41.4508 | 0 | 0.063967 | 0 | 0 | 0.93148 | 0.12622 | 0 | 0.42415 | 0.08062 | 0.17498 | 0 | 0.004348 | 0.93148 | 0.056561 | 120.9248 | 0 | 40 | 0.757 | [5 empty] | 0.183 | 0.278 | 2.2 | 2.2 | 5 | Toronto Pearson Intl AP | CAN | 382 | 3615 | 43.677 | -79.631 | 5 | 3890 | ON | CAN_ON_Toronto.Pearson.Intl.AP.716240_CWEC2016.epw | 0.93148 | 25.513 | 101.735 | 15.808 | 17.5253 | FALSE | FALSE | FALSE | FALSE | 12.2508 | 7.2768 | 0 | 0.58867 | 0.0029895 | 215.16 | 0 | 196.9153 | 2.9674 | 0.01507 | 1084.6 | 0.00062828 | 0.93148 | 2011.67 | 1937.83 | 191.5 | 191.5 |  | https://s3.console.aws.amazon.com/s3/buckets/834599497928?region=ca-central-1&prefix=phylroy.lopez/reference/reference/output/32daf3df-7689-4131-979e-e740663e564a/ | 1.0.002
1090 |  | TRUE | 1164 | 0 | 0 | 1409.5666 |  |  |  | 0.1 | 2021-09-22 20:33:19 +0000 | 438c2ebff | 0.2.14 | :adv_dx_units: NECB_Default :airloop_economizer_type: NECB_Default :algorithm_type: parametric :analysis_id: reference :analysis_name: reference :boiler_eff: NECB_Default :btap_batch_version: 1.0.002 :building_type: Outpatient :chiller_type: NECB_Default :compute_environment: aws_batch :datapoint_id: b5ab1497-c557-4889-95b7-7ad8785b974c :daylighting_type: NECB_Default :dcv_type: NECB_Default :door_construction_cond: NECB_Default :ecm_system_name: NECB_Default :electrical_loads_scale: NECB_Default :enable_costing: true :epw_file: CAN_ON_Toronto.Pearson.Intl.AP.716240_CWEC2016.epw :erv_package: NECB_Default :ext_floor_cond: NECB_Default :ext_roof_cond: NECB_Default :ext_wall_cond: NECB_Default :fdwr_set: NECB_Default :fixed_wind_solar_trans: NECB_Default :fixed_window_cond: NECB_Default :furnace_eff: NECB_Default :glass_door_cond: NECB_Default :glass_door_solar_trans: NECB_Default :ground_floor_cond: NECB_Default :ground_roof_cond: NECB_Default :ground_wall_cond: NECB_Default :image_name: btap_private_cli :infiltration_scale: NECB_Default :lights_scale: NECB_Default :lights_type: NECB_Default :nv_delta_temp_in_out: NECB_Default :nv_opening_fraction: NECB_Default :nv_temp_out_min: NECB_Default :nv_type: NECB_Default :oa_scale: NECB_Default :occupancy_loads_scale: NECB_Default :output_meters: [] :output_variables: [] :overhead_door_cond: NECB_Default :primary_heating_fuel: NaturalGas :pv_ground_azimuth_angle: NECB_Default :pv_ground_module_description: NECB_Default :pv_ground_tilt_angle: NECB_Default :pv_ground_total_area_pv_panels_m2: NECB_Default :pv_ground_type: NECB_Default :rotation_degrees: NECB_Default :run_annual_simulation: true :s3_bucket: '834599497928' :scale_x: NECB_Default :scale_y: NECB_Default :scale_z: NECB_Default :shw_eff: NECB_Default :skylight_cond: NECB_Default :skylight_solar_trans: NECB_Default :srr_set: NECB_Default :template: NECB2015 | reference | reference | b5ab1497-c557-4889-95b7-7ad8785b974c | NECB2015 | Outpatient | NaturalGas | Natural Gas | CAN_ON_Toronto.Pearson.Intl.AP.716240_CWEC2016.epw | parametric |  | NECB_Default | NECB_Default | NECB_Default | NECB_Default | NECB_Default | NECB_Default | NECB_Default | NECB_Default | NECB_Default | NECB_Default | NECB_Default | NECB_Default | NECB_Default | NECB_Default | NECB_Default | NECB_Default | NECB_Default | NECB_Default | NECB_Default | NECB_Default | NECB_Default | NECB_Default | NECB_Default | NECB_Default | NECB_Default | NECB_Default | NECB_Default | NECB_Default | NECB_Default | NECB_Default | NECB_Default | NECB_Default | NECB_Default | NECB_Default | NECB_Default | NECB_Default | NECB_Default | NECB_Default | NECB_Default | NECB_Default | NECB_Default | NECB_Default | NECB_Default | NECB_Default | NECB_Default | aws_batch | 834599497928 | btap_private_cli |  | TRUE | TRUE |  |  | 126.3517 | 27.6317 | 126.4156 | 234.4865 | 3804.01 | 2926.6316 | 40 | Outpatient |  |  | 5 | Outpatient | 3 |  | 3 | NECB2015 | 0.24527 | 11932.1528 | 103.0327 | 72.9651 | 79.3946 | 3.6173 | 624.6269 | 365.6171 | TORONTO | ONTARIO | 2.6194 | 31.5118 | 0 | 34.1312 | 20.9865 | 5.5602 | 0 | 26.5468 | 0 | 0.064514 | 0 | 0 | 0.47161 | 0.1302 | 0 | 0.56997 | 0.081779 | 0.18271 | 0.63765 | 0.011793 | 1.1093 | 0.067679 | 52.6079 | 128.7631 | 40 | 0.757 | [5 empty] | 0.183 | 0.278 | 2.2 | 2.2 | 5 | Toronto Pearson Intl AP | CAN | 382 | 3615 | 43.677 | -79.631 | 5 | 3890 | ON | CAN_ON_Toronto.Pearson.Intl.AP.716240_CWEC2016.epw | 1.1093 | 27.6317 | 126.3517 | 15.808 | 17.5253 | FALSE | FALSE | FALSE | FALSE | 12.2503 | 7.2761 | 0 | 0 | 0 | 0 | 257.45 | 201.9337 | 2.7806 | 0.01377 | 1016.3 | 0.00060988 | 1.1093 | 2103.67 | 2036.83 | 417.5 | 417.5 |  | https://s3.console.aws.amazon.com/s3/buckets/834599497928?region=ca-central-1&prefix=phylroy.lopez/reference/reference/output/b5ab1497-c557-4889-95b7-7ad8785b974c/ | 1.0.002
1091 |  | TRUE | 1135 | 0 | 0 | 1411.4488 |  |  |  | 0.1 | 2021-09-22 20:32:46 +0000 | 438c2ebff | 0.2.14 | :adv_dx_units: NECB_Default :airloop_economizer_type: NECB_Default :algorithm_type: parametric :analysis_id: reference :analysis_name: reference :boiler_eff: NECB_Default :btap_batch_version: 1.0.002 :building_type: Outpatient :chiller_type: NECB_Default :compute_environment: aws_batch :datapoint_id: e83fd6af-daca-4a8d-bc86-4a762dd5492e :daylighting_type: NECB_Default :dcv_type: NECB_Default :door_construction_cond: NECB_Default :ecm_system_name: NECB_Default :electrical_loads_scale: NECB_Default :enable_costing: true :epw_file: CAN_BC_Vancouver.Intl.AP.718920_CWEC2016.epw :erv_package: NECB_Default :ext_floor_cond: NECB_Default :ext_roof_cond: NECB_Default :ext_wall_cond: NECB_Default :fdwr_set: NECB_Default :fixed_wind_solar_trans: NECB_Default :fixed_window_cond: NECB_Default :furnace_eff: NECB_Default :glass_door_cond: NECB_Default :glass_door_solar_trans: NECB_Default :ground_floor_cond: NECB_Default :ground_roof_cond: NECB_Default :ground_wall_cond: NECB_Default :image_name: btap_private_cli :infiltration_scale: NECB_Default :lights_scale: NECB_Default :lights_type: NECB_Default :nv_delta_temp_in_out: NECB_Default :nv_opening_fraction: NECB_Default :nv_temp_out_min: NECB_Default :nv_type: NECB_Default :oa_scale: NECB_Default :occupancy_loads_scale: NECB_Default :output_meters: [] :output_variables: [] :overhead_door_cond: NECB_Default :primary_heating_fuel: NaturalGas :pv_ground_azimuth_angle: NECB_Default :pv_ground_module_description: NECB_Default :pv_ground_tilt_angle: NECB_Default :pv_ground_total_area_pv_panels_m2: NECB_Default :pv_ground_type: NECB_Default :rotation_degrees: NECB_Default :run_annual_simulation: true :s3_bucket: '834599497928' :scale_x: NECB_Default :scale_y: NECB_Default :scale_z: NECB_Default :shw_eff: NECB_Default :skylight_cond: NECB_Default :skylight_solar_trans: NECB_Default :srr_set: NECB_Default :template: NECB2015 | reference | reference | e83fd6af-daca-4a8d-bc86-4a762dd5492e | NECB2015 | Outpatient | NaturalGas | Natural Gas | CAN_BC_Vancouver.Intl.AP.718920_CWEC2016.epw | parametric |  | NECB_Default | NECB_Default | NECB_Default | NECB_Default | NECB_Default | NECB_Default | NECB_Default | NECB_Default | NECB_Default | NECB_Default | NECB_Default | NECB_Default | NECB_Default | NECB_Default | NECB_Default | NECB_Default | NECB_Default | NECB_Default | NECB_Default | NECB_Default | NECB_Default | NECB_Default | NECB_Default | NECB_Default | NECB_Default | NECB_Default | NECB_Default | NECB_Default | NECB_Default | NECB_Default | NECB_Default | NECB_Default | NECB_Default | NECB_Default | NECB_Default | NECB_Default | NECB_Default | NECB_Default | NECB_Default | NECB_Default | NECB_Default | NECB_Default | NECB_Default | NECB_Default | NECB_Default | aws_batch | 834599497928 | btap_private_cli |  | TRUE | TRUE |  |  | 67.3135 | 16.3337 | 93.8688 | 181.4898 | 3804.01 | 2926.6316 | 40 | Outpatient |  |  | 5 | Outpatient | 3 |  | 3 | NECB2015 | 0.24527 | 11932.1528 | 90.5498 | 64.5852 | 70.4234 | 3.4273 | 561.9991 | 333.0133 | VANCOUVER | BRITISH COLUMBIA | 1.2229 | 24.5328 | 0 | 25.7558 | 12.2123 | 5.5037 | 0 | 17.716 | 0 | 0.031348 | 0 | 0 | 0.43153 | 0.12647 | 0 | 0.42075 | 0.081779 | 0.18271 | 0.48662 | 0.0089222 | 0.91815 | 0.065875 | 40.2394 | 69.3859 | 40 | 0.757 | [5 empty] | 0.227 | 0.315 | 2.4 | 2.4 | 5 | Vancouver Intl AP | CAN | 42 | 2797 | 49.195 | -123.184 | 4 | 2800 | BC | CAN_BC_Vancouver.Intl.AP.718920_CWEC2016.epw | 0.91815 | 16.3337 | 67.3135 | 12.9136 | 20.7072 | TRUE | FALSE | FALSE | FALSE | 10.0953 | 7.1453 | 0 | 0 | 0 | 0 | 250.59 | 199.8246 | 2.7806 | 0.013915 | 1016.3 | 0.00029968 | 0.91815 | 1648.5 | 1599.33 | 504.5 | 504.33 |  | https://s3.console.aws.amazon.com/s3/buckets/834599497928?region=ca-central-1&prefix=phylroy.lopez/reference/reference/output/e83fd6af-daca-4a8d-bc86-4a762dd5492e/ | 1.0.002
1092 |  | TRUE | 1212 | 0 | 0 | 1473.7408 |  |  |  | 0.1 | 2021-09-22 20:32:55 +0000 | 438c2ebff | 0.2.14 | :adv_dx_units: NECB_Default :airloop_economizer_type: NECB_Default :algorithm_type: parametric :analysis_id: reference :analysis_name: reference :boiler_eff: NECB_Default :btap_batch_version: 1.0.002 :building_type: Outpatient :chiller_type: NECB_Default :compute_environment: aws_batch :datapoint_id: e3c267f9-7a1a-4d9f-a511-3e6652c1e2fa :daylighting_type: NECB_Default :dcv_type: NECB_Default :door_construction_cond: NECB_Default :ecm_system_name: NECB_Default :electrical_loads_scale: NECB_Default :enable_costing: true :epw_file: CAN_YT_Whitehorse.Intl.AP.719640_CWEC2016.epw :erv_package: NECB_Default :ext_floor_cond: NECB_Default :ext_roof_cond: NECB_Default :ext_wall_cond: NECB_Default :fdwr_set: NECB_Default :fixed_wind_solar_trans: NECB_Default :fixed_window_cond: NECB_Default :furnace_eff: NECB_Default :glass_door_cond: NECB_Default :glass_door_solar_trans: NECB_Default :ground_floor_cond: NECB_Default :ground_roof_cond: NECB_Default :ground_wall_cond: NECB_Default :image_name: btap_private_cli :infiltration_scale: NECB_Default :lights_scale: NECB_Default :lights_type: NECB_Default :nv_delta_temp_in_out: NECB_Default :nv_opening_fraction: NECB_Default :nv_temp_out_min: NECB_Default :nv_type: NECB_Default :oa_scale: NECB_Default :occupancy_loads_scale: NECB_Default :output_meters: [] :output_variables: [] :overhead_door_cond: NECB_Default :primary_heating_fuel: Electricity :pv_ground_azimuth_angle: NECB_Default :pv_ground_module_description: NECB_Default :pv_ground_tilt_angle: NECB_Default :pv_ground_total_area_pv_panels_m2: NECB_Default :pv_ground_type: NECB_Default :rotation_degrees: NECB_Default :run_annual_simulation: true :s3_bucket: '834599497928' :scale_x: NECB_Default :scale_y: NECB_Default :scale_z: NECB_Default :shw_eff: NECB_Default :skylight_cond: NECB_Default :skylight_solar_trans: NECB_Default :srr_set: NECB_Default :template: BTAP1980TO2010 | reference | reference | e3c267f9-7a1a-4d9f-a511-3e6652c1e2fa | BTAP1980TO2010 | Outpatient | Electricity | Electricity | CAN_YT_Whitehorse.Intl.AP.719640_CWEC2016.epw | parametric |  | NECB_Default | NECB_Default | NECB_Default | NECB_Default | NECB_Default | NECB_Default | NECB_Default | NECB_Default | NECB_Default | NECB_Default | NECB_Default | NECB_Default | NECB_Default | NECB_Default | NECB_Default | NECB_Default | NECB_Default | NECB_Default | NECB_Default | NECB_Default | NECB_Default | NECB_Default | NECB_Default | NECB_Default | NECB_Default | NECB_Default | NECB_Default | NECB_Default | NECB_Default | NECB_Default | NECB_Default | NECB_Default | NECB_Default | NECB_Default | NECB_Default | NECB_Default | NECB_Default | NECB_Default | NECB_Default | NECB_Default | NECB_Default | NECB_Default | NECB_Default | NECB_Default | NECB_Default | aws_batch | 834599497928 | btap_private_cli |  | TRUE | TRUE |  |  | 140.7985 | 12.0477 | 247.4399 | 298.9272 | 3804.01 | 2926.6316 | 21.2 | Outpatient |  |  | 0 | Outpatient | 3 |  | 3 | BTAP1980TO2010 | 0.24527 | 11932.1528 | 0.49712 | 37.4789 | 64.3368 | 5.1452 | 393.3128 | 285.8548 | WHITEHORSE | YUKON | 20.7181 | 0 | 0 | 20.7181 | 47.4471 | 0 | 0 | 47.4471 | 0 | 0.0099684 | 0 | 0 | 1.332 | 0.10713 | 0 | 0.89078 | 0.08062 | 0.17519 | 0 | 0.0011593 | 1.332 | 0.067092 | 164.4735 | 0 | 21.2 | 0.678 |  |  | 2.95 |  |  | 0.227 | 0.346 | 2.95 |  | 0 | Whitehorse Intl AP | CAN | 5 | 6491 | 60.709 | -135.069 | 7b | 6580 | YT | CAN_YT_Whitehorse.Intl.AP.719640_CWEC2016.epw | 1.332 | 12.0477 | 140.7985 | 15.542 | 12.7713 | TRUE | FALSE | FALSE | FALSE | 7.5086 | 16.5774 | 0 | 0.69828 | 0.0037199 | 255.22 | 0 | 187.7143 | 2.9674 | 0.015808 | 1084.6 | 9.2008e-05 | 1.332 | 3690 | 3524.1699 | 92.33 | 73.67 |  | https://s3.console.aws.amazon.com/s3/buckets/834599497928?region=ca-central-1&prefix=phylroy.lopez/reference/reference/output/e3c267f9-7a1a-4d9f-a511-3e6652c1e2fa/ | 1.0.002
1093 |  | TRUE | 1147 | 0 | 0 | 1412.7893 |  |  |  | 0.1 | 2021-09-22 20:32:58 +0000 | 438c2ebff | 0.2.14 | :adv_dx_units: NECB_Default :airloop_economizer_type: NECB_Default :algorithm_type: parametric :analysis_id: reference :analysis_name: reference :boiler_eff: NECB_Default :btap_batch_version: 1.0.002 :building_type: Outpatient :chiller_type: NECB_Default :compute_environment: aws_batch :datapoint_id: 9efbf874-d822-4340-9fb5-1d3b57c42ba1 :daylighting_type: NECB_Default :dcv_type: NECB_Default :door_construction_cond: NECB_Default :ecm_system_name: NECB_Default :electrical_loads_scale: NECB_Default :enable_costing: true :epw_file: CAN_YT_Whitehorse.Intl.AP.719640_CWEC2016.epw :erv_package: NECB_Default :ext_floor_cond: NECB_Default :ext_roof_cond: NECB_Default :ext_wall_cond: NECB_Default :fdwr_set: NECB_Default :fixed_wind_solar_trans: NECB_Default :fixed_window_cond: NECB_Default :furnace_eff: NECB_Default :glass_door_cond: NECB_Default :glass_door_solar_trans: NECB_Default :ground_floor_cond: NECB_Default :ground_roof_cond: NECB_Default :ground_wall_cond: NECB_Default :image_name: btap_private_cli :infiltration_scale: NECB_Default :lights_scale: NECB_Default :lights_type: NECB_Default :nv_delta_temp_in_out: NECB_Default :nv_opening_fraction: NECB_Default :nv_temp_out_min: NECB_Default :nv_type: NECB_Default :oa_scale: NECB_Default :occupancy_loads_scale: NECB_Default :output_meters: [] :output_variables: [] :overhead_door_cond: NECB_Default :primary_heating_fuel: NaturalGas :pv_ground_azimuth_angle: NECB_Default :pv_ground_module_description: NECB_Default :pv_ground_tilt_angle: NECB_Default :pv_ground_total_area_pv_panels_m2: NECB_Default :pv_ground_type: NECB_Default :rotation_degrees: NECB_Default :run_annual_simulation: true :s3_bucket: '834599497928' :scale_x: NECB_Default :scale_y: NECB_Default :scale_z: NECB_Default :shw_eff: NECB_Default :skylight_cond: NECB_Default :skylight_solar_trans: NECB_Default :srr_set: NECB_Default :template: NECB2015 | reference | reference | 9efbf874-d822-4340-9fb5-1d3b57c42ba1 | NECB2015 | Outpatient | NaturalGas | Natural Gas | CAN_YT_Whitehorse.Intl.AP.719640_CWEC2016.epw | parametric |  | NECB_Default | NECB_Default | NECB_Default | NECB_Default | NECB_Default | NECB_Default | NECB_Default | NECB_Default | NECB_Default | NECB_Default | NECB_Default | NECB_Default | NECB_Default | NECB_Default | NECB_Default | NECB_Default | NECB_Default | NECB_Default | NECB_Default | NECB_Default | NECB_Default | NECB_Default | NECB_Default | NECB_Default | NECB_Default | NECB_Default | NECB_Default | NECB_Default | NECB_Default | NECB_Default | NECB_Default | NECB_Default | NECB_Default | NECB_Default | NECB_Default | NECB_Default | NECB_Default | NECB_Default | NECB_Default | NECB_Default | NECB_Default | NECB_Default | NECB_Default | NECB_Default | NECB_Default | aws_batch | 834599497928 | btap_private_cli |  | TRUE | TRUE |  |  | 159.6709 | 13.2704 | 206.2728 | 319.2786 | 3804.01 | 2926.6316 | 22.8 | Outpatient |  |  | 5 | Outpatient | 3 |  | 3 | NECB2015 | 0.24527 | 11932.1528 | 77.0849 | 59.7653 | 70.2409 | 3.2301 | 514.7686 | 304.4474 | WHITEHORSE | YUKON | 6.2858 | 50.2576 | 0 | 56.5434 | 14.3953 | 9.1606 | 0 | 23.5559 | 0 | 0.015113 | 0 | 0 | 0.40414 | 0.11473 | 0 | 0.93047 | 0.081779 | 0.18271 | 1.01 | 0.0095662 | 1.4141 | 0.079519 | 36.3586 | 162.5085 | 22.8 | 0.757 | [5 empty] | 0.162 | 0.21 | 2.2 | 2.2 | 5 | Whitehorse Intl AP | CAN | 5 | 6491 | 60.709 | -135.069 | 7b | 6580 | YT | CAN_YT_Whitehorse.Intl.AP.719640_CWEC2016.epw | 1.4141 | 13.2704 | 159.6709 | 15.542 | 12.7714 | TRUE | FALSE | FALSE | FALSE | 7.5083 | 16.5767 | 0 | 0 | 0 | 0 | 302.49 | 201.9337 | 2.7806 | 0.01377 | 1016.3 | 0.00023396 | 1.4141 | 1169.17 | 1126 | 237.17 | 237.17 |  | https://s3.console.aws.amazon.com/s3/buckets/834599497928?region=ca-central-1&prefix=phylroy.lopez/reference/reference/output/9efbf874-d822-4340-9fb5-1d3b57c42ba1/ | 1.0.002
1094 |  | TRUE | 1192 | 0 | 0 | 1531.7796 |  |  |  | 0.1 | 2021-09-22 20:33:21 +0000 | 438c2ebff | 0.2.14 | :adv_dx_units: NECB_Default :airloop_economizer_type: NECB_Default :algorithm_type: parametric :analysis_id: reference :analysis_name: reference :boiler_eff: NECB_Default :btap_batch_version: 1.0.002 :building_type: Outpatient :chiller_type: NECB_Default :compute_environment: aws_batch :datapoint_id: a2e8f712-2e69-4ff4-95db-8bd2adc6c9bb :daylighting_type: NECB_Default :dcv_type: NECB_Default :door_construction_cond: NECB_Default :ecm_system_name: NECB_Default :electrical_loads_scale: NECB_Default :enable_costing: true :epw_file: CAN_AB_Calgary.Intl.AP.718770_CWEC2016.epw :erv_package: NECB_Default :ext_floor_cond: NECB_Default :ext_roof_cond: NECB_Default :ext_wall_cond: NECB_Default :fdwr_set: NECB_Default :fixed_wind_solar_trans: NECB_Default :fixed_window_cond: NECB_Default :furnace_eff: NECB_Default :glass_door_cond: NECB_Default :glass_door_solar_trans: NECB_Default :ground_floor_cond: NECB_Default :ground_roof_cond: NECB_Default :ground_wall_cond: NECB_Default :image_name: btap_private_cli :infiltration_scale: NECB_Default :lights_scale: NECB_Default :lights_type: NECB_Default :nv_delta_temp_in_out: NECB_Default :nv_opening_fraction: NECB_Default :nv_temp_out_min: NECB_Default :nv_type: NECB_Default :oa_scale: NECB_Default :occupancy_loads_scale: NECB_Default :output_meters: [] :output_variables: [] :overhead_door_cond: NECB_Default :primary_heating_fuel: NaturalGas :pv_ground_azimuth_angle: NECB_Default :pv_ground_module_description: NECB_Default :pv_ground_tilt_angle: NECB_Default :pv_ground_total_area_pv_panels_m2: NECB_Default :pv_ground_type: NECB_Default :rotation_degrees: NECB_Default :run_annual_simulation: true :s3_bucket: '834599497928' :scale_x: NECB_Default :scale_y: NECB_Default :scale_z: NECB_Default :shw_eff: NECB_Default :skylight_cond: NECB_Default :skylight_solar_trans: NECB_Default :srr_set: NECB_Default :template: BTAPPRE1980 | reference | reference | a2e8f712-2e69-4ff4-95db-8bd2adc6c9bb | BTAPPRE1980 | Outpatient | NaturalGas | Natural Gas | CAN_AB_Calgary.Intl.AP.718770_CWEC2016.epw | parametric |  | NECB_Default | NECB_Default | NECB_Default | NECB_Default | NECB_Default | NECB_Default | NECB_Default | NECB_Default | NECB_Default | NECB_Default | NECB_Default | NECB_Default | NECB_Default | NECB_Default | NECB_Default | NECB_Default | NECB_Default | NECB_Default | NECB_Default | NECB_Default | NECB_Default | NECB_Default | NECB_Default | NECB_Default | NECB_Default | NECB_Default | NECB_Default | NECB_Default | NECB_Default | NECB_Default | NECB_Default | NECB_Default | NECB_Default | NECB_Default | NECB_Default | NECB_Default | NECB_Default | NECB_Default | NECB_Default | NECB_Default | NECB_Default | NECB_Default | NECB_Default | NECB_Default | NECB_Default | aws_batch | 834599497928 | btap_private_cli |  | TRUE | TRUE |  |  | 156.9114 | 15.3518 | 173.5939 | 297.2514 | 3804.01 | 2926.6316 | 21.2 | Outpatient |  |  | 0 | Outpatient | 3 |  | 3 | BTAPPRE1980 | 0.24527 | 11932.1528 | 0.66317 | 82.229 | 69.3023 | 3.4994 | 449.4525 | 293.7585 | CALGARY | ALBERTA | 86.8742 | 46.9405 | 0 | 133.8146 | 8.2339 | 3.3488 | 0 | 11.5826 | 0 | 0.021262 | 0 | 0 | 0.39586 | 0.10942 | 0 | 0.8517 | 0.08062 | 0.17519 | 0.93022 | 0.0092061 | 1.3261 | 0.078517 | 36.1931 | 161.1897 | 21.2 | 0.678 |  |  | 2.95 |  |  | 0.227 | 0.772 | 2.95 |  | 0 | Calgary Intl AP | CAN | 64 | 4781 | 51.114 | -114.02 | 7a | 5000 | AB | CAN_AB_Calgary.Intl.AP.718770_CWEC2016.epw | 1.3261 | 15.3518 | 156.9114 | 12.8402 | 18.3844 | TRUE | FALSE | FALSE | FALSE | 11.7228 | 13.5697 | 0 | 0 | 0 | 0 | 298.68 | 187.8054 | 2.9674 | 0.015801 | 1084.6 | 0.00016299 | 1.3261 | 3791.33 | 3614.5 | 10.33 | 10.33 |  | https://s3.console.aws.amazon.com/s3/buckets/834599497928?region=ca-central-1&prefix=phylroy.lopez/reference/reference/output/a2e8f712-2e69-4ff4-95db-8bd2adc6c9bb/ | 1.0.002
1095 |  | TRUE | 1203 | 0 | 0 | 1537.6234 |  |  |  | 0.1 | 2021-09-22 20:33:40 +0000 | 438c2ebff | 0.2.14 | :adv_dx_units: NECB_Default :airloop_economizer_type: NECB_Default :algorithm_type: parametric :analysis_id: reference :analysis_name: reference :boiler_eff: NECB_Default :btap_batch_version: 1.0.002 :building_type: Outpatient :chiller_type: NECB_Default :compute_environment: aws_batch :datapoint_id: 947364c8-38d2-4897-9b37-124901b90a8d :daylighting_type: NECB_Default :dcv_type: NECB_Default :door_construction_cond: NECB_Default :ecm_system_name: NECB_Default :electrical_loads_scale: NECB_Default :enable_costing: true :epw_file: CAN_AB_Edmonton.Intl.AP.711230_CWEC2016.epw :erv_package: NECB_Default :ext_floor_cond: NECB_Default :ext_roof_cond: NECB_Default :ext_wall_cond: NECB_Default :fdwr_set: NECB_Default :fixed_wind_solar_trans: NECB_Default :fixed_window_cond: NECB_Default :furnace_eff: NECB_Default :glass_door_cond: NECB_Default :glass_door_solar_trans: NECB_Default :ground_floor_cond: NECB_Default :ground_roof_cond: NECB_Default :ground_wall_cond: NECB_Default :image_name: btap_private_cli :infiltration_scale: NECB_Default :lights_scale: NECB_Default :lights_type: NECB_Default :nv_delta_temp_in_out: NECB_Default :nv_opening_fraction: NECB_Default :nv_temp_out_min: NECB_Default :nv_type: NECB_Default :oa_scale: NECB_Default :occupancy_loads_scale: NECB_Default :output_meters: [] :output_variables: [] :overhead_door_cond: NECB_Default :primary_heating_fuel: NaturalGas :pv_ground_azimuth_angle: NECB_Default :pv_ground_module_description: NECB_Default :pv_ground_tilt_angle: NECB_Default :pv_ground_total_area_pv_panels_m2: NECB_Default :pv_ground_type: NECB_Default :rotation_degrees: NECB_Default :run_annual_simulation: true :s3_bucket: '834599497928' :scale_x: NECB_Default :scale_y: NECB_Default :scale_z: NECB_Default :shw_eff: NECB_Default :skylight_cond: NECB_Default :skylight_solar_trans: NECB_Default :srr_set: NECB_Default :template: BTAPPRE1980 | reference | reference | 947364c8-38d2-4897-9b37-124901b90a8d | BTAPPRE1980 | Outpatient | NaturalGas | Natural Gas | CAN_AB_Edmonton.Intl.AP.711230_CWEC2016.epw | parametric |  | NECB_Default | NECB_Default | NECB_Default | NECB_Default | NECB_Default | NECB_Default | NECB_Default | NECB_Default | NECB_Default | NECB_Default | NECB_Default | NECB_Default | NECB_Default | NECB_Default | NECB_Default | NECB_Default | NECB_Default | NECB_Default | NECB_Default | NECB_Default | NECB_Default | NECB_Default | NECB_Default | NECB_Default | NECB_Default | NECB_Default | NECB_Default | NECB_Default | NECB_Default | NECB_Default | NECB_Default | NECB_Default | NECB_Default | NECB_Default | NECB_Default | NECB_Default | NECB_Default | NECB_Default | NECB_Default | NECB_Default | NECB_Default | NECB_Default | NECB_Default | NECB_Default | NECB_Default | aws_batch | 834599497928 | btap_private_cli |  | TRUE | TRUE |  |  | 182.1115 | 14.0768 | 216.1155 | 354.0569 | 3804.01 | 2926.6316 | 21.2 | Outpatient |  |  | 0 | Outpatient | 3 |  | 3 | BTAPPRE1980 | 0.24527 | 11932.1528 | 0.66089 | 82.344 | 71.9844 | 3.5105 | 453.6047 | 295.105 | EDMONTON | ALBERTA | 85.8963 | 57.4836 | 0 | 143.3799 | 8.1412 | 4.1009 | 0 | 12.2421 | 0 | 0.018977 | 0 | 0 | 0.3914 | 0.10709 | 0 | 1.0573 | 0.08062 | 0.17519 | 1.1392 | 0.0093822 | 1.5306 | 0.081832 | 34.593 | 185.59 | 21.2 | 0.678 |  |  | 2.95 |  |  | 0.227 | 0.772 | 2.95 |  | 0 | Edmonton Intl AP | CAN | 23 | 5588 | 53.31 | -113.579 | 7a | 5120 | AB | CAN_AB_Edmonton.Intl.AP.711230_CWEC2016.epw | 1.5306 | 14.0768 | 182.1115 | 13.0599 | 16.482 | TRUE | FALSE | FALSE | FALSE | 10.7608 | 15.3469 | 0 | 0 | 0 | 0 | 311.29 | 186.2708 | 2.9674 | 0.015931 | 1084.6 | 0.00014196 | 1.5306 | 3830.17 | 3674.8301 | 14.33 | 14.17 |  | https://s3.console.aws.amazon.com/s3/buckets/834599497928?region=ca-central-1&prefix=phylroy.lopez/reference/reference/output/947364c8-38d2-4897-9b37-124901b90a8d/ | 1.0.002
1096 |  | TRUE | 1199 | 0 | 0 | 1536.986 |  |  |  | 0.1 | 2021-09-22 20:33:16 +0000 | 438c2ebff | 0.2.14 | :adv_dx_units: NECB_Default :airloop_economizer_type: NECB_Default :algorithm_type: parametric :analysis_id: reference :analysis_name: reference :boiler_eff: NECB_Default :btap_batch_version: 1.0.002 :building_type: Outpatient :chiller_type: NECB_Default :compute_environment: aws_batch :datapoint_id: 63ae6162-3bb2-4127-b53d-807c9f062033 :daylighting_type: NECB_Default :dcv_type: NECB_Default :door_construction_cond: NECB_Default :ecm_system_name: NECB_Default :electrical_loads_scale: NECB_Default :enable_costing: true :epw_file: CAN_AB_Calgary.Intl.AP.718770_CWEC2016.epw :erv_package: NECB_Default :ext_floor_cond: NECB_Default :ext_roof_cond: NECB_Default :ext_wall_cond: NECB_Default :fdwr_set: NECB_Default :fixed_wind_solar_trans: NECB_Default :fixed_window_cond: NECB_Default :furnace_eff: NECB_Default :glass_door_cond: NECB_Default :glass_door_solar_trans: NECB_Default :ground_floor_cond: NECB_Default :ground_roof_cond: NECB_Default :ground_wall_cond: NECB_Default :image_name: btap_private_cli :infiltration_scale: NECB_Default :lights_scale: NECB_Default :lights_type: NECB_Default :nv_delta_temp_in_out: NECB_Default :nv_opening_fraction: NECB_Default :nv_temp_out_min: NECB_Default :nv_type: NECB_Default :oa_scale: NECB_Default :occupancy_loads_scale: NECB_Default :output_meters: [] :output_variables: [] :overhead_door_cond: NECB_Default :primary_heating_fuel: Electricity :pv_ground_azimuth_angle: NECB_Default :pv_ground_module_description: NECB_Default :pv_ground_tilt_angle: NECB_Default :pv_ground_total_area_pv_panels_m2: NECB_Default :pv_ground_type: NECB_Default :rotation_degrees: NECB_Default :run_annual_simulation: true :s3_bucket: '834599497928' :scale_x: NECB_Default :scale_y: NECB_Default :scale_z: NECB_Default :shw_eff: NECB_Default :skylight_cond: NECB_Default :skylight_solar_trans: NECB_Default :srr_set: NECB_Default :template: BTAPPRE1980 | reference | reference | 63ae6162-3bb2-4127-b53d-807c9f062033 | BTAPPRE1980 | Outpatient | Electricity | Electricity | CAN_AB_Calgary.Intl.AP.718770_CWEC2016.epw | parametric |  | NECB_Default | NECB_Default | NECB_Default | NECB_Default | NECB_Default | NECB_Default | NECB_Default | NECB_Default | NECB_Default | NECB_Default | NECB_Default | NECB_Default | NECB_Default | NECB_Default | NECB_Default | NECB_Default | NECB_Default | NECB_Default | NECB_Default | NECB_Default | NECB_Default | NECB_Default | NECB_Default | NECB_Default | NECB_Default | NECB_Default | NECB_Default | NECB_Default | NECB_Default | NECB_Default | NECB_Default | NECB_Default | NECB_Default | NECB_Default | NECB_Default | NECB_Default | NECB_Default | NECB_Default | NECB_Default | NECB_Default | NECB_Default | NECB_Default | NECB_Default | NECB_Default | NECB_Default | aws_batch | 834599497928 | btap_private_cli |  | TRUE | TRUE |  |  | 121.1765 | 15.3528 | 174.2518 | 228.1759 | 3804.01 | 2926.6316 | 21.2 | Outpatient |  |  | 0 | Outpatient | 3 |  | 3 | BTAPPRE1980 | 0.24527 | 11932.1528 | 0.66317 | 43.6539 | 69.3023 | 5.3193 | 428.6718 | 309.7331 | CALGARY | ALBERTA | 236.4459 | 0 | 0 | 236.4459 | 22.4101 | 0 | 0 | 22.4101 | 0 | 0.021659 | 0 | 0 | 1.0774 | 0.10941 | 0 | 0.62731 | 0.08062 | 0.17519 | 0 | 0.0016351 | 1.0774 | 0.061419 | 144.7898 | 0 | 21.2 | 0.678 |  |  | 2.95 |  |  | 0.227 | 0.772 | 2.95 |  | 0 | Calgary Intl AP | CAN | 64 | 4781 | 51.114 | -114.02 | 7a | 5000 | AB | CAN_AB_Calgary.Intl.AP.718770_CWEC2016.epw | 1.0774 | 15.3528 | 121.1765 | 12.8402 | 18.3844 | TRUE | FALSE | FALSE | FALSE | 11.7228 | 13.5697 | 0 | 0.63923 | 0.0034037 | 233.64 | 0 | 187.8054 | 2.9674 | 0.015801 | 1084.6 | 0.00017087 | 1.0774 | 3798.67 | 3619.3301 | 6.5 | 6.5 |  | https://s3.console.aws.amazon.com/s3/buckets/834599497928?region=ca-central-1&prefix=phylroy.lopez/reference/reference/output/63ae6162-3bb2-4127-b53d-807c9f062033/ | 1.0.002
1097 |  | TRUE | 1151 | 0 | 0 | 1409.8603 |  |  |  | 0.1 | 2021-09-22 20:33:27 +0000 | 438c2ebff | 0.2.14 | :adv_dx_units: NECB_Default :airloop_economizer_type: NECB_Default :algorithm_type: parametric :analysis_id: reference :analysis_name: reference :boiler_eff: NECB_Default :btap_batch_version: 1.0.002 :building_type: Outpatient :chiller_type: NECB_Default :compute_environment: aws_batch :datapoint_id: 7583c684-cad5-43f8-8714-110604348c2c :daylighting_type: NECB_Default :dcv_type: NECB_Default :door_construction_cond: NECB_Default :ecm_system_name: NECB_Default :electrical_loads_scale: NECB_Default :enable_costing: true :epw_file: CAN_BC_Vancouver.Intl.AP.718920_CWEC2016.epw :erv_package: NECB_Default :ext_floor_cond: NECB_Default :ext_roof_cond: NECB_Default :ext_wall_cond: NECB_Default :fdwr_set: NECB_Default :fixed_wind_solar_trans: NECB_Default :fixed_window_cond: NECB_Default :furnace_eff: NECB_Default :glass_door_cond: NECB_Default :glass_door_solar_trans: NECB_Default :ground_floor_cond: NECB_Default :ground_roof_cond: NECB_Default :ground_wall_cond: NECB_Default :image_name: btap_private_cli :infiltration_scale: NECB_Default :lights_scale: NECB_Default :lights_type: NECB_Default :nv_delta_temp_in_out: NECB_Default :nv_opening_fraction: NECB_Default :nv_temp_out_min: NECB_Default :nv_type: NECB_Default :oa_scale: NECB_Default :occupancy_loads_scale: NECB_Default :output_meters: [] :output_variables: [] :overhead_door_cond: NECB_Default :primary_heating_fuel: NaturalGas :pv_ground_azimuth_angle: NECB_Default :pv_ground_module_description: NECB_Default :pv_ground_tilt_angle: NECB_Default :pv_ground_total_area_pv_panels_m2: NECB_Default :pv_ground_type: NECB_Default :rotation_degrees: NECB_Default :run_annual_simulation: true :s3_bucket: '834599497928' :scale_x: NECB_Default :scale_y: NECB_Default :scale_z: NECB_Default :shw_eff: NECB_Default :skylight_cond: NECB_Default :skylight_solar_trans: NECB_Default :srr_set: NECB_Default :template: NECB2017 | reference | reference | 7583c684-cad5-43f8-8714-110604348c2c | NECB2017 | Outpatient | NaturalGas | Natural Gas | CAN_BC_Vancouver.Intl.AP.718920_CWEC2016.epw | parametric |  | NECB_Default | NECB_Default | NECB_Default | NECB_Default | NECB_Default | NECB_Default | NECB_Default | NECB_Default | NECB_Default | NECB_Default | NECB_Default | NECB_Default | NECB_Default | NECB_Default | NECB_Default | NECB_Default | NECB_Default | NECB_Default | NECB_Default | NECB_Default | NECB_Default | NECB_Default | NECB_Default | NECB_Default | NECB_Default | NECB_Default | NECB_Default | NECB_Default | NECB_Default | NECB_Default | NECB_Default | NECB_Default | NECB_Default | NECB_Default | NECB_Default | NECB_Default | NECB_Default | NECB_Default | NECB_Default | NECB_Default | NECB_Default | NECB_Default | NECB_Default | NECB_Default | NECB_Default | aws_batch | 834599497928 | btap_private_cli |  | TRUE | TRUE |  |  | 45.4019 | 14.1753 | 49.4595 | 125.1085 | 3804.01 | 2926.6316 | 40 | Outpatient |  |  | 2 | Outpatient | 3 |  | 3 | NECB2017 | 0.24527 | 11932.1528 | 90.6623 | 63.8523 | 68.9889 | 3.4273 | 575.839 | 348.9082 | VANCOUVER | BRITISH COLUMBIA | 1.1946 | 14.8631 | 0 | 16.0577 | 11.9295 | 3.3344 | 0 | 15.2639 | 0 | 0.028785 | 0 | 0 | 0.42154 | 0.11879 | 0.024403 | 0.22894 | 0.081779 | 0.15952 | 0.29482 | 0.0079942 | 0.71635 | 0.065878 | 37.0912 | 47.4743 | 40 | 0.757 | [5 empty] | 0.193 | 0.315 | 2.1 | 2.1 | 2 | Vancouver Intl AP | CAN | 42 | 2797 | 49.195 | -123.184 | 4 | 2800 | BC | CAN_BC_Vancouver.Intl.AP.718920_CWEC2016.epw | 0.71635 | 14.1753 | 45.4019 | 12.9136 | 20.7072 | TRUE | FALSE | FALSE | FALSE | 10.0953 | 7.1453 | 0 | 0 | 0 | 0 | 250.6 | 200.5225 | 2.7806 | 0.013867 | 1016.3 | 0.00026288 | 0.71635 | 1594.83 | 1555.67 | 540.67 | 540.17 |  | https://s3.console.aws.amazon.com/s3/buckets/834599497928?region=ca-central-1&prefix=phylroy.lopez/reference/reference/output/7583c684-cad5-43f8-8714-110604348c2c/ | 1.0.002
1098 |  | TRUE | 1163 | 0 | 0 | 1409.1186 |  |  |  | 0.1 | 2021-09-22 20:34:08 +0000 | 438c2ebff | 0.2.14 | :adv_dx_units: NECB_Default :airloop_economizer_type: NECB_Default :algorithm_type: parametric :analysis_id: reference :analysis_name: reference :boiler_eff: NECB_Default :btap_batch_version: 1.0.002 :building_type: Outpatient :chiller_type: NECB_Default :compute_environment: aws_batch :datapoint_id: f2c7fbe8-469f-488f-ab41-c15b03acd05c :daylighting_type: NECB_Default :dcv_type: NECB_Default :door_construction_cond: NECB_Default :ecm_system_name: NECB_Default :electrical_loads_scale: NECB_Default :enable_costing: true :epw_file: CAN_YT_Whitehorse.Intl.AP.719640_CWEC2016.epw :erv_package: NECB_Default :ext_floor_cond: NECB_Default :ext_roof_cond: NECB_Default :ext_wall_cond: NECB_Default :fdwr_set: NECB_Default :fixed_wind_solar_trans: NECB_Default :fixed_window_cond: NECB_Default :furnace_eff: NECB_Default :glass_door_cond: NECB_Default :glass_door_solar_trans: NECB_Default :ground_floor_cond: NECB_Default :ground_roof_cond: NECB_Default :ground_wall_cond: NECB_Default :image_name: btap_private_cli :infiltration_scale: NECB_Default :lights_scale: NECB_Default :lights_type: NECB_Default :nv_delta_temp_in_out: NECB_Default :nv_opening_fraction: NECB_Default :nv_temp_out_min: NECB_Default :nv_type: NECB_Default :oa_scale: NECB_Default :occupancy_loads_scale: NECB_Default :output_meters: [] :output_variables: [] :overhead_door_cond: NECB_Default :primary_heating_fuel: NaturalGas :pv_ground_azimuth_angle: NECB_Default :pv_ground_module_description: NECB_Default :pv_ground_tilt_angle: NECB_Default :pv_ground_total_area_pv_panels_m2: NECB_Default :pv_ground_type: NECB_Default :rotation_degrees: NECB_Default :run_annual_simulation: true :s3_bucket: '834599497928' :scale_x: NECB_Default :scale_y: NECB_Default :scale_z: NECB_Default :shw_eff: NECB_Default :skylight_cond: NECB_Default :skylight_solar_trans: NECB_Default :srr_set: NECB_Default :template: NECB2017 | reference | reference | f2c7fbe8-469f-488f-ab41-c15b03acd05c | NECB2017 | Outpatient | NaturalGas | Natural Gas | CAN_YT_Whitehorse.Intl.AP.719640_CWEC2016.epw | parametric |  | NECB_Default | NECB_Default | NECB_Default | NECB_Default | NECB_Default | NECB_Default | NECB_Default | NECB_Default | NECB_Default | NECB_Default | NECB_Default | NECB_Default | NECB_Default | NECB_Default | NECB_Default | NECB_Default | NECB_Default | NECB_Default | NECB_Default | NECB_Default | NECB_Default | NECB_Default | NECB_Default | NECB_Default | NECB_Default | NECB_Default | NECB_Default | NECB_Default | NECB_Default | NECB_Default | NECB_Default | NECB_Default | NECB_Default | NECB_Default | NECB_Default | NECB_Default | NECB_Default | NECB_Default | NECB_Default | NECB_Default | NECB_Default | NECB_Default | NECB_Default | NECB_Default | NECB_Default | aws_batch | 834599497928 | btap_private_cli |  | TRUE | TRUE |  |  | 157.6151 | 11.2987 | 107.7167 | 196.6288 | 3804.01 | 2926.6316 | 22.8 | Outpatient |  |  | 2 | Outpatient | 3 |  | 3 | NECB2017 | 0.24527 | 11932.1528 | 79.031 | 58.1932 | 68.8201 | 3.2301 | 553.7226 | 344.4481 | WHITEHORSE | YUKON | 6.3502 | 28.7897 | 0 | 35.1398 | 14.5427 | 5.2476 | 0 | 19.7903 | 0 | 0.0129 | 0 | 0 | 0.40827 | 0.10768 | 0.037495 | 0.49904 | 0.081779 | 0.15952 | 0.57857 | 0.0087145 | 0.98684 | 0.079521 | 34.3357 | 160.4527 | 22.8 | 0.757 | [5 empty] | 0.138 | 0.21 | 1.9 | 1.9 | 2 | Whitehorse Intl AP | CAN | 5 | 6491 | 60.709 | -135.069 | 7b | 6580 | YT | CAN_YT_Whitehorse.Intl.AP.719640_CWEC2016.epw | 0.98684 | 11.2987 | 157.6151 | 15.542 | 12.7713 | TRUE | FALSE | FALSE | FALSE | 7.5083 | 16.5766 | 0 | 0 | 0 | 0 | 302.5 | 201.9337 | 2.7806 | 0.01377 | 1016.3 | 0.00018139 | 0.98684 | 1014.5 | 970.83 | 210 | 210 |  | https://s3.console.aws.amazon.com/s3/buckets/834599497928?region=ca-central-1&prefix=phylroy.lopez/reference/reference/output/f2c7fbe8-469f-488f-ab41-c15b03acd05c/ | 1.0.002
1099 |  | TRUE | 1182 | 0 | 0 | 1473.0208 |  |  |  | 0.1 | 2021-09-22 20:34:00 +0000 | 438c2ebff | 0.2.14 | :adv_dx_units: NECB_Default :airloop_economizer_type: NECB_Default :algorithm_type: parametric :analysis_id: reference :analysis_name: reference :boiler_eff: NECB_Default :btap_batch_version: 1.0.002 :building_type: Outpatient :chiller_type: NECB_Default :compute_environment: aws_batch :datapoint_id: cf08a483-d35e-4710-97f5-a5b045dd83a3 :daylighting_type: NECB_Default :dcv_type: NECB_Default :door_construction_cond: NECB_Default :ecm_system_name: NECB_Default :electrical_loads_scale: NECB_Default :enable_costing: true :epw_file: CAN_ON_Toronto.Pearson.Intl.AP.716240_CWEC2016.epw :erv_package: NECB_Default :ext_floor_cond: NECB_Default :ext_roof_cond: NECB_Default :ext_wall_cond: NECB_Default :fdwr_set: NECB_Default :fixed_wind_solar_trans: NECB_Default :fixed_window_cond: NECB_Default :furnace_eff: NECB_Default :glass_door_cond: NECB_Default :glass_door_solar_trans: NECB_Default :ground_floor_cond: NECB_Default :ground_roof_cond: NECB_Default :ground_wall_cond: NECB_Default :image_name: btap_private_cli :infiltration_scale: NECB_Default :lights_scale: NECB_Default :lights_type: NECB_Default :nv_delta_temp_in_out: NECB_Default :nv_opening_fraction: NECB_Default :nv_temp_out_min: NECB_Default :nv_type: NECB_Default :oa_scale: NECB_Default :occupancy_loads_scale: NECB_Default :output_meters: [] :output_variables: [] :overhead_door_cond: NECB_Default :primary_heating_fuel: NaturalGas :pv_ground_azimuth_angle: NECB_Default :pv_ground_module_description: NECB_Default :pv_ground_tilt_angle: NECB_Default :pv_ground_total_area_pv_panels_m2: NECB_Default :pv_ground_type: NECB_Default :rotation_degrees: NECB_Default :run_annual_simulation: true :s3_bucket: '834599497928' :scale_x: NECB_Default :scale_y: NECB_Default :scale_z: NECB_Default :shw_eff: NECB_Default :skylight_cond: NECB_Default :skylight_solar_trans: NECB_Default :srr_set: NECB_Default :template: NECB2011 | reference | reference | cf08a483-d35e-4710-97f5-a5b045dd83a3 | NECB2011 | Outpatient | NaturalGas | Natural Gas | CAN_ON_Toronto.Pearson.Intl.AP.716240_CWEC2016.epw | parametric |  | NECB_Default | NECB_Default | NECB_Default | NECB_Default | NECB_Default | NECB_Default | NECB_Default | NECB_Default | NECB_Default | NECB_Default | NECB_Default | NECB_Default | NECB_Default | NECB_Default | NECB_Default | NECB_Default | NECB_Default | NECB_Default | NECB_Default | NECB_Default | NECB_Default | NECB_Default | NECB_Default | NECB_Default | NECB_Default | NECB_Default | NECB_Default | NECB_Default | NECB_Default | NECB_Default | NECB_Default | NECB_Default | NECB_Default | NECB_Default | NECB_Default | NECB_Default | NECB_Default | NECB_Default | NECB_Default | NECB_Default | NECB_Default | NECB_Default | NECB_Default | NECB_Default | NECB_Default | aws_batch | 834599497928 | btap_private_cli |  | TRUE | TRUE |  |  | 117.2219 | 25.513 | 117.8303 | 219.5914 | 3804.01 | 2926.6316 | 40 | Outpatient |  |  | 5 | Outpatient | 3 |  | 3 | NECB2011 | 0.24527 | 11932.1528 | 103.0327 | 72.4053 | 72.6735 | 3.6173 | 604.8729 | 353.144 | TORONTO | ONTARIO | 2.536 | 29.1652 | 0 | 31.7012 | 20.3186 | 5.1462 | 0 | 25.4648 | 0 | 0.063961 | 0 | 0 | 0.4566 | 0.12657 | 0 | 0.51751 | 0.08062 | 0.17498 | 0.59016 | 0.0098396 | 1.0468 | 0.072644 | 48.4775 | 119.8153 | 40 | 0.757 | [5 empty] | 0.183 | 0.278 | 2.2 | 2.2 | 5 | Toronto Pearson Intl AP | CAN | 382 | 3615 | 43.677 | -79.631 | 5 | 3890 | ON | CAN_ON_Toronto.Pearson.Intl.AP.716240_CWEC2016.epw | 1.0468 | 25.513 | 117.2219 | 15.808 | 17.5253 | FALSE | FALSE | FALSE | FALSE | 12.2508 | 7.2768 | 0 | 0 | 0 | 0 | 276.34 | 196.9153 | 2.9674 | 0.01507 | 1084.6 | 0.00062828 | 1.0468 | 2013 | 1939.17 | 392.67 | 392.67 |  | https://s3.console.aws.amazon.com/s3/buckets/834599497928?region=ca-central-1&prefix=phylroy.lopez/reference/reference/output/cf08a483-d35e-4710-97f5-a5b045dd83a3/ | 1.0.002
1100 |  | TRUE | 1151 | 0 | 0 | 1471.7123 |  |  |  | 0.1 | 2021-09-22 20:33:55 +0000 | 438c2ebff | 0.2.14 | :adv_dx_units: NECB_Default :airloop_economizer_type: NECB_Default :algorithm_type: parametric :analysis_id: reference :analysis_name: reference :boiler_eff: NECB_Default :btap_batch_version: 1.0.002 :building_type: Outpatient :chiller_type: NECB_Default :compute_environment: aws_batch :datapoint_id: 95db7069-c070-4a1c-a4fb-03c1dd95e041 :daylighting_type: NECB_Default :dcv_type: NECB_Default :door_construction_cond: NECB_Default :ecm_system_name: NECB_Default :electrical_loads_scale: NECB_Default :enable_costing: true :epw_file: CAN_AB_Calgary.Intl.AP.718770_CWEC2016.epw :erv_package: NECB_Default :ext_floor_cond: NECB_Default :ext_roof_cond: NECB_Default :ext_wall_cond: NECB_Default :fdwr_set: NECB_Default :fixed_wind_solar_trans: NECB_Default :fixed_window_cond: NECB_Default :furnace_eff: NECB_Default :glass_door_cond: NECB_Default :glass_door_solar_trans: NECB_Default :ground_floor_cond: NECB_Default :ground_roof_cond: NECB_Default :ground_wall_cond: NECB_Default :image_name: btap_private_cli :infiltration_scale: NECB_Default :lights_scale: NECB_Default :lights_type: NECB_Default :nv_delta_temp_in_out: NECB_Default :nv_opening_fraction: NECB_Default :nv_temp_out_min: NECB_Default :nv_type: NECB_Default :oa_scale: NECB_Default :occupancy_loads_scale: NECB_Default :output_meters: [] :output_variables: [] :overhead_door_cond: NECB_Default :primary_heating_fuel: NaturalGas :pv_ground_azimuth_angle: NECB_Default :pv_ground_module_description: NECB_Default :pv_ground_tilt_angle: NECB_Default :pv_ground_total_area_pv_panels_m2: NECB_Default :pv_ground_type: NECB_Default :rotation_degrees: NECB_Default :run_annual_simulation: true :s3_bucket: '834599497928' :scale_x: NECB_Default :scale_y: NECB_Default :scale_z: NECB_Default :shw_eff: NECB_Default :skylight_cond: NECB_Default :skylight_solar_trans: NECB_Default :srr_set: NECB_Default :template: NECB2015 | reference | reference | 95db7069-c070-4a1c-a4fb-03c1dd95e041 | NECB2015 | Outpatient | NaturalGas | Natural Gas | CAN_AB_Calgary.Intl.AP.718770_CWEC2016.epw | parametric |  | NECB_Default | NECB_Default | NECB_Default | NECB_Default | NECB_Default | NECB_Default | NECB_Default | NECB_Default | NECB_Default | NECB_Default | NECB_Default | NECB_Default | NECB_Default | NECB_Default | NECB_Default | NECB_Default | NECB_Default | NECB_Default | NECB_Default | NECB_Default | NECB_Default | NECB_Default | NECB_Default | NECB_Default | NECB_Default | NECB_Default | NECB_Default | NECB_Default | NECB_Default | NECB_Default | NECB_Default | NECB_Default | NECB_Default | NECB_Default | NECB_Default | NECB_Default | NECB_Default | NECB_Default | NECB_Default | NECB_Default | NECB_Default | NECB_Default | NECB_Default | NECB_Default | NECB_Default | aws_batch | 834599497928 | btap_private_cli |  | TRUE | TRUE |  |  | 121.3122 | 18.8246 | 137.7735 | 242.3218 | 3804.01 | 2926.6316 | 33.3 | Outpatient |  |  | 5 | Outpatient | 3 |  | 3 | NECB2015 | 0.24527 | 11932.1528 | 97.9479 | 67.663 | 75.7049 | 3.4994 | 597.6805 | 352.8653 | CALGARY | ALBERTA | 96.5593 | 35.1775 | 0 | 131.7369 | 9.1518 | 2.5096 | 0 | 11.6614 | 0 | 0.031464 | 0 | 0 | 0.43999 | 0.1335 | 0 | 0.62394 | 0.081779 | 0.18271 | 0.69711 | 0.010281 | 1.1371 | 0.073173 | 43.2749 | 124.3471 | 33.3 | 0.757 | [5 empty] | 0.162 | 0.21 | 2.2 | 2.2 | 5 | Calgary Intl AP | CAN | 64 | 4781 | 51.114 | -114.02 | 7a | 5000 | AB | CAN_AB_Calgary.Intl.AP.718770_CWEC2016.epw | 1.1371 | 18.8246 | 121.3122 | 12.8402 | 18.3844 | TRUE | FALSE | FALSE | FALSE | 11.7224 | 13.569 | 0 | 0 | 0 | 0 | 278.35 | 201.9337 | 2.7806 | 0.01377 | 1016.3 | 0.00024974 | 1.1371 | 1837 | 1779.5 | 346.33 | 346.33 |  | https://s3.console.aws.amazon.com/s3/buckets/834599497928?region=ca-central-1&prefix=phylroy.lopez/reference/reference/output/95db7069-c070-4a1c-a4fb-03c1dd95e041/ | 1.0.002
1101 |  | TRUE | 1181 | 0 | 0 | 1471.9375 |  |  |  | 0.1 | 2021-09-22 20:34:24 +0000 | 438c2ebff | 0.2.14 | :adv_dx_units: NECB_Default :airloop_economizer_type: NECB_Default :algorithm_type: parametric :analysis_id: reference :analysis_name: reference :boiler_eff: NECB_Default :btap_batch_version: 1.0.002 :building_type: Outpatient :chiller_type: NECB_Default :compute_environment: aws_batch :datapoint_id: 6da3b618-14b4-41d5-b605-7859b4eef758 :daylighting_type: NECB_Default :dcv_type: NECB_Default :door_construction_cond: NECB_Default :ecm_system_name: NECB_Default :electrical_loads_scale: NECB_Default :enable_costing: true :epw_file: CAN_QC_Montreal-Trudeau.Intl.AP.716270_CWEC2016.epw :erv_package: NECB_Default :ext_floor_cond: NECB_Default :ext_roof_cond: NECB_Default :ext_wall_cond: NECB_Default :fdwr_set: NECB_Default :fixed_wind_solar_trans: NECB_Default :fixed_window_cond: NECB_Default :furnace_eff: NECB_Default :glass_door_cond: NECB_Default :glass_door_solar_trans: NECB_Default :ground_floor_cond: NECB_Default :ground_roof_cond: NECB_Default :ground_wall_cond: NECB_Default :image_name: btap_private_cli :infiltration_scale: NECB_Default :lights_scale: NECB_Default :lights_type: NECB_Default :nv_delta_temp_in_out: NECB_Default :nv_opening_fraction: NECB_Default :nv_temp_out_min: NECB_Default :nv_type: NECB_Default :oa_scale: NECB_Default :occupancy_loads_scale: NECB_Default :output_meters: [] :output_variables: [] :overhead_door_cond: NECB_Default :primary_heating_fuel: Electricity :pv_ground_azimuth_angle: NECB_Default :pv_ground_module_description: NECB_Default :pv_ground_tilt_angle: NECB_Default :pv_ground_total_area_pv_panels_m2: NECB_Default :pv_ground_type: NECB_Default :rotation_degrees: NECB_Default :run_annual_simulation: true :s3_bucket: '834599497928' :scale_x: NECB_Default :scale_y: NECB_Default :scale_z: NECB_Default :shw_eff: NECB_Default :skylight_cond: NECB_Default :skylight_solar_trans: NECB_Default :srr_set: NECB_Default :template: NECB2017 | reference | reference | 6da3b618-14b4-41d5-b605-7859b4eef758 | NECB2017 | Outpatient | Electricity | Electricity | CAN_QC_Montreal-Trudeau.Intl.AP.716270_CWEC2016.epw | parametric |  | NECB_Default | NECB_Default | NECB_Default | NECB_Default | NECB_Default | NECB_Default | NECB_Default | NECB_Default | NECB_Default | NECB_Default | NECB_Default | NECB_Default | NECB_Default | NECB_Default | NECB_Default | NECB_Default | NECB_Default | NECB_Default | NECB_Default | NECB_Default | NECB_Default | NECB_Default | NECB_Default | NECB_Default | NECB_Default | NECB_Default | NECB_Default | NECB_Default | NECB_Default | NECB_Default | NECB_Default | NECB_Default | NECB_Default | NECB_Default | NECB_Default | NECB_Default | NECB_Default | NECB_Default | NECB_Default | NECB_Default | NECB_Default | NECB_Default | NECB_Default | NECB_Default | NECB_Default | aws_batch | 834599497928 | btap_private_cli |  | TRUE | TRUE |  |  | 97.7216 | 21.5393 | 71.8058 | 134.9022 | 3804.01 | 2926.6316 | 37.3 | Outpatient |  |  | 2 | Outpatient | 3 |  | 3 | NECB2017 | 0.24527 | 11932.1528 | 96.6471 | 35.0536 | 70.7657 | 4.9081 | 602.931 | 395.5567 | MONTREAL | QUEBEC | 0.29708 | 0 | 0 | 0.29708 | 18.9206 | 0 | 0 | 18.9206 | 0 | 0.05056 | 0 | 0 | 0.76447 | 0.11647 | 0.037037 | 0.2585 | 0.081779 | 0.15952 | 0 | 0.0054574 | 0.76447 | 0.054658 | 112.987 | 0 | 37.3 | 0.757 | [5 empty] | 0.156 | 0.247 | 1.9 | 1.9 | 2 | Montreal-Trudeau Intl AP | CAN | 323 | 4090 | 45.471 | -73.741 | 6 | 4400 | QC | CAN_QC_Montreal-Trudeau.Intl.AP.716270_CWEC2016.epw | 0.76447 | 21.5393 | 97.7216 | 14.9177 | 19.1459 | TRUE | FALSE | FALSE | FALSE | 12.1714 | 12.6763 | 0 | 0.56886 | 0.0028171 | 207.92 | 0 | 201.9337 | 2.7806 | 0.01377 | 1016.3 | 0.0004837 | 0.76447 | 1961 | 1892.33 | 648.83 | 647.83 |  | https://s3.console.aws.amazon.com/s3/buckets/834599497928?region=ca-central-1&prefix=phylroy.lopez/reference/reference/output/6da3b618-14b4-41d5-b605-7859b4eef758/ | 1.0.002
1102 |  | TRUE | 1195 | 0 | 0 | 1596.9809 |  |  |  | 0.1 | 2021-09-22 20:34:09 +0000 | 438c2ebff | 0.2.14 | :adv_dx_units: NECB_Default :airloop_economizer_type: NECB_Default :algorithm_type: parametric :analysis_id: reference :analysis_name: reference :boiler_eff: NECB_Default :btap_batch_version: 1.0.002 :building_type: Outpatient :chiller_type: NECB_Default :compute_environment: aws_batch :datapoint_id: 07b16d47-8b32-4177-ab46-e01320eaa39c :daylighting_type: NECB_Default :dcv_type: NECB_Default :door_construction_cond: NECB_Default :ecm_system_name: NECB_Default :electrical_loads_scale: NECB_Default :enable_costing: true :epw_file: CAN_YT_Whitehorse.Intl.AP.719640_CWEC2016.epw :erv_package: NECB_Default :ext_floor_cond: NECB_Default :ext_roof_cond: NECB_Default :ext_wall_cond: NECB_Default :fdwr_set: NECB_Default :fixed_wind_solar_trans: NECB_Default :fixed_window_cond: NECB_Default :furnace_eff: NECB_Default :glass_door_cond: NECB_Default :glass_door_solar_trans: NECB_Default :ground_floor_cond: NECB_Default :ground_roof_cond: NECB_Default :ground_wall_cond: NECB_Default :image_name: btap_private_cli :infiltration_scale: NECB_Default :lights_scale: NECB_Default :lights_type: NECB_Default :nv_delta_temp_in_out: NECB_Default :nv_opening_fraction: NECB_Default :nv_temp_out_min: NECB_Default :nv_type: NECB_Default :oa_scale: NECB_Default :occupancy_loads_scale: NECB_Default :output_meters: [] :output_variables: [] :overhead_door_cond: NECB_Default :primary_heating_fuel: NaturalGas :pv_ground_azimuth_angle: NECB_Default :pv_ground_module_description: NECB_Default :pv_ground_tilt_angle: NECB_Default :pv_ground_total_area_pv_panels_m2: NECB_Default :pv_ground_type: NECB_Default :rotation_degrees: NECB_Default :run_annual_simulation: true :s3_bucket: '834599497928' :scale_x: NECB_Default :scale_y: NECB_Default :scale_z: NECB_Default :shw_eff: NECB_Default :skylight_cond: NECB_Default :skylight_solar_trans: NECB_Default :srr_set: NECB_Default :template: BTAPPRE1980 | reference | reference | 07b16d47-8b32-4177-ab46-e01320eaa39c | BTAPPRE1980 | Outpatient | NaturalGas | Natural Gas | CAN_YT_Whitehorse.Intl.AP.719640_CWEC2016.epw | parametric |  | NECB_Default | NECB_Default | NECB_Default | NECB_Default | NECB_Default | NECB_Default | NECB_Default | NECB_Default | NECB_Default | NECB_Default | NECB_Default | NECB_Default | NECB_Default | NECB_Default | NECB_Default | NECB_Default | NECB_Default | NECB_Default | NECB_Default | NECB_Default | NECB_Default | NECB_Default | NECB_Default | NECB_Default | NECB_Default | NECB_Default | NECB_Default | NECB_Default | NECB_Default | NECB_Default | NECB_Default | NECB_Default | NECB_Default | NECB_Default | NECB_Default | NECB_Default | NECB_Default | NECB_Default | NECB_Default | NECB_Default | NECB_Default | NECB_Default | NECB_Default | NECB_Default | NECB_Default | aws_batch | 834599497928 | btap_private_cli |  | TRUE | TRUE |  |  | 188.6155 | 12.1138 | 260.1254 | 412.4558 | 3804.01 | 2926.6316 | 21.2 | Outpatient |  |  | 0 | Outpatient | 3 |  | 3 | BTAPPRE1980 | 0.24527 | 11932.1528 | 0.49712 | 73.9338 | 64.3368 | 3.2301 | 409.971 | 267.9732 | WHITEHORSE | YUKON | 5.9458 | 67.597 | 0 | 73.5428 | 13.6167 | 12.3211 | 0 | 25.9378 | 0 | 0.0092481 | 0 | 0 | 0.38228 | 0.10806 | 0 | 1.2732 | 0.08062 | 0.17519 | 1.3585 | 0.0090773 | 1.7407 | 0.085289 | 32.5609 | 192.5367 | 21.2 | 0.678 |  |  | 2.95 |  |  | 0.227 | 0.772 | 2.95 |  | 0 | Whitehorse Intl AP | CAN | 5 | 6491 | 60.709 | -135.069 | 7b | 6580 | YT | CAN_YT_Whitehorse.Intl.AP.719640_CWEC2016.epw | 1.7407 | 12.1138 | 188.6155 | 15.542 | 12.7714 | TRUE | FALSE | FALSE | FALSE | 7.5086 | 16.5774 | 0 | 0 | 0 | 0 | 324.44 | 186.3377 | 2.9674 | 0.015925 | 1084.6 | 8.1493e-05 | 1.7407 | 3795.83 | 3647 | 70.17 | 67.17 |  | https://s3.console.aws.amazon.com/s3/buckets/834599497928?region=ca-central-1&prefix=phylroy.lopez/reference/reference/output/07b16d47-8b32-4177-ab46-e01320eaa39c/ | 1.0.002
1103 |  | TRUE | 1152 | 0 | 0 | 1470.3375 |  |  |  | 0.1 | 2021-09-22 20:34:35 +0000 | 438c2ebff | 0.2.14 | :adv_dx_units: NECB_Default :airloop_economizer_type: NECB_Default :algorithm_type: parametric :analysis_id: reference :analysis_name: reference :boiler_eff: NECB_Default :btap_batch_version: 1.0.002 :building_type: Outpatient :chiller_type: NECB_Default :compute_environment: aws_batch :datapoint_id: d6b05b99-4e99-4351-8292-c1ffab62d507 :daylighting_type: NECB_Default :dcv_type: NECB_Default :door_construction_cond: NECB_Default :ecm_system_name: NECB_Default :electrical_loads_scale: NECB_Default :enable_costing: true :epw_file: CAN_NS_Halifax.Dockyard.713280_CWEC2016.epw :erv_package: NECB_Default :ext_floor_cond: NECB_Default :ext_roof_cond: NECB_Default :ext_wall_cond: NECB_Default :fdwr_set: NECB_Default :fixed_wind_solar_trans: NECB_Default :fixed_window_cond: NECB_Default :furnace_eff: NECB_Default :glass_door_cond: NECB_Default :glass_door_solar_trans: NECB_Default :ground_floor_cond: NECB_Default :ground_roof_cond: NECB_Default :ground_wall_cond: NECB_Default :image_name: btap_private_cli :infiltration_scale: NECB_Default :lights_scale: NECB_Default :lights_type: NECB_Default :nv_delta_temp_in_out: NECB_Default :nv_opening_fraction: NECB_Default :nv_temp_out_min: NECB_Default :nv_type: NECB_Default :oa_scale: NECB_Default :occupancy_loads_scale: NECB_Default :output_meters: [] :output_variables: [] :overhead_door_cond: NECB_Default :primary_heating_fuel: NaturalGas :pv_ground_azimuth_angle: NECB_Default :pv_ground_module_description: NECB_Default :pv_ground_tilt_angle: NECB_Default :pv_ground_total_area_pv_panels_m2: NECB_Default :pv_ground_type: NECB_Default :rotation_degrees: NECB_Default :run_annual_simulation: true :s3_bucket: '834599497928' :scale_x: NECB_Default :scale_y: NECB_Default :scale_z: NECB_Default :shw_eff: NECB_Default :skylight_cond: NECB_Default :skylight_solar_trans: NECB_Default :srr_set: NECB_Default :template: NECB2017 | reference | reference | d6b05b99-4e99-4351-8292-c1ffab62d507 | NECB2017 | Outpatient | NaturalGas | Natural Gas | CAN_NS_Halifax.Dockyard.713280_CWEC2016.epw | parametric |  | NECB_Default | NECB_Default | NECB_Default | NECB_Default | NECB_Default | NECB_Default | NECB_Default | NECB_Default | NECB_Default | NECB_Default | NECB_Default | NECB_Default | NECB_Default | NECB_Default | NECB_Default | NECB_Default | NECB_Default | NECB_Default | NECB_Default | NECB_Default | NECB_Default | NECB_Default | NECB_Default | NECB_Default | NECB_Default | NECB_Default | NECB_Default | NECB_Default | NECB_Default | NECB_Default | NECB_Default | NECB_Default | NECB_Default | NECB_Default | NECB_Default | NECB_Default | NECB_Default | NECB_Default | NECB_Default | NECB_Default | NECB_Default | NECB_Default | NECB_Default | NECB_Default | NECB_Default | aws_batch | 834599497928 | btap_private_cli |  | TRUE | TRUE |  |  | 59.1104 | 14.0295 | 54.5915 | 134.4115 | 3804.01 | 2926.6316 | 40 | Outpatient |  |  | 2 | Outpatient | 3 |  | 3 | NECB2017 | 0.24527 | 11932.1528 | 91.985 | 64.9767 | 75.1683 | 3.4231 | 604.3784 | 368.8252 | HALIFAX | NOVA SCOTIA | 88.6134 | 16.1867 | 0 | 104.8001 | 17.3787 | 4.0857 | 0 | 21.4644 | 0 | 0.03113 | 0 | 0 | 0.43698 | 0.11887 | 0.03679 | 0.25652 | 0.081779 | 0.15952 | 0.32529 | 0.0085883 | 0.76227 | 0.068777 | 37.7262 | 61.5927 | 40 | 0.757 | [5 empty] | 0.156 | 0.247 | 1.9 | 1.9 | 2 | Halifax Dockyard | CAN | 112 | 3647 | 44.655 | -63.577 | 6 | 4000 | NS | CAN_NS_Halifax.Dockyard.713280_CWEC2016.epw | 0.76227 | 14.0295 | 59.1104 | 14.1633 | 18.7135 | TRUE | FALSE | FALSE | FALSE | 7.5341 | 6.1821 | 0 | 0 | 0 | 0 | 261.63 | 206.3784 | 2.7806 | 0.013473 | 1016.3 | 0.00030494 | 0.76227 | 1625.5 | 1583.83 | 317.17 | 317.17 |  | https://s3.console.aws.amazon.com/s3/buckets/834599497928?region=ca-central-1&prefix=phylroy.lopez/reference/reference/output/d6b05b99-4e99-4351-8292-c1ffab62d507/ | 1.0.002
1104 |  | TRUE | 1171 | 0 | 0 | 1471.4555 |  |  |  | 0.1 | 2021-09-22 20:35:02 +0000 | 438c2ebff | 0.2.14 | :adv_dx_units: NECB_Default :airloop_economizer_type: NECB_Default :algorithm_type: parametric :analysis_id: reference :analysis_name: reference :boiler_eff: NECB_Default :btap_batch_version: 1.0.002 :building_type: Outpatient :chiller_type: NECB_Default :compute_environment: aws_batch :datapoint_id: 0e7f500f-34d8-47ea-bb57-8e607f06fff7 :daylighting_type: NECB_Default :dcv_type: NECB_Default :door_construction_cond: NECB_Default :ecm_system_name: NECB_Default :electrical_loads_scale: NECB_Default :enable_costing: true :epw_file: CAN_AB_Calgary.Intl.AP.718770_CWEC2016.epw :erv_package: NECB_Default :ext_floor_cond: NECB_Default :ext_roof_cond: NECB_Default :ext_wall_cond: NECB_Default :fdwr_set: NECB_Default :fixed_wind_solar_trans: NECB_Default :fixed_window_cond: NECB_Default :furnace_eff: NECB_Default :glass_door_cond: NECB_Default :glass_door_solar_trans: NECB_Default :ground_floor_cond: NECB_Default :ground_roof_cond: NECB_Default :ground_wall_cond: NECB_Default :image_name: btap_private_cli :infiltration_scale: NECB_Default :lights_scale: NECB_Default :lights_type: NECB_Default :nv_delta_temp_in_out: NECB_Default :nv_opening_fraction: NECB_Default :nv_temp_out_min: NECB_Default :nv_type: NECB_Default :oa_scale: NECB_Default :occupancy_loads_scale: NECB_Default :output_meters: [] :output_variables: [] :overhead_door_cond: NECB_Default :primary_heating_fuel: NaturalGas :pv_ground_azimuth_angle: NECB_Default :pv_ground_module_description: NECB_Default :pv_ground_tilt_angle: NECB_Default :pv_ground_total_area_pv_panels_m2: NECB_Default :pv_ground_type: NECB_Default :rotation_degrees: NECB_Default :run_annual_simulation: true :s3_bucket: '834599497928' :scale_x: NECB_Default :scale_y: NECB_Default :scale_z: NECB_Default :shw_eff: NECB_Default :skylight_cond: NECB_Default :skylight_solar_trans: NECB_Default :srr_set: NECB_Default :template: NECB2017 | reference | reference | 0e7f500f-34d8-47ea-bb57-8e607f06fff7 | NECB2017 | Outpatient | NaturalGas | Natural Gas | CAN_AB_Calgary.Intl.AP.718770_CWEC2016.epw | parametric |  | NECB_Default | NECB_Default | NECB_Default | NECB_Default | NECB_Default | NECB_Default | NECB_Default | NECB_Default | NECB_Default | NECB_Default | NECB_Default | NECB_Default | NECB_Default | NECB_Default | NECB_Default | NECB_Default | NECB_Default | NECB_Default | NECB_Default | NECB_Default | NECB_Default | NECB_Default | NECB_Default | NECB_Default | NECB_Default | NECB_Default | NECB_Default | NECB_Default | NECB_Default | NECB_Default | NECB_Default | NECB_Default | NECB_Default | NECB_Default | NECB_Default | NECB_Default | NECB_Default | NECB_Default | NECB_Default | NECB_Default | NECB_Default | NECB_Default | NECB_Default | NECB_Default | NECB_Default | aws_batch | 834599497928 | btap_private_cli |  | TRUE | TRUE |  |  | 96.5766 | 15.3449 | 63.7967 | 148.7312 | 3804.01 | 2926.6316 | 33.3 | Outpatient |  |  | 2 | Outpatient | 3 |  | 3 | NECB2017 | 0.24527 | 11932.1528 | 100.307 | 66.3119 | 74.1585 | 3.4994 | 640.4721 | 396.1953 | CALGARY | ALBERTA | 97.4247 | 18.6973 | 0 | 116.1221 | 9.2338 | 1.3339 | 0 | 10.5677 | 0 | 0.031228 | 0 | 0 | 0.44393 | 0.12431 | 0.037384 | 0.29735 | 0.081779 | 0.15952 | 0.37052 | 0.0093691 | 0.81446 | 0.073178 | 39.4564 | 99.0395 | 33.3 | 0.757 | [5 empty] | 0.138 | 0.21 | 1.9 | 1.9 | 2 | Calgary Intl AP | CAN | 64 | 4781 | 51.114 | -114.02 | 7a | 5000 | AB | CAN_AB_Calgary.Intl.AP.718770_CWEC2016.epw | 0.81446 | 15.3449 | 96.5766 | 12.8402 | 18.3844 | TRUE | FALSE | FALSE | FALSE | 11.7224 | 13.569 | 0 | 0 | 0 | 0 | 278.37 | 201.9337 | 2.7806 | 0.01377 | 1016.3 | 0.00034437 | 0.81446 | 1788.33 | 1742.5 | 270.33 | 270.33 |  | https://s3.console.aws.amazon.com/s3/buckets/834599497928?region=ca-central-1&prefix=phylroy.lopez/reference/reference/output/0e7f500f-34d8-47ea-bb57-8e607f06fff7/ | 1.0.002
1105 |  | TRUE | 1164 | 0 | 0 | 1470.9607 |  |  |  | 0.1 | 2021-09-22 20:34:30 +0000 | 438c2ebff | 0.2.14 | :adv_dx_units: NECB_Default :airloop_economizer_type: NECB_Default :algorithm_type: parametric :analysis_id: reference :analysis_name: reference :boiler_eff: NECB_Default :btap_batch_version: 1.0.002 :building_type: Outpatient :chiller_type: NECB_Default :compute_environment: aws_batch :datapoint_id: 96883e90-e14b-4c1f-803b-51852877ab7d :daylighting_type: NECB_Default :dcv_type: NECB_Default :door_construction_cond: NECB_Default :ecm_system_name: NECB_Default :electrical_loads_scale: NECB_Default :enable_costing: true :epw_file: CAN_YT_Whitehorse.Intl.AP.719640_CWEC2016.epw :erv_package: NECB_Default :ext_floor_cond: NECB_Default :ext_roof_cond: NECB_Default :ext_wall_cond: NECB_Default :fdwr_set: NECB_Default :fixed_wind_solar_trans: NECB_Default :fixed_window_cond: NECB_Default :furnace_eff: NECB_Default :glass_door_cond: NECB_Default :glass_door_solar_trans: NECB_Default :ground_floor_cond: NECB_Default :ground_roof_cond: NECB_Default :ground_wall_cond: NECB_Default :image_name: btap_private_cli :infiltration_scale: NECB_Default :lights_scale: NECB_Default :lights_type: NECB_Default :nv_delta_temp_in_out: NECB_Default :nv_opening_fraction: NECB_Default :nv_temp_out_min: NECB_Default :nv_type: NECB_Default :oa_scale: NECB_Default :occupancy_loads_scale: NECB_Default :output_meters: [] :output_variables: [] :overhead_door_cond: NECB_Default :primary_heating_fuel: Electricity :pv_ground_azimuth_angle: NECB_Default :pv_ground_module_description: NECB_Default :pv_ground_tilt_angle: NECB_Default :pv_ground_total_area_pv_panels_m2: NECB_Default :pv_ground_type: NECB_Default :rotation_degrees: NECB_Default :run_annual_simulation: true :s3_bucket: '834599497928' :scale_x: NECB_Default :scale_y: NECB_Default :scale_z: NECB_Default :shw_eff: NECB_Default :skylight_cond: NECB_Default :skylight_solar_trans: NECB_Default :srr_set: NECB_Default :template: NECB2017 | reference | reference | 96883e90-e14b-4c1f-803b-51852877ab7d | NECB2017 | Outpatient | Electricity | Electricity | CAN_YT_Whitehorse.Intl.AP.719640_CWEC2016.epw | parametric |  | NECB_Default | NECB_Default | NECB_Default | NECB_Default | NECB_Default | NECB_Default | NECB_Default | NECB_Default | NECB_Default | NECB_Default | NECB_Default | NECB_Default | NECB_Default | NECB_Default | NECB_Default | NECB_Default | NECB_Default | NECB_Default | NECB_Default | NECB_Default | NECB_Default | NECB_Default | NECB_Default | NECB_Default | NECB_Default | NECB_Default | NECB_Default | NECB_Default | NECB_Default | NECB_Default | NECB_Default | NECB_Default | NECB_Default | NECB_Default | NECB_Default | NECB_Default | NECB_Default | NECB_Default | NECB_Default | NECB_Default | NECB_Default | NECB_Default | NECB_Default | NECB_Default | NECB_Default | aws_batch | 834599497928 | btap_private_cli |  | TRUE | TRUE |  |  | 133.153 | 11.2195 | 107.716 | 159.4699 | 3804.01 | 2926.6316 | 22.8 | Outpatient |  |  | 2 | Outpatient | 3 |  | 3 | NECB2017 | 0.24527 | 11932.1528 | 79.031 | 29.7515 | 68.8201 | 4.7973 | 553.0009 | 370.6009 | WHITEHORSE | YUKON | 13.2683 | 0 | 0 | 13.2683 | 30.3862 | 0 | 0 | 30.3862 | 0 | 0.012905 | 0 | 0 | 0.85307 | 0.10752 | 0.037497 | 0.38778 | 0.081779 | 0.15952 | 0 | 0.0030021 | 0.85307 | 0.062892 | 156.3304 | 0 | 22.8 | 0.757 | [5 empty] | 0.138 | 0.21 | 1.9 | 1.9 | 2 | Whitehorse Intl AP | CAN | 5 | 6491 | 60.709 | -135.069 | 7b | 6580 | YT | CAN_YT_Whitehorse.Intl.AP.719640_CWEC2016.epw | 0.85307 | 11.2195 | 133.153 | 15.542 | 12.7714 | TRUE | FALSE | FALSE | FALSE | 7.5083 | 16.5767 | 0 | 0.65456 | 0.0032414 | 239.24 | 0 | 201.9337 | 2.7806 | 0.01377 | 1016.3 | 0.00018139 | 0.85307 | 1011.33 | 968.17 | 691.5 | 689.67 |  | https://s3.console.aws.amazon.com/s3/buckets/834599497928?region=ca-central-1&prefix=phylroy.lopez/reference/reference/output/96883e90-e14b-4c1f-803b-51852877ab7d/ | 1.0.002
1106 |  | TRUE | 1180 | 0 | 0 | 1472.3259 |  |  |  | 0.1 | 2021-09-22 20:34:27 +0000 | 438c2ebff | 0.2.14 | :adv_dx_units: NECB_Default :airloop_economizer_type: NECB_Default :algorithm_type: parametric :analysis_id: reference :analysis_name: reference :boiler_eff: NECB_Default :btap_batch_version: 1.0.002 :building_type: Outpatient :chiller_type: NECB_Default :compute_environment: aws_batch :datapoint_id: 09a53c2f-8afc-432b-a8f1-be08c0eb4acf :daylighting_type: NECB_Default :dcv_type: NECB_Default :door_construction_cond: NECB_Default :ecm_system_name: NECB_Default :electrical_loads_scale: NECB_Default :enable_costing: true :epw_file: CAN_ON_Toronto.Pearson.Intl.AP.716240_CWEC2016.epw :erv_package: NECB_Default :ext_floor_cond: NECB_Default :ext_roof_cond: NECB_Default :ext_wall_cond: NECB_Default :fdwr_set: NECB_Default :fixed_wind_solar_trans: NECB_Default :fixed_window_cond: NECB_Default :furnace_eff: NECB_Default :glass_door_cond: NECB_Default :glass_door_solar_trans: NECB_Default :ground_floor_cond: NECB_Default :ground_roof_cond: NECB_Default :ground_wall_cond: NECB_Default :image_name: btap_private_cli :infiltration_scale: NECB_Default :lights_scale: NECB_Default :lights_type: NECB_Default :nv_delta_temp_in_out: NECB_Default :nv_opening_fraction: NECB_Default :nv_temp_out_min: NECB_Default :nv_type: NECB_Default :oa_scale: NECB_Default :occupancy_loads_scale: NECB_Default :output_meters: [] :output_variables: [] :overhead_door_cond: NECB_Default :primary_heating_fuel: NaturalGas :pv_ground_azimuth_angle: NECB_Default :pv_ground_module_description: NECB_Default :pv_ground_tilt_angle: NECB_Default :pv_ground_total_area_pv_panels_m2: NECB_Default :pv_ground_type: NECB_Default :rotation_degrees: NECB_Default :run_annual_simulation: true :s3_bucket: '834599497928' :scale_x: NECB_Default :scale_y: NECB_Default :scale_z: NECB_Default :shw_eff: NECB_Default :skylight_cond: NECB_Default :skylight_solar_trans: NECB_Default :srr_set: NECB_Default :template: NECB2017 | reference | reference | 09a53c2f-8afc-432b-a8f1-be08c0eb4acf | NECB2017 | Outpatient | NaturalGas | Natural Gas | CAN_ON_Toronto.Pearson.Intl.AP.716240_CWEC2016.epw | parametric |  | NECB_Default | NECB_Default | NECB_Default | NECB_Default | NECB_Default | NECB_Default | NECB_Default | NECB_Default | NECB_Default | NECB_Default | NECB_Default | NECB_Default | NECB_Default | NECB_Default | NECB_Default | NECB_Default | NECB_Default | NECB_Default | NECB_Default | NECB_Default | NECB_Default | NECB_Default | NECB_Default | NECB_Default | NECB_Default | NECB_Default | NECB_Default | NECB_Default | NECB_Default | NECB_Default | NECB_Default | NECB_Default | NECB_Default | NECB_Default | NECB_Default | NECB_Default | NECB_Default | NECB_Default | NECB_Default | NECB_Default | NECB_Default | NECB_Default | NECB_Default | NECB_Default | NECB_Default | aws_batch | 834599497928 | btap_private_cli |  | TRUE | TRUE |  |  | 72.669 | 23.4625 | 59.8236 | 148.4201 | 3804.01 | 2926.6316 | 40 | Outpatient |  |  | 2 | Outpatient | 3 |  | 3 | NECB2017 | 0.24527 | 11932.1528 | 105.8876 | 71.6655 | 77.7703 | 3.6173 | 666.3382 | 407.3974 | TORONTO | ONTARIO | 2.5948 | 17.0958 | 0 | 19.6906 | 20.7895 | 3.0166 | 0 | 23.8061 | 0 | 0.056183 | 0 | 0 | 0.46718 | 0.12139 | 0.036993 | 0.27826 | 0.081779 | 0.15952 | 0.34594 | 0.010799 | 0.81312 | 0.067679 | 47.828 | 74.9391 | 40 | 0.757 | [5 empty] | 0.156 | 0.278 | 1.9 | 1.9 | 2 | Toronto Pearson Intl AP | CAN | 382 | 3615 | 43.677 | -79.631 | 5 | 3890 | ON | CAN_ON_Toronto.Pearson.Intl.AP.716240_CWEC2016.epw | 0.81312 | 23.4625 | 72.669 | 15.808 | 17.5253 | TRUE | FALSE | FALSE | FALSE | 12.2503 | 7.2761 | 0 | 0 | 0 | 0 | 257.45 | 201.9337 | 2.7806 | 0.01377 | 1016.3 | 0.00051525 | 0.81312 | 1981.5 | 1914.5 | 356.5 | 356.5 |  | https://s3.console.aws.amazon.com/s3/buckets/834599497928?region=ca-central-1&prefix=phylroy.lopez/reference/reference/output/09a53c2f-8afc-432b-a8f1-be08c0eb4acf/ | 1.0.002
1107 |  | TRUE | 1529 | 0 | 0 | 1663.499 |  |  |  | 0.1 | 2021-09-22 20:35:36 +0000 | 438c2ebff | 0.2.14 | :adv_dx_units: NECB_Default :airloop_economizer_type: NECB_Default :algorithm_type: parametric :analysis_id: reference :analysis_name: reference :boiler_eff: NECB_Default :btap_batch_version: 1.0.002 :building_type: Hospital :chiller_type: NECB_Default :compute_environment: aws_batch :datapoint_id: fbf20be1-fcb4-4cc6-b26e-7639be307dbc :daylighting_type: NECB_Default :dcv_type: NECB_Default :door_construction_cond: NECB_Default :ecm_system_name: NECB_Default :electrical_loads_scale: NECB_Default :enable_costing: true :epw_file: CAN_ON_Toronto.Pearson.Intl.AP.716240_CWEC2016.epw :erv_package: NECB_Default :ext_floor_cond: NECB_Default :ext_roof_cond: NECB_Default :ext_wall_cond: NECB_Default :fdwr_set: NECB_Default :fixed_wind_solar_trans: NECB_Default :fixed_window_cond: NECB_Default :furnace_eff: NECB_Default :glass_door_cond: NECB_Default :glass_door_solar_trans: NECB_Default :ground_floor_cond: NECB_Default :ground_roof_cond: NECB_Default :ground_wall_cond: NECB_Default :image_name: btap_private_cli :infiltration_scale: NECB_Default :lights_scale: NECB_Default :lights_type: NECB_Default :nv_delta_temp_in_out: NECB_Default :nv_opening_fraction: NECB_Default :nv_temp_out_min: NECB_Default :nv_type: NECB_Default :oa_scale: NECB_Default :occupancy_loads_scale: NECB_Default :output_meters: [] :output_variables: [] :overhead_door_cond: NECB_Default :primary_heating_fuel: Electricity :pv_ground_azimuth_angle: NECB_Default :pv_ground_module_description: NECB_Default :pv_ground_tilt_angle: NECB_Default :pv_ground_total_area_pv_panels_m2: NECB_Default :pv_ground_type: NECB_Default :rotation_degrees: NECB_Default :run_annual_simulation: true :s3_bucket: '834599497928' :scale_x: NECB_Default :scale_y: NECB_Default :scale_z: NECB_Default :shw_eff: NECB_Default :skylight_cond: NECB_Default :skylight_solar_trans: NECB_Default :srr_set: NECB_Default :template: BTAPPRE1980 | reference | reference | fbf20be1-fcb4-4cc6-b26e-7639be307dbc | BTAPPRE1980 | Hospital | Electricity | Electricity | CAN_ON_Toronto.Pearson.Intl.AP.716240_CWEC2016.epw | parametric |  | NECB_Default | NECB_Default | NECB_Default | NECB_Default | NECB_Default | NECB_Default | NECB_Default | NECB_Default | NECB_Default | NECB_Default | NECB_Default | NECB_Default | NECB_Default | NECB_Default | NECB_Default | NECB_Default | NECB_Default | NECB_Default | NECB_Default | NECB_Default | NECB_Default | NECB_Default | NECB_Default | NECB_Default | NECB_Default | NECB_Default | NECB_Default | NECB_Default | NECB_Default | NECB_Default | NECB_Default | NECB_Default | NECB_Default | NECB_Default | NECB_Default | NECB_Default | NECB_Default | NECB_Default | NECB_Default | NECB_Default | NECB_Default | NECB_Default | NECB_Default | NECB_Default | NECB_Default | aws_batch | 834599497928 | btap_private_cli |  | TRUE | TRUE |  |  | 153.5005 | 32.3403 | 231.8859 | 328.9898 | 22436.08 | 9006.9497 | 15.5 | Hospital |  |  | 0 | Hospital | 5 |  | 6 | BTAPPRE1980 | 0.10131 | 88900.7399 | 0.34257 | 17.1212 | 73.3071 | 5.4255 | 317.1341 | 220.9377 | TORONTO | ONTARIO | 8.6818 | 0 | 0 | 8.6818 | 69.5581 | 0 | 0 | 69.5581 | 0 | 0.067779 | 0 | 0 | 1.5631 | 0.19524 | 0 | 0.83479 | 0.11866 | 0.2599 | 0 | 0.0015707 | 1.5631 | 0.084983 | 183.5477 | 0 | 15.5 | 0.678 |  | 0.678 |  |  |  | 0.296 | 0.9 | 3.35 |  | 0 | Toronto Pearson Intl AP | CAN | 382 | 3615 | 43.677 | -79.631 | 5 | 3890 | ON | CAN_ON_Toronto.Pearson.Intl.AP.716240_CWEC2016.epw | 1.5631 | 32.3403 | 153.5005 | 21.2558 | 19.8452 | TRUE | FALSE | FALSE | FALSE | 13.8387 | 8.4218 | 0 | 5.2167 | 0.0028126 | 1906.69 | 0 | 1854.7394 | 26.7946 | 0.014447 | 9793.44 | 0.00018274 | 1.5631 | 1990.33 | 1989 | 9 | 9 |  | https://s3.console.aws.amazon.com/s3/buckets/834599497928?region=ca-central-1&prefix=phylroy.lopez/reference/reference/output/fbf20be1-fcb4-4cc6-b26e-7639be307dbc/ | 1.0.002
1108 |  | TRUE | 1226 | 0 | 0 | 1594.1345 |  |  |  | 0.1 | 2021-09-22 20:35:25 +0000 | 438c2ebff | 0.2.14 | :adv_dx_units: NECB_Default :airloop_economizer_type: NECB_Default :algorithm_type: parametric :analysis_id: reference :analysis_name: reference :boiler_eff: NECB_Default :btap_batch_version: 1.0.002 :building_type: Outpatient :chiller_type: NECB_Default :compute_environment: aws_batch :datapoint_id: 39f7f1c2-e770-4281-b8fc-67af821135be :daylighting_type: NECB_Default :dcv_type: NECB_Default :door_construction_cond: NECB_Default :ecm_system_name: NECB_Default :electrical_loads_scale: NECB_Default :enable_costing: true :epw_file: CAN_AB_Edmonton.Intl.AP.711230_CWEC2016.epw :erv_package: NECB_Default :ext_floor_cond: NECB_Default :ext_roof_cond: NECB_Default :ext_wall_cond: NECB_Default :fdwr_set: NECB_Default :fixed_wind_solar_trans: NECB_Default :fixed_window_cond: NECB_Default :furnace_eff: NECB_Default :glass_door_cond: NECB_Default :glass_door_solar_trans: NECB_Default :ground_floor_cond: NECB_Default :ground_roof_cond: NECB_Default :ground_wall_cond: NECB_Default :image_name: btap_private_cli :infiltration_scale: NECB_Default :lights_scale: NECB_Default :lights_type: NECB_Default :nv_delta_temp_in_out: NECB_Default :nv_opening_fraction: NECB_Default :nv_temp_out_min: NECB_Default :nv_type: NECB_Default :oa_scale: NECB_Default :occupancy_loads_scale: NECB_Default :output_meters: [] :output_variables: [] :overhead_door_cond: NECB_Default :primary_heating_fuel: Electricity :pv_ground_azimuth_angle: NECB_Default :pv_ground_module_description: NECB_Default :pv_ground_tilt_angle: NECB_Default :pv_ground_total_area_pv_panels_m2: NECB_Default :pv_ground_type: NECB_Default :rotation_degrees: NECB_Default :run_annual_simulation: true :s3_bucket: '834599497928' :scale_x: NECB_Default :scale_y: NECB_Default :scale_z: NECB_Default :shw_eff: NECB_Default :skylight_cond: NECB_Default :skylight_solar_trans: NECB_Default :srr_set: NECB_Default :template: BTAP1980TO2010 | reference | reference | 39f7f1c2-e770-4281-b8fc-67af821135be | BTAP1980TO2010 | Outpatient | Electricity | Electricity | CAN_AB_Edmonton.Intl.AP.711230_CWEC2016.epw | parametric |  | NECB_Default | NECB_Default | NECB_Default | NECB_Default | NECB_Default | NECB_Default | NECB_Default | NECB_Default | NECB_Default | NECB_Default | NECB_Default | NECB_Default | NECB_Default | NECB_Default | NECB_Default | NECB_Default | NECB_Default | NECB_Default | NECB_Default | NECB_Default | NECB_Default | NECB_Default | NECB_Default | NECB_Default | NECB_Default | NECB_Default | NECB_Default | NECB_Default | NECB_Default | NECB_Default | NECB_Default | NECB_Default | NECB_Default | NECB_Default | NECB_Default | NECB_Default | NECB_Default | NECB_Default | NECB_Default | NECB_Default | NECB_Default | NECB_Default | NECB_Default | NECB_Default | NECB_Default | aws_batch | 834599497928 | btap_private_cli |  | TRUE | TRUE |  |  | 136.6572 | 13.9417 | 205.7259 | 259.0161 | 3804.01 | 2926.6316 | 21.2 | Outpatient |  |  | 0 | Outpatient | 3 |  | 3 | BTAP1980TO2010 | 0.24527 | 11932.1528 | 0.66089 | 42.4649 | 71.9844 | 5.3246 | 430.7314 | 310.2966 | EDMONTON | ALBERTA | 260.8088 | 0 | 0 | 260.8088 | 24.7192 | 0 | 0 | 24.7192 | 0 | 0.019961 | 0 | 0 | 1.1884 | 0.10618 | 0 | 0.74061 | 0.08062 | 0.17519 | 0 | 0.0015142 | 1.1884 | 0.064193 | 158.9806 | 0 | 21.2 | 0.678 |  |  | 2.95 |  |  | 0.227 | 0.346 | 2.95 |  | 0 | Edmonton Intl AP | CAN | 23 | 5588 | 53.31 | -113.579 | 7a | 5120 | AB | CAN_AB_Edmonton.Intl.AP.711230_CWEC2016.epw | 1.1884 | 13.9417 | 136.6572 | 13.0599 | 16.482 | TRUE | FALSE | FALSE | FALSE | 10.7608 | 15.3469 | 0 | 0.6681 | 0.0035591 | 244.19 | 0 | 187.7143 | 2.9674 | 0.015808 | 1084.6 | 0.00015773 | 1.1884 | 3765.67 | 3596.5 | 15.17 | 12.33 |  | https://s3.console.aws.amazon.com/s3/buckets/834599497928?region=ca-central-1&prefix=phylroy.lopez/reference/reference/output/39f7f1c2-e770-4281-b8fc-67af821135be/ | 1.0.002
1109 |  | TRUE | 1175 | 0 | 0 | 1533.201 |  |  |  | 0.1 | 2021-09-22 20:35:02 +0000 | 438c2ebff | 0.2.14 | :adv_dx_units: NECB_Default :airloop_economizer_type: NECB_Default :algorithm_type: parametric :analysis_id: reference :analysis_name: reference :boiler_eff: NECB_Default :btap_batch_version: 1.0.002 :building_type: Outpatient :chiller_type: NECB_Default :compute_environment: aws_batch :datapoint_id: ed578147-b109-48d5-ab6e-a66f961a2289 :daylighting_type: NECB_Default :dcv_type: NECB_Default :door_construction_cond: NECB_Default :ecm_system_name: NECB_Default :electrical_loads_scale: NECB_Default :enable_costing: true :epw_file: CAN_AB_Calgary.Intl.AP.718770_CWEC2016.epw :erv_package: NECB_Default :ext_floor_cond: NECB_Default :ext_roof_cond: NECB_Default :ext_wall_cond: NECB_Default :fdwr_set: NECB_Default :fixed_wind_solar_trans: NECB_Default :fixed_window_cond: NECB_Default :furnace_eff: NECB_Default :glass_door_cond: NECB_Default :glass_door_solar_trans: NECB_Default :ground_floor_cond: NECB_Default :ground_roof_cond: NECB_Default :ground_wall_cond: NECB_Default :image_name: btap_private_cli :infiltration_scale: NECB_Default :lights_scale: NECB_Default :lights_type: NECB_Default :nv_delta_temp_in_out: NECB_Default :nv_opening_fraction: NECB_Default :nv_temp_out_min: NECB_Default :nv_type: NECB_Default :oa_scale: NECB_Default :occupancy_loads_scale: NECB_Default :output_meters: [] :output_variables: [] :overhead_door_cond: NECB_Default :primary_heating_fuel: Electricity :pv_ground_azimuth_angle: NECB_Default :pv_ground_module_description: NECB_Default :pv_ground_tilt_angle: NECB_Default :pv_ground_total_area_pv_panels_m2: NECB_Default :pv_ground_type: NECB_Default :rotation_degrees: NECB_Default :run_annual_simulation: true :s3_bucket: '834599497928' :scale_x: NECB_Default :scale_y: NECB_Default :scale_z: NECB_Default :shw_eff: NECB_Default :skylight_cond: NECB_Default :skylight_solar_trans: NECB_Default :srr_set: NECB_Default :template: NECB2011 | reference | reference | ed578147-b109-48d5-ab6e-a66f961a2289 | NECB2011 | Outpatient | Electricity | Electricity | CAN_AB_Calgary.Intl.AP.718770_CWEC2016.epw | parametric |  | NECB_Default | NECB_Default | NECB_Default | NECB_Default | NECB_Default | NECB_Default | NECB_Default | NECB_Default | NECB_Default | NECB_Default | NECB_Default | NECB_Default | NECB_Default | NECB_Default | NECB_Default | NECB_Default | NECB_Default | NECB_Default | NECB_Default | NECB_Default | NECB_Default | NECB_Default | NECB_Default | NECB_Default | NECB_Default | NECB_Default | NECB_Default | NECB_Default | NECB_Default | NECB_Default | NECB_Default | NECB_Default | NECB_Default | NECB_Default | NECB_Default | NECB_Default | NECB_Default | NECB_Default | NECB_Default | NECB_Default | NECB_Default | NECB_Default | NECB_Default | NECB_Default | NECB_Default | aws_batch | 834599497928 | btap_private_cli |  | TRUE | TRUE |  |  | 94.5653 | 17.5752 | 128.3251 | 191.0017 | 3804.01 | 2926.6316 | 33.3 | Outpatient |  |  | 5 | Outpatient | 3 |  | 3 | NECB2011 | 0.24527 | 11932.1528 | 97.9479 | 36.5843 | 69.3023 | 5.3193 | 566.2083 | 357.0545 | CALGARY | ALBERTA | 207.0523 | 0 | 0 | 207.0523 | 19.6242 | 0 | 0 | 19.6242 | 0 | 0.030936 | 0 | 0 | 0.94347 | 0.13023 | 0 | 0.46197 | 0.08062 | 0.17498 | 0 | 0.0030494 | 0.94347 | 0.061419 | 119.4724 | 0 | 33.3 | 0.757 | [5 empty] | 0.162 | 0.21 | 2.2 | 2.2 | 5 | Calgary Intl AP | CAN | 64 | 4781 | 51.114 | -114.02 | 7a | 5000 | AB | CAN_AB_Calgary.Intl.AP.718770_CWEC2016.epw | 0.94347 | 17.5752 | 94.5653 | 12.8402 | 18.3844 | TRUE | FALSE | FALSE | FALSE | 11.7228 | 13.5697 | 0 | 0.63923 | 0.0032462 | 233.64 | 0 | 196.9153 | 2.9674 | 0.01507 | 1084.6 | 0.00026814 | 0.94347 | 1811.83 | 1767.33 | 136.33 | 136.33 |  | https://s3.console.aws.amazon.com/s3/buckets/834599497928?region=ca-central-1&prefix=phylroy.lopez/reference/reference/output/ed578147-b109-48d5-ab6e-a66f961a2289/ | 1.0.002
1110 |  | TRUE | 1210 | 0 | 0 | 1595.5959 |  |  |  | 0.1 | 2021-09-22 20:35:30 +0000 | 438c2ebff | 0.2.14 | :adv_dx_units: NECB_Default :airloop_economizer_type: NECB_Default :algorithm_type: parametric :analysis_id: reference :analysis_name: reference :boiler_eff: NECB_Default :btap_batch_version: 1.0.002 :building_type: Outpatient :chiller_type: NECB_Default :compute_environment: aws_batch :datapoint_id: db4ba461-57f6-4814-a8f3-0de0f6903c24 :daylighting_type: NECB_Default :dcv_type: NECB_Default :door_construction_cond: NECB_Default :ecm_system_name: NECB_Default :electrical_loads_scale: NECB_Default :enable_costing: true :epw_file: CAN_AB_Edmonton.Intl.AP.711230_CWEC2016.epw :erv_package: NECB_Default :ext_floor_cond: NECB_Default :ext_roof_cond: NECB_Default :ext_wall_cond: NECB_Default :fdwr_set: NECB_Default :fixed_wind_solar_trans: NECB_Default :fixed_window_cond: NECB_Default :furnace_eff: NECB_Default :glass_door_cond: NECB_Default :glass_door_solar_trans: NECB_Default :ground_floor_cond: NECB_Default :ground_roof_cond: NECB_Default :ground_wall_cond: NECB_Default :image_name: btap_private_cli :infiltration_scale: NECB_Default :lights_scale: NECB_Default :lights_type: NECB_Default :nv_delta_temp_in_out: NECB_Default :nv_opening_fraction: NECB_Default :nv_temp_out_min: NECB_Default :nv_type: NECB_Default :oa_scale: NECB_Default :occupancy_loads_scale: NECB_Default :output_meters: [] :output_variables: [] :overhead_door_cond: NECB_Default :primary_heating_fuel: NaturalGas :pv_ground_azimuth_angle: NECB_Default :pv_ground_module_description: NECB_Default :pv_ground_tilt_angle: NECB_Default :pv_ground_total_area_pv_panels_m2: NECB_Default :pv_ground_type: NECB_Default :rotation_degrees: NECB_Default :run_annual_simulation: true :s3_bucket: '834599497928' :scale_x: NECB_Default :scale_y: NECB_Default :scale_z: NECB_Default :shw_eff: NECB_Default :skylight_cond: NECB_Default :skylight_solar_trans: NECB_Default :srr_set: NECB_Default :template: BTAP1980TO2010 | reference | reference | db4ba461-57f6-4814-a8f3-0de0f6903c24 | BTAP1980TO2010 | Outpatient | NaturalGas | Natural Gas | CAN_AB_Edmonton.Intl.AP.711230_CWEC2016.epw | parametric |  | NECB_Default | NECB_Default | NECB_Default | NECB_Default | NECB_Default | NECB_Default | NECB_Default | NECB_Default | NECB_Default | NECB_Default | NECB_Default | NECB_Default | NECB_Default | NECB_Default | NECB_Default | NECB_Default | NECB_Default | NECB_Default | NECB_Default | NECB_Default | NECB_Default | NECB_Default | NECB_Default | NECB_Default | NECB_Default | NECB_Default | NECB_Default | NECB_Default | NECB_Default | NECB_Default | NECB_Default | NECB_Default | NECB_Default | NECB_Default | NECB_Default | NECB_Default | NECB_Default | NECB_Default | NECB_Default | NECB_Default | NECB_Default | NECB_Default | NECB_Default | NECB_Default | NECB_Default | aws_batch | 834599497928 | btap_private_cli |  | TRUE | TRUE |  |  | 176.9504 | 13.9417 | 205.0804 | 339.8701 | 3804.01 | 2926.6316 | 21.2 | Outpatient |  |  | 0 | Outpatient | 3 |  | 3 | BTAP1980TO2010 | 0.24527 | 11932.1528 | 0.66089 | 79.0909 | 71.9844 | 3.5105 | 447.3437 | 292.097 | EDMONTON | ALBERTA | 85.5986 | 54.9752 | 0 | 140.5738 | 8.113 | 3.922 | 0 | 12.035 | 0 | 0.019582 | 0 | 0 | 0.39005 | 0.10621 | 0 | 1.0076 | 0.08062 | 0.17519 | 1.0894 | 0.0083018 | 1.4795 | 0.081832 | 34.3774 | 180.5124 | 21.2 | 0.678 |  |  | 2.95 |  |  | 0.227 | 0.346 | 2.95 |  | 0 | Edmonton Intl AP | CAN | 23 | 5588 | 53.31 | -113.579 | 7a | 5120 | AB | CAN_AB_Edmonton.Intl.AP.711230_CWEC2016.epw | 1.4795 | 13.9417 | 176.9504 | 13.0599 | 16.482 | TRUE | FALSE | FALSE | FALSE | 10.7608 | 15.3469 | 0 | 0 | 0 | 0 | 311.29 | 187.7143 | 2.9674 | 0.015808 | 1084.6 | 0.00014984 | 1.4795 | 3750.67 | 3579.6699 | 17.5 | 16.17 |  | https://s3.console.aws.amazon.com/s3/buckets/834599497928?region=ca-central-1&prefix=phylroy.lopez/reference/reference/output/db4ba461-57f6-4814-a8f3-0de0f6903c24/ | 1.0.002
1111 |  | TRUE | 1201 | 0 | 0 | 1593.6447 |  |  |  | 0.1 | 2021-09-22 20:34:44 +0000 | 438c2ebff | 0.2.14 | :adv_dx_units: NECB_Default :airloop_economizer_type: NECB_Default :algorithm_type: parametric :analysis_id: reference :analysis_name: reference :boiler_eff: NECB_Default :btap_batch_version: 1.0.002 :building_type: Outpatient :chiller_type: NECB_Default :compute_environment: aws_batch :datapoint_id: d96d2d30-7646-4869-9733-62a5c6960317 :daylighting_type: NECB_Default :dcv_type: NECB_Default :door_construction_cond: NECB_Default :ecm_system_name: NECB_Default :electrical_loads_scale: NECB_Default :enable_costing: true :epw_file: CAN_AB_Calgary.Intl.AP.718770_CWEC2016.epw :erv_package: NECB_Default :ext_floor_cond: NECB_Default :ext_roof_cond: NECB_Default :ext_wall_cond: NECB_Default :fdwr_set: NECB_Default :fixed_wind_solar_trans: NECB_Default :fixed_window_cond: NECB_Default :furnace_eff: NECB_Default :glass_door_cond: NECB_Default :glass_door_solar_trans: NECB_Default :ground_floor_cond: NECB_Default :ground_roof_cond: NECB_Default :ground_wall_cond: NECB_Default :image_name: btap_private_cli :infiltration_scale: NECB_Default :lights_scale: NECB_Default :lights_type: NECB_Default :nv_delta_temp_in_out: NECB_Default :nv_opening_fraction: NECB_Default :nv_temp_out_min: NECB_Default :nv_type: NECB_Default :oa_scale: NECB_Default :occupancy_loads_scale: NECB_Default :output_meters: [] :output_variables: [] :overhead_door_cond: NECB_Default :primary_heating_fuel: NaturalGas :pv_ground_azimuth_angle: NECB_Default :pv_ground_module_description: NECB_Default :pv_ground_tilt_angle: NECB_Default :pv_ground_total_area_pv_panels_m2: NECB_Default :pv_ground_type: NECB_Default :rotation_degrees: NECB_Default :run_annual_simulation: true :s3_bucket: '834599497928' :scale_x: NECB_Default :scale_y: NECB_Default :scale_z: NECB_Default :shw_eff: NECB_Default :skylight_cond: NECB_Default :skylight_solar_trans: NECB_Default :srr_set: NECB_Default :template: BTAP1980TO2010 | reference | reference | d96d2d30-7646-4869-9733-62a5c6960317 | BTAP1980TO2010 | Outpatient | NaturalGas | Natural Gas | CAN_AB_Calgary.Intl.AP.718770_CWEC2016.epw | parametric |  | NECB_Default | NECB_Default | NECB_Default | NECB_Default | NECB_Default | NECB_Default | NECB_Default | NECB_Default | NECB_Default | NECB_Default | NECB_Default | NECB_Default | NECB_Default | NECB_Default | NECB_Default | NECB_Default | NECB_Default | NECB_Default | NECB_Default | NECB_Default | NECB_Default | NECB_Default | NECB_Default | NECB_Default | NECB_Default | NECB_Default | NECB_Default | NECB_Default | NECB_Default | NECB_Default | NECB_Default | NECB_Default | NECB_Default | NECB_Default | NECB_Default | NECB_Default | NECB_Default | NECB_Default | NECB_Default | NECB_Default | NECB_Default | NECB_Default | NECB_Default | NECB_Default | NECB_Default | aws_batch | 834599497928 | btap_private_cli |  | TRUE | TRUE |  |  | 151.9419 | 15.2145 | 164.2353 | 285.0603 | 3804.01 | 2926.6316 | 21.2 | Outpatient |  |  | 0 | Outpatient | 3 |  | 3 | BTAP1980TO2010 | 0.24527 | 11932.1528 | 0.66317 | 76.6802 | 69.3023 | 3.4994 | 441.9219 | 291.7768 | CALGARY | ALBERTA | 86.5447 | 44.8017 | 0 | 131.3464 | 8.2026 | 3.1962 | 0 | 11.3988 | 0 | 0.021788 | 0 | 0 | 0.39436 | 0.1084 | 0 | 0.80932 | 0.08062 | 0.17519 | 0.88783 | 0.0081914 | 1.2822 | 0.078512 | 35.9712 | 156.7595 | 21.2 | 0.678 |  |  | 2.95 |  |  | 0.227 | 0.346 | 2.95 |  | 0 | Calgary Intl AP | CAN | 64 | 4781 | 51.114 | -114.02 | 7a | 5000 | AB | CAN_AB_Calgary.Intl.AP.718770_CWEC2016.epw | 1.2822 | 15.2145 | 151.9419 | 12.8402 | 18.3844 | TRUE | FALSE | FALSE | FALSE | 11.7228 | 13.5697 | 0 | 0 | 0 | 0 | 298.66 | 187.7143 | 2.9674 | 0.015808 | 1084.6 | 0.00016824 | 1.2822 | 3747.17 | 3555.6699 | 12.5 | 12.5 |  | https://s3.console.aws.amazon.com/s3/buckets/834599497928?region=ca-central-1&prefix=phylroy.lopez/reference/reference/output/d96d2d30-7646-4869-9733-62a5c6960317/ | 1.0.002
1112 |  | TRUE | 1172 | 0 | 0 | 1535.0091 |  |  |  | 0.1 | 2021-09-22 20:34:42 +0000 | 438c2ebff | 0.2.14 | :adv_dx_units: NECB_Default :airloop_economizer_type: NECB_Default :algorithm_type: parametric :analysis_id: reference :analysis_name: reference :boiler_eff: NECB_Default :btap_batch_version: 1.0.002 :building_type: Outpatient :chiller_type: NECB_Default :compute_environment: aws_batch :datapoint_id: 5912d9ac-73e1-4be0-84d8-4da8e1bbe945 :daylighting_type: NECB_Default :dcv_type: NECB_Default :door_construction_cond: NECB_Default :ecm_system_name: NECB_Default :electrical_loads_scale: NECB_Default :enable_costing: true :epw_file: CAN_AB_Calgary.Intl.AP.718770_CWEC2016.epw :erv_package: NECB_Default :ext_floor_cond: NECB_Default :ext_roof_cond: NECB_Default :ext_wall_cond: NECB_Default :fdwr_set: NECB_Default :fixed_wind_solar_trans: NECB_Default :fixed_window_cond: NECB_Default :furnace_eff: NECB_Default :glass_door_cond: NECB_Default :glass_door_solar_trans: NECB_Default :ground_floor_cond: NECB_Default :ground_roof_cond: NECB_Default :ground_wall_cond: NECB_Default :image_name: btap_private_cli :infiltration_scale: NECB_Default :lights_scale: NECB_Default :lights_type: NECB_Default :nv_delta_temp_in_out: NECB_Default :nv_opening_fraction: NECB_Default :nv_temp_out_min: NECB_Default :nv_type: NECB_Default :oa_scale: NECB_Default :occupancy_loads_scale: NECB_Default :output_meters: [] :output_variables: [] :overhead_door_cond: NECB_Default :primary_heating_fuel: NaturalGas :pv_ground_azimuth_angle: NECB_Default :pv_ground_module_description: NECB_Default :pv_ground_tilt_angle: NECB_Default :pv_ground_total_area_pv_panels_m2: NECB_Default :pv_ground_type: NECB_Default :rotation_degrees: NECB_Default :run_annual_simulation: true :s3_bucket: '834599497928' :scale_x: NECB_Default :scale_y: NECB_Default :scale_z: NECB_Default :shw_eff: NECB_Default :skylight_cond: NECB_Default :skylight_solar_trans: NECB_Default :srr_set: NECB_Default :template: NECB2011 | reference | reference | 5912d9ac-73e1-4be0-84d8-4da8e1bbe945 | NECB2011 | Outpatient | NaturalGas | Natural Gas | CAN_AB_Calgary.Intl.AP.718770_CWEC2016.epw | parametric |  | NECB_Default | NECB_Default | NECB_Default | NECB_Default | NECB_Default | NECB_Default | NECB_Default | NECB_Default | NECB_Default | NECB_Default | NECB_Default | NECB_Default | NECB_Default | NECB_Default | NECB_Default | NECB_Default | NECB_Default | NECB_Default | NECB_Default | NECB_Default | NECB_Default | NECB_Default | NECB_Default | NECB_Default | NECB_Default | NECB_Default | NECB_Default | NECB_Default | NECB_Default | NECB_Default | NECB_Default | NECB_Default | NECB_Default | NECB_Default | NECB_Default | NECB_Default | NECB_Default | NECB_Default | NECB_Default | NECB_Default | NECB_Default | NECB_Default | NECB_Default | NECB_Default | NECB_Default | aws_batch | 834599497928 | btap_private_cli |  | TRUE | TRUE |  |  | 110.5371 | 17.575 | 128.4069 | 226.4277 | 3804.01 | 2926.6316 | 33.3 | Outpatient |  |  | 5 | Outpatient | 3 |  | 3 | NECB2011 | 0.24527 | 11932.1528 | 97.9479 | 67.9439 | 69.3023 | 3.4994 | 576.9215 | 338.228 | CALGARY | ALBERTA | 93.5531 | 32.5333 | 0 | 126.0864 | 8.8669 | 2.321 | 0 | 11.1878 | 0 | 0.030936 | 0 | 0 | 0.42629 | 0.13048 | 0 | 0.5662 | 0.08062 | 0.17498 | 0.64471 | 0.0090142 | 1.071 | 0.078515 | 40.0528 | 114.2217 | 33.3 | 0.757 | [5 empty] | 0.162 | 0.21 | 2.2 | 2.2 | 5 | Calgary Intl AP | CAN | 64 | 4781 | 51.114 | -114.02 | 7a | 5000 | AB | CAN_AB_Calgary.Intl.AP.718770_CWEC2016.epw | 1.071 | 17.575 | 110.5371 | 12.8402 | 18.3844 | TRUE | FALSE | FALSE | FALSE | 11.7228 | 13.5697 | 0 | 0 | 0 | 0 | 298.67 | 196.9153 | 2.9674 | 0.01507 | 1084.6 | 0.00026814 | 1.071 | 1813.17 | 1768.67 | 455.17 | 455.17 |  | https://s3.console.aws.amazon.com/s3/buckets/834599497928?region=ca-central-1&prefix=phylroy.lopez/reference/reference/output/5912d9ac-73e1-4be0-84d8-4da8e1bbe945/ | 1.0.002
1113 |  | TRUE | 1609 | 0 | 0 | 1666.6406 |  |  |  | 0.1 | 2021-09-22 20:34:51 +0000 | 438c2ebff | 0.2.14 | :adv_dx_units: NECB_Default :airloop_economizer_type: NECB_Default :algorithm_type: parametric :analysis_id: reference :analysis_name: reference :boiler_eff: NECB_Default :btap_batch_version: 1.0.002 :building_type: Hospital :chiller_type: NECB_Default :compute_environment: aws_batch :datapoint_id: dd6ed9af-1bb7-4984-8d62-ad5691747f36 :daylighting_type: NECB_Default :dcv_type: NECB_Default :door_construction_cond: NECB_Default :ecm_system_name: NECB_Default :electrical_loads_scale: NECB_Default :enable_costing: true :epw_file: CAN_NS_Halifax.Dockyard.713280_CWEC2016.epw :erv_package: NECB_Default :ext_floor_cond: NECB_Default :ext_roof_cond: NECB_Default :ext_wall_cond: NECB_Default :fdwr_set: NECB_Default :fixed_wind_solar_trans: NECB_Default :fixed_window_cond: NECB_Default :furnace_eff: NECB_Default :glass_door_cond: NECB_Default :glass_door_solar_trans: NECB_Default :ground_floor_cond: NECB_Default :ground_roof_cond: NECB_Default :ground_wall_cond: NECB_Default :image_name: btap_private_cli :infiltration_scale: NECB_Default :lights_scale: NECB_Default :lights_type: NECB_Default :nv_delta_temp_in_out: NECB_Default :nv_opening_fraction: NECB_Default :nv_temp_out_min: NECB_Default :nv_type: NECB_Default :oa_scale: NECB_Default :occupancy_loads_scale: NECB_Default :output_meters: [] :output_variables: [] :overhead_door_cond: NECB_Default :primary_heating_fuel: Electricity :pv_ground_azimuth_angle: NECB_Default :pv_ground_module_description: NECB_Default :pv_ground_tilt_angle: NECB_Default :pv_ground_total_area_pv_panels_m2: NECB_Default :pv_ground_type: NECB_Default :rotation_degrees: NECB_Default :run_annual_simulation: true :s3_bucket: '834599497928' :scale_x: NECB_Default :scale_y: NECB_Default :scale_z: NECB_Default :shw_eff: NECB_Default :skylight_cond: NECB_Default :skylight_solar_trans: NECB_Default :srr_set: NECB_Default :template: NECB2011 | reference | reference | dd6ed9af-1bb7-4984-8d62-ad5691747f36 | NECB2011 | Hospital | Electricity | Electricity | CAN_NS_Halifax.Dockyard.713280_CWEC2016.epw | parametric |  | NECB_Default | NECB_Default | NECB_Default | NECB_Default | NECB_Default | NECB_Default | NECB_Default | NECB_Default | NECB_Default | NECB_Default | NECB_Default | NECB_Default | NECB_Default | NECB_Default | NECB_Default | NECB_Default | NECB_Default | NECB_Default | NECB_Default | NECB_Default | NECB_Default | NECB_Default | NECB_Default | NECB_Default | NECB_Default | NECB_Default | NECB_Default | NECB_Default | NECB_Default | NECB_Default | NECB_Default | NECB_Default | NECB_Default | NECB_Default | NECB_Default | NECB_Default | NECB_Default | NECB_Default | NECB_Default | NECB_Default | NECB_Default | NECB_Default | NECB_Default | NECB_Default | NECB_Default | aws_batch | 834599497928 | btap_private_cli |  | TRUE | TRUE |  |  | 111.3494 | 17.901 | 190.0942 | 269.2021 | 22436.08 | 9006.9497 | 40 | Hospital |  |  | 5 | Hospital | 5 |  | 6 | NECB2011 | 0.10131 | 88900.7399 | 44.3577 | 10.4307 | 70.8806 | 5.3908 | 349.2198 | 218.16 | HALIFAX | NOVA SCOTIA | 273.3098 | 0 | 0 | 273.3098 | 53.6011 | 0 | 0 | 53.6011 | 0 | 0.029592 | 0 | 0 | 1.3478 | 0.16711 | 0 | 0.68434 | 0.11866 | 0.25981 | 0 | 0.0016344 | 1.3478 | 0.08645 | 139.7412 | 0 | 40 | 0.757 |  | 0.284 |  |  |  | 0.183 | 0.247 | 2.2 | 2.2 | 5 | Halifax Dockyard | CAN | 112 | 3647 | 44.655 | -63.577 | 6 | 4000 | NS | CAN_NS_Halifax.Dockyard.713280_CWEC2016.epw | 1.3478 | 17.901 | 111.3494 | 19.8928 | 20.9419 | TRUE | FALSE | FALSE | FALSE | 9.3075 | 7.4588 | 0 | 5.3067 | 0.0031497 | 1939.6 | 0 | 1684.8229 | 26.7946 | 0.015904 | 9793.44 | 0.00017918 | 1.3478 | 139 | 126.83 | 3.33 | 3.33 |  | https://s3.console.aws.amazon.com/s3/buckets/834599497928?region=ca-central-1&prefix=phylroy.lopez/reference/reference/output/dd6ed9af-1bb7-4984-8d62-ad5691747f36/ | 1.0.002
1114 |  | TRUE | 1178 | 0 | 0 | 1532.2255 |  |  |  | 0.1 | 2021-09-22 20:35:00 +0000 | 438c2ebff | 0.2.14 | :adv_dx_units: NECB_Default :airloop_economizer_type: NECB_Default :algorithm_type: parametric :analysis_id: reference :analysis_name: reference :boiler_eff: NECB_Default :btap_batch_version: 1.0.002 :building_type: Outpatient :chiller_type: NECB_Default :compute_environment: aws_batch :datapoint_id: e09a2bc3-ae8d-4181-a738-0ec59c4d9a47 :daylighting_type: NECB_Default :dcv_type: NECB_Default :door_construction_cond: NECB_Default :ecm_system_name: NECB_Default :electrical_loads_scale: NECB_Default :enable_costing: true :epw_file: CAN_QC_Montreal-Trudeau.Intl.AP.716270_CWEC2016.epw :erv_package: NECB_Default :ext_floor_cond: NECB_Default :ext_roof_cond: NECB_Default :ext_wall_cond: NECB_Default :fdwr_set: NECB_Default :fixed_wind_solar_trans: NECB_Default :fixed_window_cond: NECB_Default :furnace_eff: NECB_Default :glass_door_cond: NECB_Default :glass_door_solar_trans: NECB_Default :ground_floor_cond: NECB_Default :ground_roof_cond: NECB_Default :ground_wall_cond: NECB_Default :image_name: btap_private_cli :infiltration_scale: NECB_Default :lights_scale: NECB_Default :lights_type: NECB_Default :nv_delta_temp_in_out: NECB_Default :nv_opening_fraction: NECB_Default :nv_temp_out_min: NECB_Default :nv_type: NECB_Default :oa_scale: NECB_Default :occupancy_loads_scale: NECB_Default :output_meters: [] :output_variables: [] :overhead_door_cond: NECB_Default :primary_heating_fuel: NaturalGas :pv_ground_azimuth_angle: NECB_Default :pv_ground_module_description: NECB_Default :pv_ground_tilt_angle: NECB_Default :pv_ground_total_area_pv_panels_m2: NECB_Default :pv_ground_type: NECB_Default :rotation_degrees: NECB_Default :run_annual_simulation: true :s3_bucket: '834599497928' :scale_x: NECB_Default :scale_y: NECB_Default :scale_z: NECB_Default :shw_eff: NECB_Default :skylight_cond: NECB_Default :skylight_solar_trans: NECB_Default :srr_set: NECB_Default :template: NECB2017 | reference | reference | e09a2bc3-ae8d-4181-a738-0ec59c4d9a47 | NECB2017 | Outpatient | NaturalGas | Natural Gas | CAN_QC_Montreal-Trudeau.Intl.AP.716270_CWEC2016.epw | parametric |  | NECB_Default | NECB_Default | NECB_Default | NECB_Default | NECB_Default | NECB_Default | NECB_Default | NECB_Default | NECB_Default | NECB_Default | NECB_Default | NECB_Default | NECB_Default | NECB_Default | NECB_Default | NECB_Default | NECB_Default | NECB_Default | NECB_Default | NECB_Default | NECB_Default | NECB_Default | NECB_Default | NECB_Default | NECB_Default | NECB_Default | NECB_Default | NECB_Default | NECB_Default | NECB_Default | NECB_Default | NECB_Default | NECB_Default | NECB_Default | NECB_Default | NECB_Default | NECB_Default | NECB_Default | NECB_Default | NECB_Default | NECB_Default | NECB_Default | NECB_Default | NECB_Default | NECB_Default | aws_batch | 834599497928 | btap_private_cli |  | TRUE | TRUE |  |  | 115.4128 | 21.686 | 71.8467 | 161.635 | 3804.01 | 2926.6316 | 37.3 | Outpatient |  |  | 2 | Outpatient | 3 |  | 3 | NECB2017 | 0.24527 | 11932.1528 | 96.6471 | 64.6726 | 70.7657 | 3.3863 | 609.6736 | 374.2019 | MONTREAL | QUEBEC | 0.17765 | 19.9368 | 0 | 20.1144 | 11.3143 | 5.2223 | 0 | 16.5366 | 0 | 0.050749 | 0 | 0 | 0.45714 | 0.1168 | 0.03705 | 0.33393 | 0.081779 | 0.15952 | 0.40358 | 0.01076 | 0.86072 | 0.069645 | 45.7105 | 117.808 | 37.3 | 0.757 | [5 empty] | 0.156 | 0.247 | 1.9 | 1.9 | 2 | Montreal-Trudeau Intl AP | CAN | 323 | 4090 | 45.471 | -73.741 | 6 | 4400 | QC | CAN_QC_Montreal-Trudeau.Intl.AP.716270_CWEC2016.epw | 0.86072 | 21.686 | 115.4128 | 14.9177 | 19.1459 | TRUE | FALSE | FALSE | FALSE | 12.1714 | 12.6763 | 0 | 0 | 0 | 0 | 264.93 | 201.9337 | 2.7806 | 0.01377 | 1016.3 | 0.0004837 | 0.86072 | 1959.67 | 1891 | 283.67 | 283.67 |  | https://s3.console.aws.amazon.com/s3/buckets/834599497928?region=ca-central-1&prefix=phylroy.lopez/reference/reference/output/e09a2bc3-ae8d-4181-a738-0ec59c4d9a47/ | 1.0.002
1115 |  | TRUE | 1169 | 0 | 0 | 1530.0851 |  |  |  | 0.1 | 2021-09-22 20:35:11 +0000 | 438c2ebff | 0.2.14 | :adv_dx_units: NECB_Default :airloop_economizer_type: NECB_Default :algorithm_type: parametric :analysis_id: reference :analysis_name: reference :boiler_eff: NECB_Default :btap_batch_version: 1.0.002 :building_type: Outpatient :chiller_type: NECB_Default :compute_environment: aws_batch :datapoint_id: 0cd8a996-f314-4385-830a-94da193ec39b :daylighting_type: NECB_Default :dcv_type: NECB_Default :door_construction_cond: NECB_Default :ecm_system_name: NECB_Default :electrical_loads_scale: NECB_Default :enable_costing: true :epw_file: CAN_AB_Edmonton.Intl.AP.711230_CWEC2016.epw :erv_package: NECB_Default :ext_floor_cond: NECB_Default :ext_roof_cond: NECB_Default :ext_wall_cond: NECB_Default :fdwr_set: NECB_Default :fixed_wind_solar_trans: NECB_Default :fixed_window_cond: NECB_Default :furnace_eff: NECB_Default :glass_door_cond: NECB_Default :glass_door_solar_trans: NECB_Default :ground_floor_cond: NECB_Default :ground_roof_cond: NECB_Default :ground_wall_cond: NECB_Default :image_name: btap_private_cli :infiltration_scale: NECB_Default :lights_scale: NECB_Default :lights_type: NECB_Default :nv_delta_temp_in_out: NECB_Default :nv_opening_fraction: NECB_Default :nv_temp_out_min: NECB_Default :nv_type: NECB_Default :oa_scale: NECB_Default :occupancy_loads_scale: NECB_Default :output_meters: [] :output_variables: [] :overhead_door_cond: NECB_Default :primary_heating_fuel: NaturalGas :pv_ground_azimuth_angle: NECB_Default :pv_ground_module_description: NECB_Default :pv_ground_tilt_angle: NECB_Default :pv_ground_total_area_pv_panels_m2: NECB_Default :pv_ground_type: NECB_Default :rotation_degrees: NECB_Default :run_annual_simulation: true :s3_bucket: '834599497928' :scale_x: NECB_Default :scale_y: NECB_Default :scale_z: NECB_Default :shw_eff: NECB_Default :skylight_cond: NECB_Default :skylight_solar_trans: NECB_Default :srr_set: NECB_Default :template: NECB2017 | reference | reference | 0cd8a996-f314-4385-830a-94da193ec39b | NECB2017 | Outpatient | NaturalGas | Natural Gas | CAN_AB_Edmonton.Intl.AP.711230_CWEC2016.epw | parametric |  | NECB_Default | NECB_Default | NECB_Default | NECB_Default | NECB_Default | NECB_Default | NECB_Default | NECB_Default | NECB_Default | NECB_Default | NECB_Default | NECB_Default | NECB_Default | NECB_Default | NECB_Default | NECB_Default | NECB_Default | NECB_Default | NECB_Default | NECB_Default | NECB_Default | NECB_Default | NECB_Default | NECB_Default | NECB_Default | NECB_Default | NECB_Default | NECB_Default | NECB_Default | NECB_Default | NECB_Default | NECB_Default | NECB_Default | NECB_Default | NECB_Default | NECB_Default | NECB_Default | NECB_Default | NECB_Default | NECB_Default | NECB_Default | NECB_Default | NECB_Default | NECB_Default | NECB_Default | aws_batch | 834599497928 | btap_private_cli |  | TRUE | TRUE |  |  | 136.876 | 14.5841 | 84.1291 | 173.0776 | 3804.01 | 2926.6316 | 32.5 | Outpatient |  |  | 2 | Outpatient | 3 |  | 3 | NECB2017 | 0.24527 | 11932.1528 | 98.5623 | 67.5012 | 77.0255 | 3.5105 | 636.7962 | 390.1969 | EDMONTON | ALBERTA | 94.9821 | 23.6451 | 0 | 118.6272 | 9.0023 | 1.6869 | 0 | 10.6892 | 0 | 0.024742 | 0 | 0 | 0.4328 | 0.11967 | 0.036803 | 0.39229 | 0.081779 | 0.15952 | 0.46857 | 0.010097 | 0.90138 | 0.076288 | 38.5607 | 139.9835 | 32.5 | 0.757 | [5 empty] | 0.138 | 0.21 | 1.9 | 1.9 | 2 | Edmonton Intl AP | CAN | 23 | 5588 | 53.31 | -113.579 | 7a | 5120 | AB | CAN_AB_Edmonton.Intl.AP.711230_CWEC2016.epw | 0.90138 | 14.5841 | 136.876 | 13.0599 | 16.482 | TRUE | FALSE | FALSE | FALSE | 10.7604 | 15.3462 | 0 | 0 | 0 | 0 | 290.2 | 201.9337 | 2.7806 | 0.01377 | 1016.3 | 0.00019453 | 0.90138 | 1563.5 | 1531.17 | 211.83 | 211.83 |  | https://s3.console.aws.amazon.com/s3/buckets/834599497928?region=ca-central-1&prefix=phylroy.lopez/reference/reference/output/0cd8a996-f314-4385-830a-94da193ec39b/ | 1.0.002
1116 |  | TRUE | 1183 | 0 | 0 | 1531.2202 |  |  |  | 0.1 | 2021-09-22 20:36:10 +0000 | 438c2ebff | 0.2.14 | :adv_dx_units: NECB_Default :airloop_economizer_type: NECB_Default :algorithm_type: parametric :analysis_id: reference :analysis_name: reference :boiler_eff: NECB_Default :btap_batch_version: 1.0.002 :building_type: Outpatient :chiller_type: NECB_Default :compute_environment: aws_batch :datapoint_id: 8799f1a9-1820-4cf3-9a7e-eb903432dab1 :daylighting_type: NECB_Default :dcv_type: NECB_Default :door_construction_cond: NECB_Default :ecm_system_name: NECB_Default :electrical_loads_scale: NECB_Default :enable_costing: true :epw_file: CAN_ON_Toronto.Pearson.Intl.AP.716240_CWEC2016.epw :erv_package: NECB_Default :ext_floor_cond: NECB_Default :ext_roof_cond: NECB_Default :ext_wall_cond: NECB_Default :fdwr_set: NECB_Default :fixed_wind_solar_trans: NECB_Default :fixed_window_cond: NECB_Default :furnace_eff: NECB_Default :glass_door_cond: NECB_Default :glass_door_solar_trans: NECB_Default :ground_floor_cond: NECB_Default :ground_roof_cond: NECB_Default :ground_wall_cond: NECB_Default :image_name: btap_private_cli :infiltration_scale: NECB_Default :lights_scale: NECB_Default :lights_type: NECB_Default :nv_delta_temp_in_out: NECB_Default :nv_opening_fraction: NECB_Default :nv_temp_out_min: NECB_Default :nv_type: NECB_Default :oa_scale: NECB_Default :occupancy_loads_scale: NECB_Default :output_meters: [] :output_variables: [] :overhead_door_cond: NECB_Default :primary_heating_fuel: Electricity :pv_ground_azimuth_angle: NECB_Default :pv_ground_module_description: NECB_Default :pv_ground_tilt_angle: NECB_Default :pv_ground_total_area_pv_panels_m2: NECB_Default :pv_ground_type: NECB_Default :rotation_degrees: NECB_Default :run_annual_simulation: true :s3_bucket: '834599497928' :scale_x: NECB_Default :scale_y: NECB_Default :scale_z: NECB_Default :shw_eff: NECB_Default :skylight_cond: NECB_Default :skylight_solar_trans: NECB_Default :srr_set: NECB_Default :template: NECB2017 | reference | reference | 8799f1a9-1820-4cf3-9a7e-eb903432dab1 | NECB2017 | Outpatient | Electricity | Electricity | CAN_ON_Toronto.Pearson.Intl.AP.716240_CWEC2016.epw | parametric |  | NECB_Default | NECB_Default | NECB_Default | NECB_Default | NECB_Default | NECB_Default | NECB_Default | NECB_Default | NECB_Default | NECB_Default | NECB_Default | NECB_Default | NECB_Default | NECB_Default | NECB_Default | NECB_Default | NECB_Default | NECB_Default | NECB_Default | NECB_Default | NECB_Default | NECB_Default | NECB_Default | NECB_Default | NECB_Default | NECB_Default | NECB_Default | NECB_Default | NECB_Default | NECB_Default | NECB_Default | NECB_Default | NECB_Default | NECB_Default | NECB_Default | NECB_Default | NECB_Default | NECB_Default | NECB_Default | NECB_Default | NECB_Default | NECB_Default | NECB_Default | NECB_Default | NECB_Default | aws_batch | 834599497928 | btap_private_cli |  | TRUE | TRUE |  |  | 58.1163 | 23.2997 | 59.8396 | 125.3122 | 3804.01 | 2926.6316 | 40 | Outpatient |  |  | 2 | Outpatient | 3 |  | 3 | NECB2017 | 0.24527 | 11932.1528 | 105.8876 | 40.1203 | 77.7703 | 5.0222 | 656.0864 | 427.2859 | TORONTO | ONTARIO | 4.0542 | 0 | 0 | 4.0542 | 32.482 | 0 | 0 | 32.482 | 0 | 0.055949 | 0 | 0 | 0.72993 | 0.12091 | 0.036993 | 0.21542 | 0.081779 | 0.15952 | 0 | 0.0058202 | 0.72993 | 0.053026 | 80.0153 | 0 | 40 | 0.757 | [5 empty] | 0.156 | 0.278 | 1.9 | 1.9 | 2 | Toronto Pearson Intl AP | CAN | 382 | 3615 | 43.677 | -79.631 | 5 | 3890 | ON | CAN_ON_Toronto.Pearson.Intl.AP.716240_CWEC2016.epw | 0.72993 | 23.2997 | 58.1163 | 15.808 | 17.5253 | TRUE | FALSE | FALSE | FALSE | 12.2503 | 7.2761 | 0 | 0.55187 | 0.0027329 | 201.71 | 0 | 201.9337 | 2.7806 | 0.01377 | 1016.3 | 0.00051525 | 0.72993 | 1980.17 | 1912.83 | 513.17 | 512.5 |  | https://s3.console.aws.amazon.com/s3/buckets/834599497928?region=ca-central-1&prefix=phylroy.lopez/reference/reference/output/8799f1a9-1820-4cf3-9a7e-eb903432dab1/ | 1.0.002
1117 |  | TRUE | 1176 | 0 | 0 | 1535.0943 |  |  |  | 0.1 | 2021-09-22 20:35:41 +0000 | 438c2ebff | 0.2.14 | :adv_dx_units: NECB_Default :airloop_economizer_type: NECB_Default :algorithm_type: parametric :analysis_id: reference :analysis_name: reference :boiler_eff: NECB_Default :btap_batch_version: 1.0.002 :building_type: Outpatient :chiller_type: NECB_Default :compute_environment: aws_batch :datapoint_id: a8d362ab-1b86-4afa-b07c-4c0d0f080640 :daylighting_type: NECB_Default :dcv_type: NECB_Default :door_construction_cond: NECB_Default :ecm_system_name: NECB_Default :electrical_loads_scale: NECB_Default :enable_costing: true :epw_file: CAN_AB_Calgary.Intl.AP.718770_CWEC2016.epw :erv_package: NECB_Default :ext_floor_cond: NECB_Default :ext_roof_cond: NECB_Default :ext_wall_cond: NECB_Default :fdwr_set: NECB_Default :fixed_wind_solar_trans: NECB_Default :fixed_window_cond: NECB_Default :furnace_eff: NECB_Default :glass_door_cond: NECB_Default :glass_door_solar_trans: NECB_Default :ground_floor_cond: NECB_Default :ground_roof_cond: NECB_Default :ground_wall_cond: NECB_Default :image_name: btap_private_cli :infiltration_scale: NECB_Default :lights_scale: NECB_Default :lights_type: NECB_Default :nv_delta_temp_in_out: NECB_Default :nv_opening_fraction: NECB_Default :nv_temp_out_min: NECB_Default :nv_type: NECB_Default :oa_scale: NECB_Default :occupancy_loads_scale: NECB_Default :output_meters: [] :output_variables: [] :overhead_door_cond: NECB_Default :primary_heating_fuel: Electricity :pv_ground_azimuth_angle: NECB_Default :pv_ground_module_description: NECB_Default :pv_ground_tilt_angle: NECB_Default :pv_ground_total_area_pv_panels_m2: NECB_Default :pv_ground_type: NECB_Default :rotation_degrees: NECB_Default :run_annual_simulation: true :s3_bucket: '834599497928' :scale_x: NECB_Default :scale_y: NECB_Default :scale_z: NECB_Default :shw_eff: NECB_Default :skylight_cond: NECB_Default :skylight_solar_trans: NECB_Default :srr_set: NECB_Default :template: NECB2017 | reference | reference | a8d362ab-1b86-4afa-b07c-4c0d0f080640 | NECB2017 | Outpatient | Electricity | Electricity | CAN_AB_Calgary.Intl.AP.718770_CWEC2016.epw | parametric |  | NECB_Default | NECB_Default | NECB_Default | NECB_Default | NECB_Default | NECB_Default | NECB_Default | NECB_Default | NECB_Default | NECB_Default | NECB_Default | NECB_Default | NECB_Default | NECB_Default | NECB_Default | NECB_Default | NECB_Default | NECB_Default | NECB_Default | NECB_Default | NECB_Default | NECB_Default | NECB_Default | NECB_Default | NECB_Default | NECB_Default | NECB_Default | NECB_Default | NECB_Default | NECB_Default | NECB_Default | NECB_Default | NECB_Default | NECB_Default | NECB_Default | NECB_Default | NECB_Default | NECB_Default | NECB_Default | NECB_Default | NECB_Default | NECB_Default | NECB_Default | NECB_Default | NECB_Default | aws_batch | 834599497928 | btap_private_cli |  | TRUE | TRUE |  |  | 81.9819 | 15.2417 | 63.6266 | 123.7043 | 3804.01 | 2926.6316 | 33.3 | Outpatient |  |  | 2 | Outpatient | 3 |  | 3 | NECB2017 | 0.24527 | 11932.1528 | 100.307 | 35.6619 | 74.1585 | 4.964 | 631.1726 | 416.0813 | CALGARY | ALBERTA | 158.9656 | 0 | 0 | 158.9656 | 15.0666 | 0 | 0 | 15.0666 | 0 | 0.030978 | 0 | 0 | 0.72436 | 0.12391 | 0.037387 | 0.22906 | 0.081779 | 0.15952 | 0 | 0.0038118 | 0.72436 | 0.057576 | 97.2979 | 0 | 33.3 | 0.757 | [5 empty] | 0.138 | 0.21 | 1.9 | 1.9 | 2 | Calgary Intl AP | CAN | 64 | 4781 | 51.114 | -114.02 | 7a | 5000 | AB | CAN_AB_Calgary.Intl.AP.718770_CWEC2016.epw | 0.72436 | 15.2417 | 81.9819 | 12.8402 | 18.3844 | TRUE | FALSE | FALSE | FALSE | 11.7224 | 13.569 | 0 | 0.59923 | 0.0029675 | 219.02 | 0 | 201.9337 | 2.7806 | 0.01377 | 1016.3 | 0.00033649 | 0.72436 | 1789.67 | 1743.5 | 309.83 | 309.83 |  | https://s3.console.aws.amazon.com/s3/buckets/834599497928?region=ca-central-1&prefix=phylroy.lopez/reference/reference/output/a8d362ab-1b86-4afa-b07c-4c0d0f080640/ | 1.0.002
1118 |  | TRUE | 1524 | 0 | 0 | 1725.0712 |  |  |  | 0.1 | 2021-09-22 20:36:40 +0000 | 438c2ebff | 0.2.14 | :adv_dx_units: NECB_Default :airloop_economizer_type: NECB_Default :algorithm_type: parametric :analysis_id: reference :analysis_name: reference :boiler_eff: NECB_Default :btap_batch_version: 1.0.002 :building_type: Hospital :chiller_type: NECB_Default :compute_environment: aws_batch :datapoint_id: 46b401d9-5013-4026-9716-9232724cabad :daylighting_type: NECB_Default :dcv_type: NECB_Default :door_construction_cond: NECB_Default :ecm_system_name: NECB_Default :electrical_loads_scale: NECB_Default :enable_costing: true :epw_file: CAN_QC_Montreal-Trudeau.Intl.AP.716270_CWEC2016.epw :erv_package: NECB_Default :ext_floor_cond: NECB_Default :ext_roof_cond: NECB_Default :ext_wall_cond: NECB_Default :fdwr_set: NECB_Default :fixed_wind_solar_trans: NECB_Default :fixed_window_cond: NECB_Default :furnace_eff: NECB_Default :glass_door_cond: NECB_Default :glass_door_solar_trans: NECB_Default :ground_floor_cond: NECB_Default :ground_roof_cond: NECB_Default :ground_wall_cond: NECB_Default :image_name: btap_private_cli :infiltration_scale: NECB_Default :lights_scale: NECB_Default :lights_type: NECB_Default :nv_delta_temp_in_out: NECB_Default :nv_opening_fraction: NECB_Default :nv_temp_out_min: NECB_Default :nv_type: NECB_Default :oa_scale: NECB_Default :occupancy_loads_scale: NECB_Default :output_meters: [] :output_variables: [] :overhead_door_cond: NECB_Default :primary_heating_fuel: NaturalGas :pv_ground_azimuth_angle: NECB_Default :pv_ground_module_description: NECB_Default :pv_ground_tilt_angle: NECB_Default :pv_ground_total_area_pv_panels_m2: NECB_Default :pv_ground_type: NECB_Default :rotation_degrees: NECB_Default :run_annual_simulation: true :s3_bucket: '834599497928' :scale_x: NECB_Default :scale_y: NECB_Default :scale_z: NECB_Default :shw_eff: NECB_Default :skylight_cond: NECB_Default :skylight_solar_trans: NECB_Default :srr_set: NECB_Default :template: BTAPPRE1980 | reference | reference | 46b401d9-5013-4026-9716-9232724cabad | BTAPPRE1980 | Hospital | NaturalGas | Natural Gas | CAN_QC_Montreal-Trudeau.Intl.AP.716270_CWEC2016.epw | parametric |  | NECB_Default | NECB_Default | NECB_Default | NECB_Default | NECB_Default | NECB_Default | NECB_Default | NECB_Default | NECB_Default | NECB_Default | NECB_Default | NECB_Default | NECB_Default | NECB_Default | NECB_Default | NECB_Default | NECB_Default | NECB_Default | NECB_Default | NECB_Default | NECB_Default | NECB_Default | NECB_Default | NECB_Default | NECB_Default | NECB_Default | NECB_Default | NECB_Default | NECB_Default | NECB_Default | NECB_Default | NECB_Default | NECB_Default | NECB_Default | NECB_Default | NECB_Default | NECB_Default | NECB_Default | NECB_Default | NECB_Default | NECB_Default | NECB_Default | NECB_Default | NECB_Default | NECB_Default | aws_batch | 834599497928 | btap_private_cli |  | TRUE | TRUE |  |  | 213.348 | 31.2116 | 269.9255 | 481.2816 | 22436.08 | 9006.9497 | 15.5 | Hospital |  |  | 0 | Hospital | 5 |  | 6 | BTAPPRE1980 | 0.10131 | 88900.7399 | 0.28772 | 29.8539 | 66.7324 | 1.717 | 283.3426 | 184.7516 | MONTREAL | QUEBEC | 0.24669 | 72.9413 | 0 | 73.1879 | 15.7113 | 19.1064 | 0 | 34.8177 | 0 | 0.062245 | 0 | 0 | 0.6348 | 0.19213 | 0 | 1.3646 | 0.11866 | 0.2599 | 1.4765 | 0.0017035 | 2.1113 | 0.11193 | 56.4289 | 220.3079 | 15.5 | 0.678 |  | 0.678 |  |  |  | 0.267 | 0.823 | 2.95 |  | 0 | Montreal-Trudeau Intl AP | CAN | 323 | 4090 | 45.471 | -73.741 | 6 | 4400 | QC | CAN_QC_Montreal-Trudeau.Intl.AP.716270_CWEC2016.epw | 2.1113 | 31.2116 | 213.348 | 20.4543 | 20.9188 | TRUE | FALSE | FALSE | FALSE | 13.8153 | 13.663 | 0 | 0 | 0 | 0 | 2511.29 | 1854.7394 | 26.7946 | 0.014447 | 9793.44 | 0.00016759 | 2.1113 | 1685.33 | 1682.83 | 8.17 | 8 |  | https://s3.console.aws.amazon.com/s3/buckets/834599497928?region=ca-central-1&prefix=phylroy.lopez/reference/reference/output/46b401d9-5013-4026-9716-9232724cabad/ | 1.0.002
1119 |  | TRUE | 1607 | 0 | 0 | 1723.5559 |  |  |  | 0.1 | 2021-09-22 20:35:50 +0000 | 438c2ebff | 0.2.14 | :adv_dx_units: NECB_Default :airloop_economizer_type: NECB_Default :algorithm_type: parametric :analysis_id: reference :analysis_name: reference :boiler_eff: NECB_Default :btap_batch_version: 1.0.002 :building_type: Hospital :chiller_type: NECB_Default :compute_environment: aws_batch :datapoint_id: 3f7c75c1-e0d7-44ed-84aa-37f33079c54b :daylighting_type: NECB_Default :dcv_type: NECB_Default :door_construction_cond: NECB_Default :ecm_system_name: NECB_Default :electrical_loads_scale: NECB_Default :enable_costing: true :epw_file: CAN_NS_Halifax.Dockyard.713280_CWEC2016.epw :erv_package: NECB_Default :ext_floor_cond: NECB_Default :ext_roof_cond: NECB_Default :ext_wall_cond: NECB_Default :fdwr_set: NECB_Default :fixed_wind_solar_trans: NECB_Default :fixed_window_cond: NECB_Default :furnace_eff: NECB_Default :glass_door_cond: NECB_Default :glass_door_solar_trans: NECB_Default :ground_floor_cond: NECB_Default :ground_roof_cond: NECB_Default :ground_wall_cond: NECB_Default :image_name: btap_private_cli :infiltration_scale: NECB_Default :lights_scale: NECB_Default :lights_type: NECB_Default :nv_delta_temp_in_out: NECB_Default :nv_opening_fraction: NECB_Default :nv_temp_out_min: NECB_Default :nv_type: NECB_Default :oa_scale: NECB_Default :occupancy_loads_scale: NECB_Default :output_meters: [] :output_variables: [] :overhead_door_cond: NECB_Default :primary_heating_fuel: NaturalGas :pv_ground_azimuth_angle: NECB_Default :pv_ground_module_description: NECB_Default :pv_ground_tilt_angle: NECB_Default :pv_ground_total_area_pv_panels_m2: NECB_Default :pv_ground_type: NECB_Default :rotation_degrees: NECB_Default :run_annual_simulation: true :s3_bucket: '834599497928' :scale_x: NECB_Default :scale_y: NECB_Default :scale_z: NECB_Default :shw_eff: NECB_Default :skylight_cond: NECB_Default :skylight_solar_trans: NECB_Default :srr_set: NECB_Default :template: NECB2011 | reference | reference | 3f7c75c1-e0d7-44ed-84aa-37f33079c54b | NECB2011 | Hospital | NaturalGas | Natural Gas | CAN_NS_Halifax.Dockyard.713280_CWEC2016.epw | parametric |  | NECB_Default | NECB_Default | NECB_Default | NECB_Default | NECB_Default | NECB_Default | NECB_Default | NECB_Default | NECB_Default | NECB_Default | NECB_Default | NECB_Default | NECB_Default | NECB_Default | NECB_Default | NECB_Default | NECB_Default | NECB_Default | NECB_Default | NECB_Default | NECB_Default | NECB_Default | NECB_Default | NECB_Default | NECB_Default | NECB_Default | NECB_Default | NECB_Default | NECB_Default | NECB_Default | NECB_Default | NECB_Default | NECB_Default | NECB_Default | NECB_Default | NECB_Default | NECB_Default | NECB_Default | NECB_Default | NECB_Default | NECB_Default | NECB_Default | NECB_Default | NECB_Default | NECB_Default | aws_batch | 834599497928 | btap_private_cli |  | TRUE | TRUE |  |  | 143.3369 | 18.149 | 190.1319 | 350.7813 | 22436.08 | 9006.9497 | 40 | Hospital |  |  | 5 | Hospital | 5 |  | 6 | NECB2011 | 0.10131 | 88900.7399 | 44.3577 | 17.1418 | 70.8806 | 1.722 | 326.0942 | 191.992 | HALIFAX | NOVA SCOTIA | 117.3835 | 52.8758 | 0 | 170.2593 | 23.0211 | 13.3464 | 0 | 36.3674 | 0 | 0.029867 | 0 | 0 | 0.57886 | 0.16728 | 0 | 0.95224 | 0.11866 | 0.25981 | 1.0626 | 0.0030567 | 1.6415 | 0.11037 | 41.9906 | 148.4026 | 40 | 0.757 |  | 0.284 |  |  |  | 0.183 | 0.247 | 2.2 | 2.2 | 5 | Halifax Dockyard | CAN | 112 | 3647 | 44.655 | -63.577 | 6 | 4000 | NS | CAN_NS_Halifax.Dockyard.713280_CWEC2016.epw | 1.6415 | 18.149 | 143.3369 | 19.8928 | 20.9419 | TRUE | FALSE | FALSE | FALSE | 9.3075 | 7.4588 | 0 | 0 | 0 | 0 | 2476.31 | 1684.8229 | 26.7946 | 0.015904 | 9793.44 | 0.00017918 | 1.6415 | 139.17 | 127.17 | 82 | 82 |  | https://s3.console.aws.amazon.com/s3/buckets/834599497928?region=ca-central-1&prefix=phylroy.lopez/reference/reference/output/3f7c75c1-e0d7-44ed-84aa-37f33079c54b/ | 1.0.002
1120 |  | TRUE | 1168 | 0 | 0 | 1594.3404 |  |  |  | 0.1 | 2021-09-22 20:35:28 +0000 | 438c2ebff | 0.2.14 | :adv_dx_units: NECB_Default :airloop_economizer_type: NECB_Default :algorithm_type: parametric :analysis_id: reference :analysis_name: reference :boiler_eff: NECB_Default :btap_batch_version: 1.0.002 :building_type: Outpatient :chiller_type: NECB_Default :compute_environment: aws_batch :datapoint_id: eec13a99-ba29-4d57-be7d-96f800ab3c6c :daylighting_type: NECB_Default :dcv_type: NECB_Default :door_construction_cond: NECB_Default :ecm_system_name: NECB_Default :electrical_loads_scale: NECB_Default :enable_costing: true :epw_file: CAN_BC_Vancouver.Intl.AP.718920_CWEC2016.epw :erv_package: NECB_Default :ext_floor_cond: NECB_Default :ext_roof_cond: NECB_Default :ext_wall_cond: NECB_Default :fdwr_set: NECB_Default :fixed_wind_solar_trans: NECB_Default :fixed_window_cond: NECB_Default :furnace_eff: NECB_Default :glass_door_cond: NECB_Default :glass_door_solar_trans: NECB_Default :ground_floor_cond: NECB_Default :ground_roof_cond: NECB_Default :ground_wall_cond: NECB_Default :image_name: btap_private_cli :infiltration_scale: NECB_Default :lights_scale: NECB_Default :lights_type: NECB_Default :nv_delta_temp_in_out: NECB_Default :nv_opening_fraction: NECB_Default :nv_temp_out_min: NECB_Default :nv_type: NECB_Default :oa_scale: NECB_Default :occupancy_loads_scale: NECB_Default :output_meters: [] :output_variables: [] :overhead_door_cond: NECB_Default :primary_heating_fuel: NaturalGas :pv_ground_azimuth_angle: NECB_Default :pv_ground_module_description: NECB_Default :pv_ground_tilt_angle: NECB_Default :pv_ground_total_area_pv_panels_m2: NECB_Default :pv_ground_type: NECB_Default :rotation_degrees: NECB_Default :run_annual_simulation: true :s3_bucket: '834599497928' :scale_x: NECB_Default :scale_y: NECB_Default :scale_z: NECB_Default :shw_eff: NECB_Default :skylight_cond: NECB_Default :skylight_solar_trans: NECB_Default :srr_set: NECB_Default :template: NECB2011 | reference | reference | eec13a99-ba29-4d57-be7d-96f800ab3c6c | NECB2011 | Outpatient | NaturalGas | Natural Gas | CAN_BC_Vancouver.Intl.AP.718920_CWEC2016.epw | parametric |  | NECB_Default | NECB_Default | NECB_Default | NECB_Default | NECB_Default | NECB_Default | NECB_Default | NECB_Default | NECB_Default | NECB_Default | NECB_Default | NECB_Default | NECB_Default | NECB_Default | NECB_Default | NECB_Default | NECB_Default | NECB_Default | NECB_Default | NECB_Default | NECB_Default | NECB_Default | NECB_Default | NECB_Default | NECB_Default | NECB_Default | NECB_Default | NECB_Default | NECB_Default | NECB_Default | NECB_Default | NECB_Default | NECB_Default | NECB_Default | NECB_Default | NECB_Default | NECB_Default | NECB_Default | NECB_Default | NECB_Default | NECB_Default | NECB_Default | NECB_Default | NECB_Default | NECB_Default | aws_batch | 834599497928 | btap_private_cli |  | TRUE | TRUE |  |  | 60.7488 | 15.1606 | 86.4417 | 172.0356 | 3804.01 | 2926.6316 | 40 | Outpatient |  |  | 5 | Outpatient | 3 |  | 3 | NECB2011 | 0.24527 | 11932.1528 | 90.5498 | 64.5972 | 64.4781 | 3.4273 | 550.8497 | 327.7973 | VANCOUVER | BRITISH COLUMBIA | 1.1857 | 23.0332 | 0 | 24.2189 | 11.8401 | 5.1673 | 0 | 17.0074 | 0 | 0.031222 | 0 | 0 | 0.41837 | 0.12375 | 0 | 0.38615 | 0.08062 | 0.17498 | 0.45688 | 0.0074737 | 0.87525 | 0.070725 | 37.1809 | 64.3356 | 40 | 0.757 | [5 empty] | 0.227 | 0.315 | 2.4 | 2.4 | 5 | Vancouver Intl AP | CAN | 42 | 2797 | 49.195 | -123.184 | 4 | 2800 | BC | CAN_BC_Vancouver.Intl.AP.718920_CWEC2016.epw | 0.87525 | 15.1606 | 60.7488 | 12.9136 | 20.7072 | TRUE | FALSE | FALSE | FALSE | 10.0956 | 7.146 | 0 | 0 | 0 | 0 | 269.04 | 190.8109 | 2.9674 | 0.015552 | 1084.6 | 0.00032597 | 0.87525 | 1605.83 | 1573 | 731 | 731 |  | https://s3.console.aws.amazon.com/s3/buckets/834599497928?region=ca-central-1&prefix=phylroy.lopez/reference/reference/output/eec13a99-ba29-4d57-be7d-96f800ab3c6c/ | 1.0.002
1121 |  | TRUE | 1175 | 0 | 0 | 1655.881 |  |  |  | 0.1 | 2021-09-22 20:35:32 +0000 | 438c2ebff | 0.2.14 | :adv_dx_units: NECB_Default :airloop_economizer_type: NECB_Default :algorithm_type: parametric :analysis_id: reference :analysis_name: reference :boiler_eff: NECB_Default :btap_batch_version: 1.0.002 :building_type: Outpatient :chiller_type: NECB_Default :compute_environment: aws_batch :datapoint_id: 84659a1c-a626-40e8-8d96-73574fd7647d :daylighting_type: NECB_Default :dcv_type: NECB_Default :door_construction_cond: NECB_Default :ecm_system_name: NECB_Default :electrical_loads_scale: NECB_Default :enable_costing: true :epw_file: CAN_BC_Vancouver.Intl.AP.718920_CWEC2016.epw :erv_package: NECB_Default :ext_floor_cond: NECB_Default :ext_roof_cond: NECB_Default :ext_wall_cond: NECB_Default :fdwr_set: NECB_Default :fixed_wind_solar_trans: NECB_Default :fixed_window_cond: NECB_Default :furnace_eff: NECB_Default :glass_door_cond: NECB_Default :glass_door_solar_trans: NECB_Default :ground_floor_cond: NECB_Default :ground_roof_cond: NECB_Default :ground_wall_cond: NECB_Default :image_name: btap_private_cli :infiltration_scale: NECB_Default :lights_scale: NECB_Default :lights_type: NECB_Default :nv_delta_temp_in_out: NECB_Default :nv_opening_fraction: NECB_Default :nv_temp_out_min: NECB_Default :nv_type: NECB_Default :oa_scale: NECB_Default :occupancy_loads_scale: NECB_Default :output_meters: [] :output_variables: [] :overhead_door_cond: NECB_Default :primary_heating_fuel: NaturalGas :pv_ground_azimuth_angle: NECB_Default :pv_ground_module_description: NECB_Default :pv_ground_tilt_angle: NECB_Default :pv_ground_total_area_pv_panels_m2: NECB_Default :pv_ground_type: NECB_Default :rotation_degrees: NECB_Default :run_annual_simulation: true :s3_bucket: '834599497928' :scale_x: NECB_Default :scale_y: NECB_Default :scale_z: NECB_Default :shw_eff: NECB_Default :skylight_cond: NECB_Default :skylight_solar_trans: NECB_Default :srr_set: NECB_Default :template: BTAP1980TO2010 | reference | reference | 84659a1c-a626-40e8-8d96-73574fd7647d | BTAP1980TO2010 | Outpatient | NaturalGas | Natural Gas | CAN_BC_Vancouver.Intl.AP.718920_CWEC2016.epw | parametric |  | NECB_Default | NECB_Default | NECB_Default | NECB_Default | NECB_Default | NECB_Default | NECB_Default | NECB_Default | NECB_Default | NECB_Default | NECB_Default | NECB_Default | NECB_Default | NECB_Default | NECB_Default | NECB_Default | NECB_Default | NECB_Default | NECB_Default | NECB_Default | NECB_Default | NECB_Default | NECB_Default | NECB_Default | NECB_Default | NECB_Default | NECB_Default | NECB_Default | NECB_Default | NECB_Default | NECB_Default | NECB_Default | NECB_Default | NECB_Default | NECB_Default | NECB_Default | NECB_Default | NECB_Default | NECB_Default | NECB_Default | NECB_Default | NECB_Default | NECB_Default | NECB_Default | NECB_Default | aws_batch | 834599497928 | btap_private_cli |  | TRUE | TRUE |  |  | 84.7264 | 11.9319 | 114.5998 | 212.5345 | 3804.01 | 2926.6316 | 21.2 | Outpatient |  |  | 0 | Outpatient | 3 |  | 3 | BTAP1980TO2010 | 0.24527 | 11932.1528 | 0.69836 | 68.6724 | 64.4781 | 3.4273 | 409.2516 | 271.9754 | VANCOUVER | BRITISH COLUMBIA | 1.0757 | 32.342 | 0 | 33.4177 | 10.7418 | 7.2556 | 0 | 17.9974 | 0 | 0.017274 | 0 | 0 | 0.37957 | 0.10014 | 0 | 0.57078 | 0.08062 | 0.17519 | 0.64152 | 0.0061935 | 1.0211 | 0.070741 | 31.9287 | 87.8254 | 21.2 | 0.678 |  |  | 4.09 |  |  | 0.363 | 0.568 | 4.09 |  | 0 | Vancouver Intl AP | CAN | 42 | 2797 | 49.195 | -123.184 | 4 | 2800 | BC | CAN_BC_Vancouver.Intl.AP.718920_CWEC2016.epw | 1.0211 | 11.9319 | 84.7264 | 12.9136 | 20.7072 | TRUE | FALSE | FALSE | FALSE | 10.0956 | 7.146 | 0 | 0 | 0 | 0 | 269.1 | 196.3847 | 2.9674 | 0.01511 | 1084.6 | 0.0001551 | 1.0211 | 3520 | 3341.6699 | 39 | 39 |  | https://s3.console.aws.amazon.com/s3/buckets/834599497928?region=ca-central-1&prefix=phylroy.lopez/reference/reference/output/84659a1c-a626-40e8-8d96-73574fd7647d/ | 1.0.002
1122 |  | TRUE | 1204 | 0 | 0 | 1657.5905 |  |  |  | 0.1 | 2021-09-22 20:35:42 +0000 | 438c2ebff | 0.2.14 | :adv_dx_units: NECB_Default :airloop_economizer_type: NECB_Default :algorithm_type: parametric :analysis_id: reference :analysis_name: reference :boiler_eff: NECB_Default :btap_batch_version: 1.0.002 :building_type: Outpatient :chiller_type: NECB_Default :compute_environment: aws_batch :datapoint_id: f6b7aa9d-3928-4406-b1cc-e21e45ebe869 :daylighting_type: NECB_Default :dcv_type: NECB_Default :door_construction_cond: NECB_Default :ecm_system_name: NECB_Default :electrical_loads_scale: NECB_Default :enable_costing: true :epw_file: CAN_YT_Whitehorse.Intl.AP.719640_CWEC2016.epw :erv_package: NECB_Default :ext_floor_cond: NECB_Default :ext_roof_cond: NECB_Default :ext_wall_cond: NECB_Default :fdwr_set: NECB_Default :fixed_wind_solar_trans: NECB_Default :fixed_window_cond: NECB_Default :furnace_eff: NECB_Default :glass_door_cond: NECB_Default :glass_door_solar_trans: NECB_Default :ground_floor_cond: NECB_Default :ground_roof_cond: NECB_Default :ground_wall_cond: NECB_Default :image_name: btap_private_cli :infiltration_scale: NECB_Default :lights_scale: NECB_Default :lights_type: NECB_Default :nv_delta_temp_in_out: NECB_Default :nv_opening_fraction: NECB_Default :nv_temp_out_min: NECB_Default :nv_type: NECB_Default :oa_scale: NECB_Default :occupancy_loads_scale: NECB_Default :output_meters: [] :output_variables: [] :overhead_door_cond: NECB_Default :primary_heating_fuel: NaturalGas :pv_ground_azimuth_angle: NECB_Default :pv_ground_module_description: NECB_Default :pv_ground_tilt_angle: NECB_Default :pv_ground_total_area_pv_panels_m2: NECB_Default :pv_ground_type: NECB_Default :rotation_degrees: NECB_Default :run_annual_simulation: true :s3_bucket: '834599497928' :scale_x: NECB_Default :scale_y: NECB_Default :scale_z: NECB_Default :shw_eff: NECB_Default :skylight_cond: NECB_Default :skylight_solar_trans: NECB_Default :srr_set: NECB_Default :template: BTAP1980TO2010 | reference | reference | f6b7aa9d-3928-4406-b1cc-e21e45ebe869 | BTAP1980TO2010 | Outpatient | NaturalGas | Natural Gas | CAN_YT_Whitehorse.Intl.AP.719640_CWEC2016.epw | parametric |  | NECB_Default | NECB_Default | NECB_Default | NECB_Default | NECB_Default | NECB_Default | NECB_Default | NECB_Default | NECB_Default | NECB_Default | NECB_Default | NECB_Default | NECB_Default | NECB_Default | NECB_Default | NECB_Default | NECB_Default | NECB_Default | NECB_Default | NECB_Default | NECB_Default | NECB_Default | NECB_Default | NECB_Default | NECB_Default | NECB_Default | NECB_Default | NECB_Default | NECB_Default | NECB_Default | NECB_Default | NECB_Default | NECB_Default | NECB_Default | NECB_Default | NECB_Default | NECB_Default | NECB_Default | NECB_Default | NECB_Default | NECB_Default | NECB_Default | NECB_Default | NECB_Default | NECB_Default | aws_batch | 834599497928 | btap_private_cli |  | TRUE | TRUE |  |  | 182.2262 | 12.0464 | 246.8185 | 395.3942 | 3804.01 | 2926.6316 | 21.2 | Outpatient |  |  | 0 | Outpatient | 3 |  | 3 | BTAP1980TO2010 | 0.24527 | 11932.1528 | 0.49712 | 69.7693 | 64.3368 | 3.2301 | 403.2137 | 265.3804 | WHITEHORSE | YUKON | 5.9206 | 64.6216 | 0 | 70.5422 | 13.5589 | 11.7788 | 0 | 25.3377 | 0 | 0.0096083 | 0 | 0 | 0.38065 | 0.10731 | 0 | 1.2134 | 0.08062 | 0.17519 | 1.2987 | 0.0078417 | 1.6793 | 0.085286 | 32.4254 | 186.2053 | 21.2 | 0.678 |  |  | 2.95 |  |  | 0.227 | 0.346 | 2.95 |  | 0 | Whitehorse Intl AP | CAN | 5 | 6491 | 60.709 | -135.069 | 7b | 6580 | YT | CAN_YT_Whitehorse.Intl.AP.719640_CWEC2016.epw | 1.6793 | 12.0464 | 182.2262 | 15.542 | 12.7713 | TRUE | FALSE | FALSE | FALSE | 7.5086 | 16.5774 | 0 | 0 | 0 | 0 | 324.43 | 187.7143 | 2.9674 | 0.015808 | 1084.6 | 8.4122e-05 | 1.6793 | 3676.17 | 3516.3301 | 140.33 | 122.17 |  | https://s3.console.aws.amazon.com/s3/buckets/834599497928?region=ca-central-1&prefix=phylroy.lopez/reference/reference/output/f6b7aa9d-3928-4406-b1cc-e21e45ebe869/ | 1.0.002
1123 |  | TRUE | 1224 | 0 | 0 | 1719.6851 |  |  |  | 0.1 | 2021-09-22 20:36:11 +0000 | 438c2ebff | 0.2.14 | :adv_dx_units: NECB_Default :airloop_economizer_type: NECB_Default :algorithm_type: parametric :analysis_id: reference :analysis_name: reference :boiler_eff: NECB_Default :btap_batch_version: 1.0.002 :building_type: Outpatient :chiller_type: NECB_Default :compute_environment: aws_batch :datapoint_id: 34dab3f8-effe-44c1-a2ad-e564857491c8 :daylighting_type: NECB_Default :dcv_type: NECB_Default :door_construction_cond: NECB_Default :ecm_system_name: NECB_Default :electrical_loads_scale: NECB_Default :enable_costing: true :epw_file: CAN_QC_Montreal-Trudeau.Intl.AP.716270_CWEC2016.epw :erv_package: NECB_Default :ext_floor_cond: NECB_Default :ext_roof_cond: NECB_Default :ext_wall_cond: NECB_Default :fdwr_set: NECB_Default :fixed_wind_solar_trans: NECB_Default :fixed_window_cond: NECB_Default :furnace_eff: NECB_Default :glass_door_cond: NECB_Default :glass_door_solar_trans: NECB_Default :ground_floor_cond: NECB_Default :ground_roof_cond: NECB_Default :ground_wall_cond: NECB_Default :image_name: btap_private_cli :infiltration_scale: NECB_Default :lights_scale: NECB_Default :lights_type: NECB_Default :nv_delta_temp_in_out: NECB_Default :nv_opening_fraction: NECB_Default :nv_temp_out_min: NECB_Default :nv_type: NECB_Default :oa_scale: NECB_Default :occupancy_loads_scale: NECB_Default :output_meters: [] :output_variables: [] :overhead_door_cond: NECB_Default :primary_heating_fuel: NaturalGas :pv_ground_azimuth_angle: NECB_Default :pv_ground_module_description: NECB_Default :pv_ground_tilt_angle: NECB_Default :pv_ground_total_area_pv_panels_m2: NECB_Default :pv_ground_type: NECB_Default :rotation_degrees: NECB_Default :run_annual_simulation: true :s3_bucket: '834599497928' :scale_x: NECB_Default :scale_y: NECB_Default :scale_z: NECB_Default :shw_eff: NECB_Default :skylight_cond: NECB_Default :skylight_solar_trans: NECB_Default :srr_set: NECB_Default :template: BTAPPRE1980 | reference | reference | 34dab3f8-effe-44c1-a2ad-e564857491c8 | BTAPPRE1980 | Outpatient | NaturalGas | Natural Gas | CAN_QC_Montreal-Trudeau.Intl.AP.716270_CWEC2016.epw | parametric |  | NECB_Default | NECB_Default | NECB_Default | NECB_Default | NECB_Default | NECB_Default | NECB_Default | NECB_Default | NECB_Default | NECB_Default | NECB_Default | NECB_Default | NECB_Default | NECB_Default | NECB_Default | NECB_Default | NECB_Default | NECB_Default | NECB_Default | NECB_Default | NECB_Default | NECB_Default | NECB_Default | NECB_Default | NECB_Default | NECB_Default | NECB_Default | NECB_Default | NECB_Default | NECB_Default | NECB_Default | NECB_Default | NECB_Default | NECB_Default | NECB_Default | NECB_Default | NECB_Default | NECB_Default | NECB_Default | NECB_Default | NECB_Default | NECB_Default | NECB_Default | NECB_Default | NECB_Default | aws_batch | 834599497928 | btap_private_cli |  | TRUE | TRUE |  |  | 193.9083 | 23.0828 | 194.4856 | 326.7816 | 3804.01 | 2926.6316 | 21.2 | Outpatient |  |  | 0 | Outpatient | 3 |  | 3 | BTAPPRE1980 | 0.24527 | 11932.1528 | 0.63987 | 80.7403 | 66.1359 | 3.3863 | 429.4239 | 278.5215 | MONTREAL | QUEBEC | 0.16126 | 50.2673 | 0 | 50.4286 | 10.2708 | 13.1671 | 0 | 23.4379 | 0 | 0.046325 | 0 | 0 | 0.41498 | 0.10342 | 0 | 0.94277 | 0.08062 | 0.17519 | 1.0176 | 0.0091141 | 1.4325 | 0.074782 | 43.798 | 196.1911 | 21.2 | 0.678 |  |  | 2.95 |  |  | 0.267 | 0.823 | 2.95 |  | 0 | Montreal-Trudeau Intl AP | CAN | 323 | 4090 | 45.471 | -73.741 | 6 | 4400 | QC | CAN_QC_Montreal-Trudeau.Intl.AP.716270_CWEC2016.epw | 1.4325 | 23.0828 | 193.9083 | 14.9177 | 19.1459 | TRUE | FALSE | FALSE | FALSE | 12.1719 | 12.677 | 0 | 0 | 0 | 0 | 284.47 | 188.5035 | 2.9674 | 0.015742 | 1084.6 | 0.00031283 | 1.4325 | 3852.5 | 3683.3301 | 23.83 | 23.83 |  | https://s3.console.aws.amazon.com/s3/buckets/834599497928?region=ca-central-1&prefix=phylroy.lopez/reference/reference/output/34dab3f8-effe-44c1-a2ad-e564857491c8/ | 1.0.002
1124 |  | TRUE | 1582 | 0 | 0 | 1786.1647 |  |  |  | 0.1 | 2021-09-22 20:37:31 +0000 | 438c2ebff | 0.2.14 | :adv_dx_units: NECB_Default :airloop_economizer_type: NECB_Default :algorithm_type: parametric :analysis_id: reference :analysis_name: reference :boiler_eff: NECB_Default :btap_batch_version: 1.0.002 :building_type: Hospital :chiller_type: NECB_Default :compute_environment: aws_batch :datapoint_id: 8f720a51-c250-4b7c-ae60-607405705373 :daylighting_type: NECB_Default :dcv_type: NECB_Default :door_construction_cond: NECB_Default :ecm_system_name: NECB_Default :electrical_loads_scale: NECB_Default :enable_costing: true :epw_file: CAN_BC_Vancouver.Intl.AP.718920_CWEC2016.epw :erv_package: NECB_Default :ext_floor_cond: NECB_Default :ext_roof_cond: NECB_Default :ext_wall_cond: NECB_Default :fdwr_set: NECB_Default :fixed_wind_solar_trans: NECB_Default :fixed_window_cond: NECB_Default :furnace_eff: NECB_Default :glass_door_cond: NECB_Default :glass_door_solar_trans: NECB_Default :ground_floor_cond: NECB_Default :ground_roof_cond: NECB_Default :ground_wall_cond: NECB_Default :image_name: btap_private_cli :infiltration_scale: NECB_Default :lights_scale: NECB_Default :lights_type: NECB_Default :nv_delta_temp_in_out: NECB_Default :nv_opening_fraction: NECB_Default :nv_temp_out_min: NECB_Default :nv_type: NECB_Default :oa_scale: NECB_Default :occupancy_loads_scale: NECB_Default :output_meters: [] :output_variables: [] :overhead_door_cond: NECB_Default :primary_heating_fuel: NaturalGas :pv_ground_azimuth_angle: NECB_Default :pv_ground_module_description: NECB_Default :pv_ground_tilt_angle: NECB_Default :pv_ground_total_area_pv_panels_m2: NECB_Default :pv_ground_type: NECB_Default :rotation_degrees: NECB_Default :run_annual_simulation: true :s3_bucket: '834599497928' :scale_x: NECB_Default :scale_y: NECB_Default :scale_z: NECB_Default :shw_eff: NECB_Default :skylight_cond: NECB_Default :skylight_solar_trans: NECB_Default :srr_set: NECB_Default :template: BTAP1980TO2010 | reference | reference | 8f720a51-c250-4b7c-ae60-607405705373 | BTAP1980TO2010 | Hospital | NaturalGas | Natural Gas | CAN_BC_Vancouver.Intl.AP.718920_CWEC2016.epw | parametric |  | NECB_Default | NECB_Default | NECB_Default | NECB_Default | NECB_Default | NECB_Default | NECB_Default | NECB_Default | NECB_Default | NECB_Default | NECB_Default | NECB_Default | NECB_Default | NECB_Default | NECB_Default | NECB_Default | NECB_Default | NECB_Default | NECB_Default | NECB_Default | NECB_Default | NECB_Default | NECB_Default | NECB_Default | NECB_Default | NECB_Default | NECB_Default | NECB_Default | NECB_Default | NECB_Default | NECB_Default | NECB_Default | NECB_Default | NECB_Default | NECB_Default | NECB_Default | NECB_Default | NECB_Default | NECB_Default | NECB_Default | NECB_Default | NECB_Default | NECB_Default | NECB_Default | NECB_Default | aws_batch | 834599497928 | btap_private_cli |  | TRUE | TRUE |  |  | 97.5316 | 14.3693 | 156.824 | 312.2256 | 22436.08 | 9006.9497 | 15.5 | Hospital |  |  | 0 | Hospital | 5 |  | 6 | BTAP1980TO2010 | 0.10131 | 88900.7399 | 0.31402 | 18.431 | 65.066 | 1.7307 | 251.4109 | 165.8691 | VANCOUVER | BRITISH COLUMBIA | 1.6382 | 46.6105 | 0 | 48.2487 | 16.3592 | 10.4566 | 0 | 26.8158 | 0 | 0.018261 | 0 | 0 | 0.57806 | 0.18 | 0 | 0.81892 | 0.11866 | 0.2599 | 0.92455 | 0.0012048 | 1.5026 | 0.10563 | 38.7837 | 101.0998 | 15.5 | 0.678 |  | 0.606 |  |  |  | 0.363 | 0.568 | 4.09 |  | 0 | Vancouver Intl AP | CAN | 42 | 2797 | 49.195 | -123.184 | 4 | 2800 | BC | CAN_BC_Vancouver.Intl.AP.718920_CWEC2016.epw | 1.5026 | 14.3693 | 97.5316 | 18.7216 | 23.1614 | TRUE | FALSE | FALSE | FALSE | 11.9573 | 8.6622 | 0 | 0 | 0 | 0 | 2369.86 | 1725.0111 | 26.7946 | 0.015533 | 9793.44 | 4.1451e-05 | 1.5026 | 671.67 | 669 | 31.33 | 27.83 |  | https://s3.console.aws.amazon.com/s3/buckets/834599497928?region=ca-central-1&prefix=phylroy.lopez/reference/reference/output/8f720a51-c250-4b7c-ae60-607405705373/ | 1.0.002
1125 |  | TRUE | 1583 | 0 | 0 | 1908.6208 |  |  |  | 0.1 | 2021-09-22 20:39:24 +0000 | 438c2ebff | 0.2.14 | :adv_dx_units: NECB_Default :airloop_economizer_type: NECB_Default :algorithm_type: parametric :analysis_id: reference :analysis_name: reference :boiler_eff: NECB_Default :btap_batch_version: 1.0.002 :building_type: Hospital :chiller_type: NECB_Default :compute_environment: aws_batch :datapoint_id: aa27661a-3735-4537-963e-dc34b291fe7c :daylighting_type: NECB_Default :dcv_type: NECB_Default :door_construction_cond: NECB_Default :ecm_system_name: NECB_Default :electrical_loads_scale: NECB_Default :enable_costing: true :epw_file: CAN_AB_Edmonton.Intl.AP.711230_CWEC2016.epw :erv_package: NECB_Default :ext_floor_cond: NECB_Default :ext_roof_cond: NECB_Default :ext_wall_cond: NECB_Default :fdwr_set: NECB_Default :fixed_wind_solar_trans: NECB_Default :fixed_window_cond: NECB_Default :furnace_eff: NECB_Default :glass_door_cond: NECB_Default :glass_door_solar_trans: NECB_Default :ground_floor_cond: NECB_Default :ground_roof_cond: NECB_Default :ground_wall_cond: NECB_Default :image_name: btap_private_cli :infiltration_scale: NECB_Default :lights_scale: NECB_Default :lights_type: NECB_Default :nv_delta_temp_in_out: NECB_Default :nv_opening_fraction: NECB_Default :nv_temp_out_min: NECB_Default :nv_type: NECB_Default :oa_scale: NECB_Default :occupancy_loads_scale: NECB_Default :output_meters: [] :output_variables: [] :overhead_door_cond: NECB_Default :primary_heating_fuel: Electricity :pv_ground_azimuth_angle: NECB_Default :pv_ground_module_description: NECB_Default :pv_ground_tilt_angle: NECB_Default :pv_ground_total_area_pv_panels_m2: NECB_Default :pv_ground_type: NECB_Default :rotation_degrees: NECB_Default :run_annual_simulation: true :s3_bucket: '834599497928' :scale_x: NECB_Default :scale_y: NECB_Default :scale_z: NECB_Default :shw_eff: NECB_Default :skylight_cond: NECB_Default :skylight_solar_trans: NECB_Default :srr_set: NECB_Default :template: BTAPPRE1980 | reference | reference | aa27661a-3735-4537-963e-dc34b291fe7c | BTAPPRE1980 | Hospital | Electricity | Electricity | CAN_AB_Edmonton.Intl.AP.711230_CWEC2016.epw | parametric |  | NECB_Default | NECB_Default | NECB_Default | NECB_Default | NECB_Default | NECB_Default | NECB_Default | NECB_Default | NECB_Default | NECB_Default | NECB_Default | NECB_Default | NECB_Default | NECB_Default | NECB_Default | NECB_Default | NECB_Default | NECB_Default | NECB_Default | NECB_Default | NECB_Default | NECB_Default | NECB_Default | NECB_Default | NECB_Default | NECB_Default | NECB_Default | NECB_Default | NECB_Default | NECB_Default | NECB_Default | NECB_Default | NECB_Default | NECB_Default | NECB_Default | NECB_Default | NECB_Default | NECB_Default | NECB_Default | NECB_Default | NECB_Default | NECB_Default | NECB_Default | NECB_Default | NECB_Default | aws_batch | 834599497928 | btap_private_cli |  | TRUE | TRUE |  |  | 162.3865 | 16.9016 | 313.4817 | 399.2778 | 22436.08 | 9006.9497 | 15.5 | Hospital |  |  | 0 | Hospital | 5 |  | 6 | BTAPPRE1980 | 0.10131 | 88900.7399 | 0.29717 | 13.3905 | 72.629 | 5.4021 | 300.2041 | 208.4853 | EDMONTON | ALBERTA | 398.5353 | 0 | 0 | 398.5353 | 37.7728 | 0 | 0 | 37.7728 | 0 | 0.019202 | 0 | 0 | 1.816 | 0.1919 | 0 | 1.1285 | 0.11866 | 0.2599 | 0 | 0.0011085 | 1.816 | 0.096651 | 191.4391 | 0 | 15.5 | 0.678 |  | 0.678 |  |  |  | 0.227 | 0.772 | 2.95 |  | 0 | Edmonton Intl AP | CAN | 23 | 5588 | 53.31 | -113.579 | 7a | 5120 | AB | CAN_AB_Edmonton.Intl.AP.711230_CWEC2016.epw | 1.816 | 16.9016 | 162.3865 | 18.7708 | 17.4681 | TRUE | FALSE | FALSE | FALSE | 12.5408 | 16.0366 | 0 | 5.9329 | 0.0033018 | 2168.46 | 0 | 1796.8515 | 26.7946 | 0.014912 | 9793.44 | 4.4125e-05 | 1.816 | 679.5 | 678.17 | 49.5 | 48.83 |  | https://s3.console.aws.amazon.com/s3/buckets/834599497928?region=ca-central-1&prefix=phylroy.lopez/reference/reference/output/aa27661a-3735-4537-963e-dc34b291fe7c/ | 1.0.002
1126 |  | TRUE | 1562 | 0 | 0 | 1909.6426 |  |  |  | 0.1 | 2021-09-22 20:38:53 +0000 | 438c2ebff | 0.2.14 | :adv_dx_units: NECB_Default :airloop_economizer_type: NECB_Default :algorithm_type: parametric :analysis_id: reference :analysis_name: reference :boiler_eff: NECB_Default :btap_batch_version: 1.0.002 :building_type: Hospital :chiller_type: NECB_Default :compute_environment: aws_batch :datapoint_id: 3726da57-5fd2-47f1-876f-a3c778b3d7bd :daylighting_type: NECB_Default :dcv_type: NECB_Default :door_construction_cond: NECB_Default :ecm_system_name: NECB_Default :electrical_loads_scale: NECB_Default :enable_costing: true :epw_file: CAN_NS_Halifax.Dockyard.713280_CWEC2016.epw :erv_package: NECB_Default :ext_floor_cond: NECB_Default :ext_roof_cond: NECB_Default :ext_wall_cond: NECB_Default :fdwr_set: NECB_Default :fixed_wind_solar_trans: NECB_Default :fixed_window_cond: NECB_Default :furnace_eff: NECB_Default :glass_door_cond: NECB_Default :glass_door_solar_trans: NECB_Default :ground_floor_cond: NECB_Default :ground_roof_cond: NECB_Default :ground_wall_cond: NECB_Default :image_name: btap_private_cli :infiltration_scale: NECB_Default :lights_scale: NECB_Default :lights_type: NECB_Default :nv_delta_temp_in_out: NECB_Default :nv_opening_fraction: NECB_Default :nv_temp_out_min: NECB_Default :nv_type: NECB_Default :oa_scale: NECB_Default :occupancy_loads_scale: NECB_Default :output_meters: [] :output_variables: [] :overhead_door_cond: NECB_Default :primary_heating_fuel: Electricity :pv_ground_azimuth_angle: NECB_Default :pv_ground_module_description: NECB_Default :pv_ground_tilt_angle: NECB_Default :pv_ground_total_area_pv_panels_m2: NECB_Default :pv_ground_type: NECB_Default :rotation_degrees: NECB_Default :run_annual_simulation: true :s3_bucket: '834599497928' :scale_x: NECB_Default :scale_y: NECB_Default :scale_z: NECB_Default :shw_eff: NECB_Default :skylight_cond: NECB_Default :skylight_solar_trans: NECB_Default :srr_set: NECB_Default :template: BTAPPRE1980 | reference | reference | 3726da57-5fd2-47f1-876f-a3c778b3d7bd | BTAPPRE1980 | Hospital | Electricity | Electricity | CAN_NS_Halifax.Dockyard.713280_CWEC2016.epw | parametric |  | NECB_Default | NECB_Default | NECB_Default | NECB_Default | NECB_Default | NECB_Default | NECB_Default | NECB_Default | NECB_Default | NECB_Default | NECB_Default | NECB_Default | NECB_Default | NECB_Default | NECB_Default | NECB_Default | NECB_Default | NECB_Default | NECB_Default | NECB_Default | NECB_Default | NECB_Default | NECB_Default | NECB_Default | NECB_Default | NECB_Default | NECB_Default | NECB_Default | NECB_Default | NECB_Default | NECB_Default | NECB_Default | NECB_Default | NECB_Default | NECB_Default | NECB_Default | NECB_Default | NECB_Default | NECB_Default | NECB_Default | NECB_Default | NECB_Default | NECB_Default | NECB_Default | NECB_Default | aws_batch | 834599497928 | btap_private_cli |  | TRUE | TRUE |  |  | 128.6398 | 16.7244 | 224.8958 | 307.7366 | 22436.08 | 9006.9497 | 15.5 | Hospital |  |  | 0 | Hospital | 5 |  | 6 | BTAPPRE1980 | 0.10131 | 88900.7399 | 0.29024 | 12.5914 | 70.8806 | 5.3908 | 282.1293 | 192.9763 | HALIFAX | NOVA SCOTIA | 301.4355 | 0 | 0 | 301.4355 | 59.1171 | 0 | 0 | 59.1171 | 0 | 0.026599 | 0 | 0 | 1.4865 | 0.184 | 0 | 0.80962 | 0.11866 | 0.2599 | 0 | 0.0011802 | 1.4865 | 0.086449 | 158.5432 | 0 | 15.5 | 0.678 |  | 0.678 |  |  |  | 0.267 | 0.823 | 2.95 |  | 0 | Halifax Dockyard | CAN | 112 | 3647 | 44.655 | -63.577 | 6 | 4000 | NS | CAN_NS_Halifax.Dockyard.713280_CWEC2016.epw | 1.4865 | 16.7244 | 128.6398 | 19.8928 | 20.9419 | TRUE | FALSE | FALSE | FALSE | 9.3075 | 7.4588 | 0 | 5.3066 | 0.002896 | 1939.57 | 0 | 1832.421 | 26.7946 | 0.014623 | 9793.44 | 6.5519e-05 | 1.4865 | 1193.83 | 1191.17 | 5.33 | 5.33 |  | https://s3.console.aws.amazon.com/s3/buckets/834599497928?region=ca-central-1&prefix=phylroy.lopez/reference/reference/output/3726da57-5fd2-47f1-876f-a3c778b3d7bd/ | 1.0.002
1127 |  | TRUE | 1794 | 0 | 0 | 1901.7023 |  |  |  | 0.1 | 2021-09-22 20:38:16 +0000 | 438c2ebff | 0.2.14 | :adv_dx_units: NECB_Default :airloop_economizer_type: NECB_Default :algorithm_type: parametric :analysis_id: reference :analysis_name: reference :boiler_eff: NECB_Default :btap_batch_version: 1.0.002 :building_type: Hospital :chiller_type: NECB_Default :compute_environment: aws_batch :datapoint_id: 837bcdf0-314e-4d27-a17c-c9a87b596801 :daylighting_type: NECB_Default :dcv_type: NECB_Default :door_construction_cond: NECB_Default :ecm_system_name: NECB_Default :electrical_loads_scale: NECB_Default :enable_costing: true :epw_file: CAN_YT_Whitehorse.Intl.AP.719640_CWEC2016.epw :erv_package: NECB_Default :ext_floor_cond: NECB_Default :ext_roof_cond: NECB_Default :ext_wall_cond: NECB_Default :fdwr_set: NECB_Default :fixed_wind_solar_trans: NECB_Default :fixed_window_cond: NECB_Default :furnace_eff: NECB_Default :glass_door_cond: NECB_Default :glass_door_solar_trans: NECB_Default :ground_floor_cond: NECB_Default :ground_roof_cond: NECB_Default :ground_wall_cond: NECB_Default :image_name: btap_private_cli :infiltration_scale: NECB_Default :lights_scale: NECB_Default :lights_type: NECB_Default :nv_delta_temp_in_out: NECB_Default :nv_opening_fraction: NECB_Default :nv_temp_out_min: NECB_Default :nv_type: NECB_Default :oa_scale: NECB_Default :occupancy_loads_scale: NECB_Default :output_meters: [] :output_variables: [] :overhead_door_cond: NECB_Default :primary_heating_fuel: NaturalGas :pv_ground_azimuth_angle: NECB_Default :pv_ground_module_description: NECB_Default :pv_ground_tilt_angle: NECB_Default :pv_ground_total_area_pv_panels_m2: NECB_Default :pv_ground_type: NECB_Default :rotation_degrees: NECB_Default :run_annual_simulation: true :s3_bucket: '834599497928' :scale_x: NECB_Default :scale_y: NECB_Default :scale_z: NECB_Default :shw_eff: NECB_Default :skylight_cond: NECB_Default :skylight_solar_trans: NECB_Default :srr_set: NECB_Default :template: NECB2015 | reference | reference | 837bcdf0-314e-4d27-a17c-c9a87b596801 | NECB2015 | Hospital | NaturalGas | Natural Gas | CAN_YT_Whitehorse.Intl.AP.719640_CWEC2016.epw | parametric |  | NECB_Default | NECB_Default | NECB_Default | NECB_Default | NECB_Default | NECB_Default | NECB_Default | NECB_Default | NECB_Default | NECB_Default | NECB_Default | NECB_Default | NECB_Default | NECB_Default | NECB_Default | NECB_Default | NECB_Default | NECB_Default | NECB_Default | NECB_Default | NECB_Default | NECB_Default | NECB_Default | NECB_Default | NECB_Default | NECB_Default | NECB_Default | NECB_Default | NECB_Default | NECB_Default | NECB_Default | NECB_Default | NECB_Default | NECB_Default | NECB_Default | NECB_Default | NECB_Default | NECB_Default | NECB_Default | NECB_Default | NECB_Default | NECB_Default | NECB_Default | NECB_Default | NECB_Default | aws_batch | 834599497928 | btap_private_cli |  | TRUE | TRUE |  |  | 211.599 | 14.0054 | 319.033 | 525.6595 | 22436.08 | 9006.9497 | 22.8 | Hospital |  |  | 5 | Hospital | 5 |  | 6 | NECB2015 | 0.10131 | 88900.7399 | 38.2087 | 16.3943 | 65.8028 | 1.6742 | 305.1036 | 183.0236 | WHITEHORSE | YUKON | 8.1808 | 85.8617 | 0 | 94.0425 | 18.7351 | 15.6503 | 0 | 34.3854 | 0 | 0.008563 | 0 | 0 | 0.52597 | 0.15704 | 0 | 1.6046 | 0.11637 | 0.2427 | 1.7255 | 0.0012672 | 2.2515 | 0.12086 | 37.0623 | 215.4645 | 22.8 | 0.757 |  | 0.284 |  |  |  | 0.162 | 0.21 | 2.2 | 2.2 | 5 | Whitehorse Intl AP | CAN | 5 | 6491 | 60.709 | -135.069 | 7b | 6580 | YT | CAN_YT_Whitehorse.Intl.AP.719640_CWEC2016.epw | 2.2515 | 14.0054 | 211.599 | 21.7639 | 13.56 | TRUE | FALSE | FALSE | FALSE | 9.3889 | 17.0437 | 0 | 0 | 0 | 0 | 2711.67 | 1482.2792 | 25.2193 | 0.017014 | 9217.64 | 3.12e-05 | 2.2515 | 74.33 | 68.83 | 60.5 | 60.17 |  | https://s3.console.aws.amazon.com/s3/buckets/834599497928?region=ca-central-1&prefix=phylroy.lopez/reference/reference/output/837bcdf0-314e-4d27-a17c-c9a87b596801/ | 1.0.002
1128 |  | TRUE | 1532 | 0 | 0 | 1911.0547 |  |  |  | 0.1 | 2021-09-22 20:39:22 +0000 | 438c2ebff | 0.2.14 | :adv_dx_units: NECB_Default :airloop_economizer_type: NECB_Default :algorithm_type: parametric :analysis_id: reference :analysis_name: reference :boiler_eff: NECB_Default :btap_batch_version: 1.0.002 :building_type: Hospital :chiller_type: NECB_Default :compute_environment: aws_batch :datapoint_id: bdadc476-d3a4-4231-a2b8-16aeb0630889 :daylighting_type: NECB_Default :dcv_type: NECB_Default :door_construction_cond: NECB_Default :ecm_system_name: NECB_Default :electrical_loads_scale: NECB_Default :enable_costing: true :epw_file: CAN_ON_Toronto.Pearson.Intl.AP.716240_CWEC2016.epw :erv_package: NECB_Default :ext_floor_cond: NECB_Default :ext_roof_cond: NECB_Default :ext_wall_cond: NECB_Default :fdwr_set: NECB_Default :fixed_wind_solar_trans: NECB_Default :fixed_window_cond: NECB_Default :furnace_eff: NECB_Default :glass_door_cond: NECB_Default :glass_door_solar_trans: NECB_Default :ground_floor_cond: NECB_Default :ground_roof_cond: NECB_Default :ground_wall_cond: NECB_Default :image_name: btap_private_cli :infiltration_scale: NECB_Default :lights_scale: NECB_Default :lights_type: NECB_Default :nv_delta_temp_in_out: NECB_Default :nv_opening_fraction: NECB_Default :nv_temp_out_min: NECB_Default :nv_type: NECB_Default :oa_scale: NECB_Default :occupancy_loads_scale: NECB_Default :output_meters: [] :output_variables: [] :overhead_door_cond: NECB_Default :primary_heating_fuel: Electricity :pv_ground_azimuth_angle: NECB_Default :pv_ground_module_description: NECB_Default :pv_ground_tilt_angle: NECB_Default :pv_ground_total_area_pv_panels_m2: NECB_Default :pv_ground_type: NECB_Default :rotation_degrees: NECB_Default :run_annual_simulation: true :s3_bucket: '834599497928' :scale_x: NECB_Default :scale_y: NECB_Default :scale_z: NECB_Default :shw_eff: NECB_Default :skylight_cond: NECB_Default :skylight_solar_trans: NECB_Default :srr_set: NECB_Default :template: BTAP1980TO2010 | reference | reference | bdadc476-d3a4-4231-a2b8-16aeb0630889 | BTAP1980TO2010 | Hospital | Electricity | Electricity | CAN_ON_Toronto.Pearson.Intl.AP.716240_CWEC2016.epw | parametric |  | NECB_Default | NECB_Default | NECB_Default | NECB_Default | NECB_Default | NECB_Default | NECB_Default | NECB_Default | NECB_Default | NECB_Default | NECB_Default | NECB_Default | NECB_Default | NECB_Default | NECB_Default | NECB_Default | NECB_Default | NECB_Default | NECB_Default | NECB_Default | NECB_Default | NECB_Default | NECB_Default | NECB_Default | NECB_Default | NECB_Default | NECB_Default | NECB_Default | NECB_Default | NECB_Default | NECB_Default | NECB_Default | NECB_Default | NECB_Default | NECB_Default | NECB_Default | NECB_Default | NECB_Default | NECB_Default | NECB_Default | NECB_Default | NECB_Default | NECB_Default | NECB_Default | NECB_Default | aws_batch | 834599497928 | btap_private_cli |  | TRUE | TRUE |  |  | 152.5588 | 32.1354 | 229.7684 | 326.5758 | 22436.08 | 9006.9497 | 15.5 | Hospital |  |  | 0 | Hospital | 5 |  | 6 | BTAP1980TO2010 | 0.10131 | 88900.7399 | 0.34257 | 16.7322 | 73.3071 | 5.4255 | 318.142 | 222.3346 | TORONTO | ONTARIO | 8.6335 | 0 | 0 | 8.6335 | 69.1714 | 0 | 0 | 69.1714 | 0 | 0.068137 | 0 | 0 | 1.5544 | 0.19381 | 0 | 0.82717 | 0.11866 | 0.2599 | 0 | 0.0015796 | 1.5544 | 0.084984 | 182.7643 | 0 | 15.5 | 0.678 |  | 0.547 |  |  |  | 0.296 | 0.682 | 3.35 |  | 0 | Toronto Pearson Intl AP | CAN | 382 | 3615 | 43.677 | -79.631 | 5 | 3890 | ON | CAN_ON_Toronto.Pearson.Intl.AP.716240_CWEC2016.epw | 1.5544 | 32.1354 | 152.5588 | 21.2558 | 19.8452 | TRUE | FALSE | FALSE | FALSE | 13.8387 | 8.4218 | 0 | 5.2167 | 0.0028126 | 1906.7 | 0 | 1854.7394 | 26.7946 | 0.014447 | 9793.44 | 0.00018319 | 1.5544 | 2039.67 | 2038.33 | 10.5 | 10.5 |  | https://s3.console.aws.amazon.com/s3/buckets/834599497928?region=ca-central-1&prefix=phylroy.lopez/reference/reference/output/bdadc476-d3a4-4231-a2b8-16aeb0630889/ | 1.0.002
1129 |  | TRUE | 1543 | 0 | 0 | 1912.732 |  |  |  | 0.1 | 2021-09-22 20:39:14 +0000 | 438c2ebff | 0.2.14 | :adv_dx_units: NECB_Default :airloop_economizer_type: NECB_Default :algorithm_type: parametric :analysis_id: reference :analysis_name: reference :boiler_eff: NECB_Default :btap_batch_version: 1.0.002 :building_type: Hospital :chiller_type: NECB_Default :compute_environment: aws_batch :datapoint_id: 4ecd6cc1-a7dd-45cb-8650-93d55cb80d82 :daylighting_type: NECB_Default :dcv_type: NECB_Default :door_construction_cond: NECB_Default :ecm_system_name: NECB_Default :electrical_loads_scale: NECB_Default :enable_costing: true :epw_file: CAN_NS_Halifax.Dockyard.713280_CWEC2016.epw :erv_package: NECB_Default :ext_floor_cond: NECB_Default :ext_roof_cond: NECB_Default :ext_wall_cond: NECB_Default :fdwr_set: NECB_Default :fixed_wind_solar_trans: NECB_Default :fixed_window_cond: NECB_Default :furnace_eff: NECB_Default :glass_door_cond: NECB_Default :glass_door_solar_trans: NECB_Default :ground_floor_cond: NECB_Default :ground_roof_cond: NECB_Default :ground_wall_cond: NECB_Default :image_name: btap_private_cli :infiltration_scale: NECB_Default :lights_scale: NECB_Default :lights_type: NECB_Default :nv_delta_temp_in_out: NECB_Default :nv_opening_fraction: NECB_Default :nv_temp_out_min: NECB_Default :nv_type: NECB_Default :oa_scale: NECB_Default :occupancy_loads_scale: NECB_Default :output_meters: [] :output_variables: [] :overhead_door_cond: NECB_Default :primary_heating_fuel: Electricity :pv_ground_azimuth_angle: NECB_Default :pv_ground_module_description: NECB_Default :pv_ground_tilt_angle: NECB_Default :pv_ground_total_area_pv_panels_m2: NECB_Default :pv_ground_type: NECB_Default :rotation_degrees: NECB_Default :run_annual_simulation: true :s3_bucket: '834599497928' :scale_x: NECB_Default :scale_y: NECB_Default :scale_z: NECB_Default :shw_eff: NECB_Default :skylight_cond: NECB_Default :skylight_solar_trans: NECB_Default :srr_set: NECB_Default :template: BTAP1980TO2010 | reference | reference | 4ecd6cc1-a7dd-45cb-8650-93d55cb80d82 | BTAP1980TO2010 | Hospital | Electricity | Electricity | CAN_NS_Halifax.Dockyard.713280_CWEC2016.epw | parametric |  | NECB_Default | NECB_Default | NECB_Default | NECB_Default | NECB_Default | NECB_Default | NECB_Default | NECB_Default | NECB_Default | NECB_Default | NECB_Default | NECB_Default | NECB_Default | NECB_Default | NECB_Default | NECB_Default | NECB_Default | NECB_Default | NECB_Default | NECB_Default | NECB_Default | NECB_Default | NECB_Default | NECB_Default | NECB_Default | NECB_Default | NECB_Default | NECB_Default | NECB_Default | NECB_Default | NECB_Default | NECB_Default | NECB_Default | NECB_Default | NECB_Default | NECB_Default | NECB_Default | NECB_Default | NECB_Default | NECB_Default | NECB_Default | NECB_Default | NECB_Default | NECB_Default | NECB_Default | aws_batch | 834599497928 | btap_private_cli |  | TRUE | TRUE |  |  | 127.0466 | 16.6787 | 220.8035 | 303.2982 | 22436.08 | 9006.9497 | 15.5 | Hospital |  |  | 0 | Hospital | 5 |  | 6 | BTAP1980TO2010 | 0.10131 | 88900.7399 | 0.29024 | 11.819 | 70.8806 | 5.3908 | 278.5173 | 190.1366 | HALIFAX | NOVA SCOTIA | 298.1957 | 0 | 0 | 298.1957 | 58.4817 | 0 | 0 | 58.4817 | 0 | 0.026943 | 0 | 0 | 1.4705 | 0.18241 | 0 | 0.79489 | 0.11866 | 0.2599 | 0 | 0.0011802 | 1.4705 | 0.086449 | 156.8737 | 0 | 15.5 | 0.678 |  | 0.459 |  |  |  | 0.267 | 0.426 | 2.95 |  | 0 | Halifax Dockyard | CAN | 112 | 3647 | 44.655 | -63.577 | 6 | 4000 | NS | CAN_NS_Halifax.Dockyard.713280_CWEC2016.epw | 1.4705 | 16.6787 | 127.0466 | 19.8928 | 20.9419 | TRUE | FALSE | FALSE | FALSE | 9.3075 | 7.4588 | 0 | 5.3066 | 0.0028515 | 1939.57 | 0 | 1861.0176 | 26.7946 | 0.014398 | 9793.44 | 6.7302e-05 | 1.4705 | 1278 | 1276 | 6.67 | 6.67 |  | https://s3.console.aws.amazon.com/s3/buckets/834599497928?region=ca-central-1&prefix=phylroy.lopez/reference/reference/output/4ecd6cc1-a7dd-45cb-8650-93d55cb80d82/ | 1.0.002
1130 |  | TRUE | 1533 | 0 | 0 | 1970.7815 |  |  |  | 0.1 | 2021-09-22 20:40:43 +0000 | 438c2ebff | 0.2.14 | :adv_dx_units: NECB_Default :airloop_economizer_type: NECB_Default :algorithm_type: parametric :analysis_id: reference :analysis_name: reference :boiler_eff: NECB_Default :btap_batch_version: 1.0.002 :building_type: Hospital :chiller_type: NECB_Default :compute_environment: aws_batch :datapoint_id: 45ffd6cc-2bed-46f0-a6fb-7e75780b1227 :daylighting_type: NECB_Default :dcv_type: NECB_Default :door_construction_cond: NECB_Default :ecm_system_name: NECB_Default :electrical_loads_scale: NECB_Default :enable_costing: true :epw_file: CAN_QC_Montreal-Trudeau.Intl.AP.716270_CWEC2016.epw :erv_package: NECB_Default :ext_floor_cond: NECB_Default :ext_roof_cond: NECB_Default :ext_wall_cond: NECB_Default :fdwr_set: NECB_Default :fixed_wind_solar_trans: NECB_Default :fixed_window_cond: NECB_Default :furnace_eff: NECB_Default :glass_door_cond: NECB_Default :glass_door_solar_trans: NECB_Default :ground_floor_cond: NECB_Default :ground_roof_cond: NECB_Default :ground_wall_cond: NECB_Default :image_name: btap_private_cli :infiltration_scale: NECB_Default :lights_scale: NECB_Default :lights_type: NECB_Default :nv_delta_temp_in_out: NECB_Default :nv_opening_fraction: NECB_Default :nv_temp_out_min: NECB_Default :nv_type: NECB_Default :oa_scale: NECB_Default :occupancy_loads_scale: NECB_Default :output_meters: [] :output_variables: [] :overhead_door_cond: NECB_Default :primary_heating_fuel: Electricity :pv_ground_azimuth_angle: NECB_Default :pv_ground_module_description: NECB_Default :pv_ground_tilt_angle: NECB_Default :pv_ground_total_area_pv_panels_m2: NECB_Default :pv_ground_type: NECB_Default :rotation_degrees: NECB_Default :run_annual_simulation: true :s3_bucket: '834599497928' :scale_x: NECB_Default :scale_y: NECB_Default :scale_z: NECB_Default :shw_eff: NECB_Default :skylight_cond: NECB_Default :skylight_solar_trans: NECB_Default :srr_set: NECB_Default :template: BTAPPRE1980 | reference | reference | 45ffd6cc-2bed-46f0-a6fb-7e75780b1227 | BTAPPRE1980 | Hospital | Electricity | Electricity | CAN_QC_Montreal-Trudeau.Intl.AP.716270_CWEC2016.epw | parametric |  | NECB_Default | NECB_Default | NECB_Default | NECB_Default | NECB_Default | NECB_Default | NECB_Default | NECB_Default | NECB_Default | NECB_Default | NECB_Default | NECB_Default | NECB_Default | NECB_Default | NECB_Default | NECB_Default | NECB_Default | NECB_Default | NECB_Default | NECB_Default | NECB_Default | NECB_Default | NECB_Default | NECB_Default | NECB_Default | NECB_Default | NECB_Default | NECB_Default | NECB_Default | NECB_Default | NECB_Default | NECB_Default | NECB_Default | NECB_Default | NECB_Default | NECB_Default | NECB_Default | NECB_Default | NECB_Default | NECB_Default | NECB_Default | NECB_Default | NECB_Default | NECB_Default | NECB_Default | aws_batch | 834599497928 | btap_private_cli |  | TRUE | TRUE |  |  | 164.4362 | 31.2115 | 270.1062 | 365.5339 | 22436.08 | 9006.9497 | 15.5 | Hospital |  |  | 0 | Hospital | 5 |  | 6 | BTAPPRE1980 | 0.10131 | 88900.7399 | 0.28772 | 15.468 | 66.7324 | 5.3945 | 300.2076 | 212.325 | MONTREAL | QUEBEC | 0.65855 | 0 | 0 | 0.65855 | 41.9425 | 0 | 0 | 41.9425 | 0 | 0.062273 | 0 | 0 | 1.6946 | 0.19207 | 0 | 0.97238 | 0.11866 | 0.2599 | 0 | 0.0015395 | 1.6946 | 0.087652 | 192.7257 | 0 | 15.5 | 0.678 |  | 0.678 |  |  |  | 0.267 | 0.823 | 2.95 |  | 0 | Montreal-Trudeau Intl AP | CAN | 323 | 4090 | 45.471 | -73.741 | 6 | 4400 | QC | CAN_QC_Montreal-Trudeau.Intl.AP.716270_CWEC2016.epw | 1.6947 | 31.2115 | 164.4362 | 20.4543 | 20.9188 | TRUE | FALSE | FALSE | FALSE | 13.8153 | 13.663 | 0 | 5.3805 | 0.0029009 | 1966.56 | 0 | 1854.7394 | 26.7946 | 0.014447 | 9793.44 | 0.00016848 | 1.6946 | 1687 | 1684.5 | 9.5 | 9.5 |  | https://s3.console.aws.amazon.com/s3/buckets/834599497928?region=ca-central-1&prefix=phylroy.lopez/reference/reference/output/45ffd6cc-2bed-46f0-a6fb-7e75780b1227/ | 1.0.002
1131 |  | TRUE | 1524 | 1 | 0 | 1972.665 |  |  |  | 0.1 | 2021-09-22 20:40:45 +0000 | 438c2ebff | 0.2.14 | :adv_dx_units: NECB_Default :airloop_economizer_type: NECB_Default :algorithm_type: parametric :analysis_id: reference :analysis_name: reference :boiler_eff: NECB_Default :btap_batch_version: 1.0.002 :building_type: Hospital :chiller_type: NECB_Default :compute_environment: aws_batch :datapoint_id: c5856de3-ddd3-4474-90d0-88b3ec272c91 :daylighting_type: NECB_Default :dcv_type: NECB_Default :door_construction_cond: NECB_Default :ecm_system_name: NECB_Default :electrical_loads_scale: NECB_Default :enable_costing: true :epw_file: CAN_ON_Toronto.Pearson.Intl.AP.716240_CWEC2016.epw :erv_package: NECB_Default :ext_floor_cond: NECB_Default :ext_roof_cond: NECB_Default :ext_wall_cond: NECB_Default :fdwr_set: NECB_Default :fixed_wind_solar_trans: NECB_Default :fixed_window_cond: NECB_Default :furnace_eff: NECB_Default :glass_door_cond: NECB_Default :glass_door_solar_trans: NECB_Default :ground_floor_cond: NECB_Default :ground_roof_cond: NECB_Default :ground_wall_cond: NECB_Default :image_name: btap_private_cli :infiltration_scale: NECB_Default :lights_scale: NECB_Default :lights_type: NECB_Default :nv_delta_temp_in_out: NECB_Default :nv_opening_fraction: NECB_Default :nv_temp_out_min: NECB_Default :nv_type: NECB_Default :oa_scale: NECB_Default :occupancy_loads_scale: NECB_Default :output_meters: [] :output_variables: [] :overhead_door_cond: NECB_Default :primary_heating_fuel: NaturalGas :pv_ground_azimuth_angle: NECB_Default :pv_ground_module_description: NECB_Default :pv_ground_tilt_angle: NECB_Default :pv_ground_total_area_pv_panels_m2: NECB_Default :pv_ground_type: NECB_Default :rotation_degrees: NECB_Default :run_annual_simulation: true :s3_bucket: '834599497928' :scale_x: NECB_Default :scale_y: NECB_Default :scale_z: NECB_Default :shw_eff: NECB_Default :skylight_cond: NECB_Default :skylight_solar_trans: NECB_Default :srr_set: NECB_Default :template: BTAPPRE1980 | reference | reference | c5856de3-ddd3-4474-90d0-88b3ec272c91 | BTAPPRE1980 | Hospital | NaturalGas | Natural Gas | CAN_ON_Toronto.Pearson.Intl.AP.716240_CWEC2016.epw | parametric |  | NECB_Default | NECB_Default | NECB_Default | NECB_Default | NECB_Default | NECB_Default | NECB_Default | NECB_Default | NECB_Default | NECB_Default | NECB_Default | NECB_Default | NECB_Default | NECB_Default | NECB_Default | NECB_Default | NECB_Default | NECB_Default | NECB_Default | NECB_Default | NECB_Default | NECB_Default | NECB_Default | NECB_Default | NECB_Default | NECB_Default | NECB_Default | NECB_Default | NECB_Default | NECB_Default | NECB_Default | NECB_Default | NECB_Default | NECB_Default | NECB_Default | NECB_Default | NECB_Default | NECB_Default | NECB_Default | NECB_Default | NECB_Default | NECB_Default | NECB_Default | NECB_Default | NECB_Default | aws_batch | 834599497928 | btap_private_cli |  | TRUE | TRUE |  |  | 199.489 | 32.3403 | 231.7153 | 431.1514 | 22436.08 | 9006.9497 | 15.5 | Hospital |  |  | 0 | Hospital | 5 |  | 6 | BTAPPRE1980 | 0.10131 | 88900.7399 | 0.34257 | 32.2865 | 73.3071 | 1.7722 | 302.846 | 195.1376 | TORONTO | ONTARIO | 3.5739 | 63.6232 | 0 | 67.1971 | 28.6343 | 11.2263 | 0 | 39.8606 | 0 | 0.067753 | 0 | 0 | 0.64347 | 0.19525 | 0 | 1.1787 | 0.11866 | 0.2599 | 1.2874 | 0.001724 | 1.9309 | 0.10869 | 57.7011 | 205.8618 | 15.5 | 0.678 |  | 0.678 |  |  |  | 0.296 | 0.9 | 3.35 |  | 0 | Toronto Pearson Intl AP | CAN | 382 | 3615 | 43.677 | -79.631 | 5 | 3890 | ON | CAN_ON_Toronto.Pearson.Intl.AP.716240_CWEC2016.epw | 1.9309 | 32.3403 | 199.489 | 21.2558 | 19.8452 | TRUE | FALSE | FALSE | FALSE | 13.8387 | 8.4218 | 0 | 0 | 0 | 0 | 2438.47 | 1854.7394 | 26.7946 | 0.014447 | 9793.44 | 0.00018185 | 1.9309 | 1984.83 | 1983.5 | 7.5 | 7.5 |  | https://s3.console.aws.amazon.com/s3/buckets/834599497928?region=ca-central-1&prefix=phylroy.lopez/reference/reference/output/c5856de3-ddd3-4474-90d0-88b3ec272c91/ | 1.0.002
1132 |  | TRUE | 1600 | 0 | 0 | 1972.8362 |  |  |  | 0.1 | 2021-09-22 20:40:16 +0000 | 438c2ebff | 0.2.14 | :adv_dx_units: NECB_Default :airloop_economizer_type: NECB_Default :algorithm_type: parametric :analysis_id: reference :analysis_name: reference :boiler_eff: NECB_Default :btap_batch_version: 1.0.002 :building_type: Hospital :chiller_type: NECB_Default :compute_environment: aws_batch :datapoint_id: 57de8256-99f4-43d6-a280-d22c03e9a579 :daylighting_type: NECB_Default :dcv_type: NECB_Default :door_construction_cond: NECB_Default :ecm_system_name: NECB_Default :electrical_loads_scale: NECB_Default :enable_costing: true :epw_file: CAN_QC_Montreal-Trudeau.Intl.AP.716270_CWEC2016.epw :erv_package: NECB_Default :ext_floor_cond: NECB_Default :ext_roof_cond: NECB_Default :ext_wall_cond: NECB_Default :fdwr_set: NECB_Default :fixed_wind_solar_trans: NECB_Default :fixed_window_cond: NECB_Default :furnace_eff: NECB_Default :glass_door_cond: NECB_Default :glass_door_solar_trans: NECB_Default :ground_floor_cond: NECB_Default :ground_roof_cond: NECB_Default :ground_wall_cond: NECB_Default :image_name: btap_private_cli :infiltration_scale: NECB_Default :lights_scale: NECB_Default :lights_type: NECB_Default :nv_delta_temp_in_out: NECB_Default :nv_opening_fraction: NECB_Default :nv_temp_out_min: NECB_Default :nv_type: NECB_Default :oa_scale: NECB_Default :occupancy_loads_scale: NECB_Default :output_meters: [] :output_variables: [] :overhead_door_cond: NECB_Default :primary_heating_fuel: Electricity :pv_ground_azimuth_angle: NECB_Default :pv_ground_module_description: NECB_Default :pv_ground_tilt_angle: NECB_Default :pv_ground_total_area_pv_panels_m2: NECB_Default :pv_ground_type: NECB_Default :rotation_degrees: NECB_Default :run_annual_simulation: true :s3_bucket: '834599497928' :scale_x: NECB_Default :scale_y: NECB_Default :scale_z: NECB_Default :shw_eff: NECB_Default :skylight_cond: NECB_Default :skylight_solar_trans: NECB_Default :srr_set: NECB_Default :template: BTAP1980TO2010 | reference | reference | 57de8256-99f4-43d6-a280-d22c03e9a579 | BTAP1980TO2010 | Hospital | Electricity | Electricity | CAN_QC_Montreal-Trudeau.Intl.AP.716270_CWEC2016.epw | parametric |  | NECB_Default | NECB_Default | NECB_Default | NECB_Default | NECB_Default | NECB_Default | NECB_Default | NECB_Default | NECB_Default | NECB_Default | NECB_Default | NECB_Default | NECB_Default | NECB_Default | NECB_Default | NECB_Default | NECB_Default | NECB_Default | NECB_Default | NECB_Default | NECB_Default | NECB_Default | NECB_Default | NECB_Default | NECB_Default | NECB_Default | NECB_Default | NECB_Default | NECB_Default | NECB_Default | NECB_Default | NECB_Default | NECB_Default | NECB_Default | NECB_Default | NECB_Default | NECB_Default | NECB_Default | NECB_Default | NECB_Default | NECB_Default | NECB_Default | NECB_Default | NECB_Default | NECB_Default | aws_batch | 834599497928 | btap_private_cli |  | TRUE | TRUE |  |  | 161.8852 | 30.7694 | 265.3351 | 360.1644 | 22436.08 | 9006.9497 | 15.5 | Hospital |  |  | 0 | Hospital | 5 |  | 6 | BTAP1980TO2010 | 0.10131 | 88900.7399 | 0.28772 | 14.6228 | 66.7324 | 5.3945 | 299.6157 | 212.5783 | MONTREAL | QUEBEC | 0.65104 | 0 | 0 | 0.65104 | 41.4642 | 0 | 0 | 41.4642 | 0 | 0.063101 | 0 | 0 | 1.6753 | 0.18909 | 0 | 0.95521 | 0.11866 | 0.2599 | 0 | 0.0015413 | 1.6753 | 0.087652 | 190.057 | 0 | 15.5 | 0.678 |  | 0.459 |  |  |  | 0.267 | 0.426 | 2.95 |  | 0 | Montreal-Trudeau Intl AP | CAN | 323 | 4090 | 45.471 | -73.741 | 6 | 4400 | QC | CAN_QC_Montreal-Trudeau.Intl.AP.716270_CWEC2016.epw | 1.6753 | 30.7694 | 161.8852 | 20.4543 | 20.9188 | TRUE | FALSE | FALSE | FALSE | 13.8153 | 13.663 | 0 | 5.3805 | 0.0029863 | 1966.56 | 0 | 1801.7314 | 26.7946 | 0.014872 | 9793.44 | 0.00016982 | 1.6753 | 1763 | 1760.5 | 52.5 | 52.5 |  | https://s3.console.aws.amazon.com/s3/buckets/834599497928?region=ca-central-1&prefix=phylroy.lopez/reference/reference/output/57de8256-99f4-43d6-a280-d22c03e9a579/ | 1.0.002
1133 |  | TRUE | 1592 | 0 | 0 | 2030.525 |  |  |  | 0.1 | 2021-09-22 20:41:29 +0000 | 438c2ebff | 0.2.14 | :adv_dx_units: NECB_Default :airloop_economizer_type: NECB_Default :algorithm_type: parametric :analysis_id: reference :analysis_name: reference :boiler_eff: NECB_Default :btap_batch_version: 1.0.002 :building_type: Hospital :chiller_type: NECB_Default :compute_environment: aws_batch :datapoint_id: cfd9b912-9015-4a38-a2ee-41a3953807b5 :daylighting_type: NECB_Default :dcv_type: NECB_Default :door_construction_cond: NECB_Default :ecm_system_name: NECB_Default :electrical_loads_scale: NECB_Default :enable_costing: true :epw_file: CAN_QC_Montreal-Trudeau.Intl.AP.716270_CWEC2016.epw :erv_package: NECB_Default :ext_floor_cond: NECB_Default :ext_roof_cond: NECB_Default :ext_wall_cond: NECB_Default :fdwr_set: NECB_Default :fixed_wind_solar_trans: NECB_Default :fixed_window_cond: NECB_Default :furnace_eff: NECB_Default :glass_door_cond: NECB_Default :glass_door_solar_trans: NECB_Default :ground_floor_cond: NECB_Default :ground_roof_cond: NECB_Default :ground_wall_cond: NECB_Default :image_name: btap_private_cli :infiltration_scale: NECB_Default :lights_scale: NECB_Default :lights_type: NECB_Default :nv_delta_temp_in_out: NECB_Default :nv_opening_fraction: NECB_Default :nv_temp_out_min: NECB_Default :nv_type: NECB_Default :oa_scale: NECB_Default :occupancy_loads_scale: NECB_Default :output_meters: [] :output_variables: [] :overhead_door_cond: NECB_Default :primary_heating_fuel: NaturalGas :pv_ground_azimuth_angle: NECB_Default :pv_ground_module_description: NECB_Default :pv_ground_tilt_angle: NECB_Default :pv_ground_total_area_pv_panels_m2: NECB_Default :pv_ground_type: NECB_Default :rotation_degrees: NECB_Default :run_annual_simulation: true :s3_bucket: '834599497928' :scale_x: NECB_Default :scale_y: NECB_Default :scale_z: NECB_Default :shw_eff: NECB_Default :skylight_cond: NECB_Default :skylight_solar_trans: NECB_Default :srr_set: NECB_Default :template: BTAP1980TO2010 | reference | reference | cfd9b912-9015-4a38-a2ee-41a3953807b5 | BTAP1980TO2010 | Hospital | NaturalGas | Natural Gas | CAN_QC_Montreal-Trudeau.Intl.AP.716270_CWEC2016.epw | parametric |  | NECB_Default | NECB_Default | NECB_Default | NECB_Default | NECB_Default | NECB_Default | NECB_Default | NECB_Default | NECB_Default | NECB_Default | NECB_Default | NECB_Default | NECB_Default | NECB_Default | NECB_Default | NECB_Default | NECB_Default | NECB_Default | NECB_Default | NECB_Default | NECB_Default | NECB_Default | NECB_Default | NECB_Default | NECB_Default | NECB_Default | NECB_Default | NECB_Default | NECB_Default | NECB_Default | NECB_Default | NECB_Default | NECB_Default | NECB_Default | NECB_Default | NECB_Default | NECB_Default | NECB_Default | NECB_Default | NECB_Default | NECB_Default | NECB_Default | NECB_Default | NECB_Default | NECB_Default | aws_batch | 834599497928 | btap_private_cli |  | TRUE | TRUE |  |  | 210.1831 | 30.7693 | 265.1431 | 473.9053 | 22436.08 | 9006.9497 | 15.5 | Hospital |  |  | 0 | Hospital | 5 |  | 6 | BTAP1980TO2010 | 0.10131 | 88900.7399 | 0.28772 | 27.4346 | 66.7324 | 1.717 | 280.9479 | 184.7762 | MONTREAL | QUEBEC | 0.24587 | 71.7338 | 0 | 71.9796 | 15.6591 | 18.7901 | 0 | 34.4492 | 0 | 0.063073 | 0 | 0 | 0.63269 | 0.1892 | 0 | 1.3402 | 0.11866 | 0.2599 | 1.4521 | 0.0016919 | 2.0848 | 0.11192 | 55.8731 | 215.6273 | 15.5 | 0.678 |  | 0.459 |  |  |  | 0.267 | 0.426 | 2.95 |  | 0 | Montreal-Trudeau Intl AP | CAN | 323 | 4090 | 45.471 | -73.741 | 6 | 4400 | QC | CAN_QC_Montreal-Trudeau.Intl.AP.716270_CWEC2016.epw | 2.0848 | 30.7693 | 210.1831 | 20.4543 | 20.9188 | TRUE | FALSE | FALSE | FALSE | 13.8153 | 13.663 | 0 | 0 | 0 | 0 | 2511.12 | 1801.7314 | 26.7946 | 0.014872 | 9793.44 | 0.00016892 | 2.0848 | 1757.83 | 1755.33 | 54.33 | 54.33 |  | https://s3.console.aws.amazon.com/s3/buckets/834599497928?region=ca-central-1&prefix=phylroy.lopez/reference/reference/output/cfd9b912-9015-4a38-a2ee-41a3953807b5/ | 1.0.002
1134 |  | TRUE | 1549 | 0 | 0 | 2031.9066 |  |  |  | 0.1 | 2021-09-22 20:41:51 +0000 | 438c2ebff | 0.2.14 | :adv_dx_units: NECB_Default :airloop_economizer_type: NECB_Default :algorithm_type: parametric :analysis_id: reference :analysis_name: reference :boiler_eff: NECB_Default :btap_batch_version: 1.0.002 :building_type: Hospital :chiller_type: NECB_Default :compute_environment: aws_batch :datapoint_id: 31619925-9453-4f7f-8797-ed96134a81dc :daylighting_type: NECB_Default :dcv_type: NECB_Default :door_construction_cond: NECB_Default :ecm_system_name: NECB_Default :electrical_loads_scale: NECB_Default :enable_costing: true :epw_file: CAN_AB_Calgary.Intl.AP.718770_CWEC2016.epw :erv_package: NECB_Default :ext_floor_cond: NECB_Default :ext_roof_cond: NECB_Default :ext_wall_cond: NECB_Default :fdwr_set: NECB_Default :fixed_wind_solar_trans: NECB_Default :fixed_window_cond: NECB_Default :furnace_eff: NECB_Default :glass_door_cond: NECB_Default :glass_door_solar_trans: NECB_Default :ground_floor_cond: NECB_Default :ground_roof_cond: NECB_Default :ground_wall_cond: NECB_Default :image_name: btap_private_cli :infiltration_scale: NECB_Default :lights_scale: NECB_Default :lights_type: NECB_Default :nv_delta_temp_in_out: NECB_Default :nv_opening_fraction: NECB_Default :nv_temp_out_min: NECB_Default :nv_type: NECB_Default :oa_scale: NECB_Default :occupancy_loads_scale: NECB_Default :output_meters: [] :output_variables: [] :overhead_door_cond: NECB_Default :primary_heating_fuel: Electricity :pv_ground_azimuth_angle: NECB_Default :pv_ground_module_description: NECB_Default :pv_ground_tilt_angle: NECB_Default :pv_ground_total_area_pv_panels_m2: NECB_Default :pv_ground_type: NECB_Default :rotation_degrees: NECB_Default :run_annual_simulation: true :s3_bucket: '834599497928' :scale_x: NECB_Default :scale_y: NECB_Default :scale_z: NECB_Default :shw_eff: NECB_Default :skylight_cond: NECB_Default :skylight_solar_trans: NECB_Default :srr_set: NECB_Default :template: BTAP1980TO2010 | reference | reference | 31619925-9453-4f7f-8797-ed96134a81dc | BTAP1980TO2010 | Hospital | Electricity | Electricity | CAN_AB_Calgary.Intl.AP.718770_CWEC2016.epw | parametric |  | NECB_Default | NECB_Default | NECB_Default | NECB_Default | NECB_Default | NECB_Default | NECB_Default | NECB_Default | NECB_Default | NECB_Default | NECB_Default | NECB_Default | NECB_Default | NECB_Default | NECB_Default | NECB_Default | NECB_Default | NECB_Default | NECB_Default | NECB_Default | NECB_Default | NECB_Default | NECB_Default | NECB_Default | NECB_Default | NECB_Default | NECB_Default | NECB_Default | NECB_Default | NECB_Default | NECB_Default | NECB_Default | NECB_Default | NECB_Default | NECB_Default | NECB_Default | NECB_Default | NECB_Default | NECB_Default | NECB_Default | NECB_Default | NECB_Default | NECB_Default | NECB_Default | NECB_Default | aws_batch | 834599497928 | btap_private_cli |  | TRUE | TRUE |  |  | 138.6986 | 19.9327 | 243.1565 | 329.3644 | 22436.08 | 9006.9497 | 15.5 | Hospital |  |  | 0 | Hospital | 5 |  | 6 | BTAP1980TO2010 | 0.10131 | 88900.7399 | 0.29819 | 12.0882 | 69.9163 | 5.4096 | 289.575 | 201.8627 | CALGARY | ALBERTA | 343.3042 | 0 | 0 | 343.3042 | 32.5381 | 0 | 0 | 32.5381 | 0 | 0.022706 | 0 | 0 | 1.5643 | 0.1941 | 0 | 0.87536 | 0.11866 | 0.2599 | 0 | 0.0011263 | 1.5643 | 0.092412 | 166.9691 | 0 | 15.5 | 0.678 |  | 0.425 |  |  |  | 0.227 | 0.346 | 2.95 |  | 0 | Calgary Intl AP | CAN | 64 | 4781 | 51.114 | -114.02 | 7a | 5000 | AB | CAN_AB_Calgary.Intl.AP.718770_CWEC2016.epw | 1.5643 | 19.9327 | 138.6986 | 18.466 | 19.7601 | TRUE | FALSE | FALSE | FALSE | 13.4717 | 14.3872 | 0 | 5.6727 | 0.0030654 | 2073.36 | 0 | 1850.5567 | 26.7946 | 0.014479 | 9793.44 | 6.1508e-05 | 1.5643 | 1119.83 | 1119 | 33.33 | 33.17 |  | https://s3.console.aws.amazon.com/s3/buckets/834599497928?region=ca-central-1&prefix=phylroy.lopez/reference/reference/output/31619925-9453-4f7f-8797-ed96134a81dc/ | 1.0.002
1135 |  | TRUE | 1543 | 0 | 0 | 2031.5241 |  |  |  | 0.1 | 2021-09-22 20:41:49 +0000 | 438c2ebff | 0.2.14 | :adv_dx_units: NECB_Default :airloop_economizer_type: NECB_Default :algorithm_type: parametric :analysis_id: reference :analysis_name: reference :boiler_eff: NECB_Default :btap_batch_version: 1.0.002 :building_type: Hospital :chiller_type: NECB_Default :compute_environment: aws_batch :datapoint_id: d7289bd1-4ac1-4091-98d1-20015d7939a7 :daylighting_type: NECB_Default :dcv_type: NECB_Default :door_construction_cond: NECB_Default :ecm_system_name: NECB_Default :electrical_loads_scale: NECB_Default :enable_costing: true :epw_file: CAN_AB_Calgary.Intl.AP.718770_CWEC2016.epw :erv_package: NECB_Default :ext_floor_cond: NECB_Default :ext_roof_cond: NECB_Default :ext_wall_cond: NECB_Default :fdwr_set: NECB_Default :fixed_wind_solar_trans: NECB_Default :fixed_window_cond: NECB_Default :furnace_eff: NECB_Default :glass_door_cond: NECB_Default :glass_door_solar_trans: NECB_Default :ground_floor_cond: NECB_Default :ground_roof_cond: NECB_Default :ground_wall_cond: NECB_Default :image_name: btap_private_cli :infiltration_scale: NECB_Default :lights_scale: NECB_Default :lights_type: NECB_Default :nv_delta_temp_in_out: NECB_Default :nv_opening_fraction: NECB_Default :nv_temp_out_min: NECB_Default :nv_type: NECB_Default :oa_scale: NECB_Default :occupancy_loads_scale: NECB_Default :output_meters: [] :output_variables: [] :overhead_door_cond: NECB_Default :primary_heating_fuel: NaturalGas :pv_ground_azimuth_angle: NECB_Default :pv_ground_module_description: NECB_Default :pv_ground_tilt_angle: NECB_Default :pv_ground_total_area_pv_panels_m2: NECB_Default :pv_ground_type: NECB_Default :rotation_degrees: NECB_Default :run_annual_simulation: true :s3_bucket: '834599497928' :scale_x: NECB_Default :scale_y: NECB_Default :scale_z: NECB_Default :shw_eff: NECB_Default :skylight_cond: NECB_Default :skylight_solar_trans: NECB_Default :srr_set: NECB_Default :template: BTAP1980TO2010 | reference | reference | d7289bd1-4ac1-4091-98d1-20015d7939a7 | BTAP1980TO2010 | Hospital | NaturalGas | Natural Gas | CAN_AB_Calgary.Intl.AP.718770_CWEC2016.epw | parametric |  | NECB_Default | NECB_Default | NECB_Default | NECB_Default | NECB_Default | NECB_Default | NECB_Default | NECB_Default | NECB_Default | NECB_Default | NECB_Default | NECB_Default | NECB_Default | NECB_Default | NECB_Default | NECB_Default | NECB_Default | NECB_Default | NECB_Default | NECB_Default | NECB_Default | NECB_Default | NECB_Default | NECB_Default | NECB_Default | NECB_Default | NECB_Default | NECB_Default | NECB_Default | NECB_Default | NECB_Default | NECB_Default | NECB_Default | NECB_Default | NECB_Default | NECB_Default | NECB_Default | NECB_Default | NECB_Default | NECB_Default | NECB_Default | NECB_Default | NECB_Default | NECB_Default | NECB_Default | aws_batch | 834599497928 | btap_private_cli |  | TRUE | TRUE |  |  | 182.014 | 19.9327 | 242.9409 | 440.0134 | 22436.08 | 9006.9497 | 15.5 | Hospital |  |  | 0 | Hospital | 5 |  | 6 | BTAP1980TO2010 | 0.10131 | 88900.7399 | 0.29819 | 23.6283 | 69.9163 | 1.744 | 271.3541 | 175.7672 | CALGARY | ALBERTA | 130.979 | 68.9226 | 0 | 199.9016 | 12.4141 | 4.917 | 0 | 17.3311 | 0 | 0.022689 | 0 | 0 | 0.59683 | 0.19427 | 0 | 1.2482 | 0.11866 | 0.2599 | 1.3658 | 0.0012516 | 1.9627 | 0.11768 | 45.0786 | 186.7819 | 15.5 | 0.678 |  | 0.425 |  |  |  | 0.227 | 0.346 | 2.95 |  | 0 | Calgary Intl AP | CAN | 64 | 4781 | 51.114 | -114.02 | 7a | 5000 | AB | CAN_AB_Calgary.Intl.AP.718770_CWEC2016.epw | 1.9627 | 19.9327 | 182.014 | 18.466 | 19.7601 | TRUE | FALSE | FALSE | FALSE | 13.4717 | 14.3872 | 0 | 0 | 0 | 0 | 2640.32 | 1850.5567 | 26.7946 | 0.014479 | 9793.44 | 6.1508e-05 | 1.9627 | 1114.17 | 1113.33 | 27 | 26.33 |  | https://s3.console.aws.amazon.com/s3/buckets/834599497928?region=ca-central-1&prefix=phylroy.lopez/reference/reference/output/d7289bd1-4ac1-4091-98d1-20015d7939a7/ | 1.0.002
1136 |  | TRUE | 1592 | 0 | 0 | 2033.7047 |  |  |  | 0.1 | 2021-09-22 20:41:14 +0000 | 438c2ebff | 0.2.14 | :adv_dx_units: NECB_Default :airloop_economizer_type: NECB_Default :algorithm_type: parametric :analysis_id: reference :analysis_name: reference :boiler_eff: NECB_Default :btap_batch_version: 1.0.002 :building_type: Hospital :chiller_type: NECB_Default :compute_environment: aws_batch :datapoint_id: d4006ef9-56e5-4597-98ed-dc0c81b4fb47 :daylighting_type: NECB_Default :dcv_type: NECB_Default :door_construction_cond: NECB_Default :ecm_system_name: NECB_Default :electrical_loads_scale: NECB_Default :enable_costing: true :epw_file: CAN_BC_Vancouver.Intl.AP.718920_CWEC2016.epw :erv_package: NECB_Default :ext_floor_cond: NECB_Default :ext_roof_cond: NECB_Default :ext_wall_cond: NECB_Default :fdwr_set: NECB_Default :fixed_wind_solar_trans: NECB_Default :fixed_window_cond: NECB_Default :furnace_eff: NECB_Default :glass_door_cond: NECB_Default :glass_door_solar_trans: NECB_Default :ground_floor_cond: NECB_Default :ground_roof_cond: NECB_Default :ground_wall_cond: NECB_Default :image_name: btap_private_cli :infiltration_scale: NECB_Default :lights_scale: NECB_Default :lights_type: NECB_Default :nv_delta_temp_in_out: NECB_Default :nv_opening_fraction: NECB_Default :nv_temp_out_min: NECB_Default :nv_type: NECB_Default :oa_scale: NECB_Default :occupancy_loads_scale: NECB_Default :output_meters: [] :output_variables: [] :overhead_door_cond: NECB_Default :primary_heating_fuel: Electricity :pv_ground_azimuth_angle: NECB_Default :pv_ground_module_description: NECB_Default :pv_ground_tilt_angle: NECB_Default :pv_ground_total_area_pv_panels_m2: NECB_Default :pv_ground_type: NECB_Default :rotation_degrees: NECB_Default :run_annual_simulation: true :s3_bucket: '834599497928' :scale_x: NECB_Default :scale_y: NECB_Default :scale_z: NECB_Default :shw_eff: NECB_Default :skylight_cond: NECB_Default :skylight_solar_trans: NECB_Default :srr_set: NECB_Default :template: BTAP1980TO2010 | reference | reference | d4006ef9-56e5-4597-98ed-dc0c81b4fb47 | BTAP1980TO2010 | Hospital | Electricity | Electricity | CAN_BC_Vancouver.Intl.AP.718920_CWEC2016.epw | parametric |  | NECB_Default | NECB_Default | NECB_Default | NECB_Default | NECB_Default | NECB_Default | NECB_Default | NECB_Default | NECB_Default | NECB_Default | NECB_Default | NECB_Default | NECB_Default | NECB_Default | NECB_Default | NECB_Default | NECB_Default | NECB_Default | NECB_Default | NECB_Default | NECB_Default | NECB_Default | NECB_Default | NECB_Default | NECB_Default | NECB_Default | NECB_Default | NECB_Default | NECB_Default | NECB_Default | NECB_Default | NECB_Default | NECB_Default | NECB_Default | NECB_Default | NECB_Default | NECB_Default | NECB_Default | NECB_Default | NECB_Default | NECB_Default | NECB_Default | NECB_Default | NECB_Default | NECB_Default | aws_batch | 834599497928 | btap_private_cli |  | TRUE | TRUE |  |  | 72.1025 | 14.37 | 156.9929 | 235.2279 | 22436.08 | 9006.9497 | 15.5 | Hospital |  |  | 0 | Hospital | 5 |  | 6 | BTAP1980TO2010 | 0.10131 | 88900.7399 | 0.31402 | 9.8455 | 65.066 | 5.4036 | 266.5725 | 185.9434 | VANCOUVER | BRITISH COLUMBIA | 3.4728 | 0 | 0 | 3.4728 | 34.6794 | 0 | 0 | 34.6794 | 0 | 0.018275 | 0 | 0 | 1.2254 | 0.17972 | 0 | 0.56517 | 0.11866 | 0.2599 | 0 | 0.0011326 | 1.2254 | 0.082517 | 97.1257 | 0 | 15.5 | 0.678 |  | 0.606 |  |  |  | 0.363 | 0.568 | 4.09 |  | 0 | Vancouver Intl AP | CAN | 42 | 2797 | 49.195 | -123.184 | 4 | 2800 | BC | CAN_BC_Vancouver.Intl.AP.718920_CWEC2016.epw | 1.2254 | 14.37 | 72.1025 | 18.7216 | 23.1614 | TRUE | FALSE | FALSE | FALSE | 11.9573 | 8.6622 | 0 | 5.0653 | 0.0029364 | 1851.35 | 0 | 1725.0111 | 26.7946 | 0.015533 | 9793.44 | 4.1451e-05 | 1.2254 | 675.5 | 672.83 | 14.17 | 14.17 |  | https://s3.console.aws.amazon.com/s3/buckets/834599497928?region=ca-central-1&prefix=phylroy.lopez/reference/reference/output/d4006ef9-56e5-4597-98ed-dc0c81b4fb47/ | 1.0.002
1137 |  | TRUE | 1533 | 1 | 0 | 2032.5285 |  |  |  | 0.1 | 2021-09-22 20:41:13 +0000 | 438c2ebff | 0.2.14 | :adv_dx_units: NECB_Default :airloop_economizer_type: NECB_Default :algorithm_type: parametric :analysis_id: reference :analysis_name: reference :boiler_eff: NECB_Default :btap_batch_version: 1.0.002 :building_type: Hospital :chiller_type: NECB_Default :compute_environment: aws_batch :datapoint_id: 213bab49-9f87-464f-87aa-17790cb1c690 :daylighting_type: NECB_Default :dcv_type: NECB_Default :door_construction_cond: NECB_Default :ecm_system_name: NECB_Default :electrical_loads_scale: NECB_Default :enable_costing: true :epw_file: CAN_ON_Toronto.Pearson.Intl.AP.716240_CWEC2016.epw :erv_package: NECB_Default :ext_floor_cond: NECB_Default :ext_roof_cond: NECB_Default :ext_wall_cond: NECB_Default :fdwr_set: NECB_Default :fixed_wind_solar_trans: NECB_Default :fixed_window_cond: NECB_Default :furnace_eff: NECB_Default :glass_door_cond: NECB_Default :glass_door_solar_trans: NECB_Default :ground_floor_cond: NECB_Default :ground_roof_cond: NECB_Default :ground_wall_cond: NECB_Default :image_name: btap_private_cli :infiltration_scale: NECB_Default :lights_scale: NECB_Default :lights_type: NECB_Default :nv_delta_temp_in_out: NECB_Default :nv_opening_fraction: NECB_Default :nv_temp_out_min: NECB_Default :nv_type: NECB_Default :oa_scale: NECB_Default :occupancy_loads_scale: NECB_Default :output_meters: [] :output_variables: [] :overhead_door_cond: NECB_Default :primary_heating_fuel: NaturalGas :pv_ground_azimuth_angle: NECB_Default :pv_ground_module_description: NECB_Default :pv_ground_tilt_angle: NECB_Default :pv_ground_total_area_pv_panels_m2: NECB_Default :pv_ground_type: NECB_Default :rotation_degrees: NECB_Default :run_annual_simulation: true :s3_bucket: '834599497928' :scale_x: NECB_Default :scale_y: NECB_Default :scale_z: NECB_Default :shw_eff: NECB_Default :skylight_cond: NECB_Default :skylight_solar_trans: NECB_Default :srr_set: NECB_Default :template: BTAP1980TO2010 | reference | reference | 213bab49-9f87-464f-87aa-17790cb1c690 | BTAP1980TO2010 | Hospital | NaturalGas | Natural Gas | CAN_ON_Toronto.Pearson.Intl.AP.716240_CWEC2016.epw | parametric |  | NECB_Default | NECB_Default | NECB_Default | NECB_Default | NECB_Default | NECB_Default | NECB_Default | NECB_Default | NECB_Default | NECB_Default | NECB_Default | NECB_Default | NECB_Default | NECB_Default | NECB_Default | NECB_Default | NECB_Default | NECB_Default | NECB_Default | NECB_Default | NECB_Default | NECB_Default | NECB_Default | NECB_Default | NECB_Default | NECB_Default | NECB_Default | NECB_Default | NECB_Default | NECB_Default | NECB_Default | NECB_Default | NECB_Default | NECB_Default | NECB_Default | NECB_Default | NECB_Default | NECB_Default | NECB_Default | NECB_Default | NECB_Default | NECB_Default | NECB_Default | NECB_Default | NECB_Default | aws_batch | 834599497928 | btap_private_cli |  | TRUE | TRUE |  |  | 197.7526 | 32.1354 | 229.6004 | 427.8857 | 22436.08 | 9006.9497 | 15.5 | Hospital |  |  | 0 | Hospital | 5 |  | 6 | BTAP1980TO2010 | 0.10131 | 88900.7399 | 0.34257 | 31.7833 | 73.3071 | 1.7722 | 303.8007 | 196.5954 | TORONTO | ONTARIO | 3.5681 | 63.094 | 0 | 66.6621 | 28.5876 | 11.1329 | 0 | 39.7205 | 0 | 0.068112 | 0 | 0 | 0.64242 | 0.19384 | 0 | 1.168 | 0.11866 | 0.2599 | 1.2767 | 0.0017267 | 1.9191 | 0.10868 | 57.4449 | 204.3494 | 15.5 | 0.678 |  | 0.547 |  |  |  | 0.296 | 0.682 | 3.35 |  | 0 | Toronto Pearson Intl AP | CAN | 382 | 3615 | 43.677 | -79.631 | 5 | 3890 | ON | CAN_ON_Toronto.Pearson.Intl.AP.716240_CWEC2016.epw | 1.9191 | 32.1354 | 197.7526 | 21.2558 | 19.8452 | TRUE | FALSE | FALSE | FALSE | 13.8387 | 8.4218 | 0 | 0 | 0 | 0 | 2438.37 | 1854.7394 | 26.7946 | 0.014447 | 9793.44 | 0.0001823 | 1.9191 | 2033.17 | 2031.83 | 10.5 | 10.5 |  | https://s3.console.aws.amazon.com/s3/buckets/834599497928?region=ca-central-1&prefix=phylroy.lopez/reference/reference/output/213bab49-9f87-464f-87aa-17790cb1c690/ | 1.0.002
1138 |  | TRUE | 1728 | 0 | 0 | 2032.5124 |  |  |  | 0.1 | 2021-09-22 20:40:03 +0000 | 438c2ebff | 0.2.14 | :adv_dx_units: NECB_Default :airloop_economizer_type: NECB_Default :algorithm_type: parametric :analysis_id: reference :analysis_name: reference :boiler_eff: NECB_Default :btap_batch_version: 1.0.002 :building_type: Hospital :chiller_type: NECB_Default :compute_environment: aws_batch :datapoint_id: f1c0077e-d3cf-473f-ade1-271293e2f5c2 :daylighting_type: NECB_Default :dcv_type: NECB_Default :door_construction_cond: NECB_Default :ecm_system_name: NECB_Default :electrical_loads_scale: NECB_Default :enable_costing: true :epw_file: CAN_BC_Vancouver.Intl.AP.718920_CWEC2016.epw :erv_package: NECB_Default :ext_floor_cond: NECB_Default :ext_roof_cond: NECB_Default :ext_wall_cond: NECB_Default :fdwr_set: NECB_Default :fixed_wind_solar_trans: NECB_Default :fixed_window_cond: NECB_Default :furnace_eff: NECB_Default :glass_door_cond: NECB_Default :glass_door_solar_trans: NECB_Default :ground_floor_cond: NECB_Default :ground_roof_cond: NECB_Default :ground_wall_cond: NECB_Default :image_name: btap_private_cli :infiltration_scale: NECB_Default :lights_scale: NECB_Default :lights_type: NECB_Default :nv_delta_temp_in_out: NECB_Default :nv_opening_fraction: NECB_Default :nv_temp_out_min: NECB_Default :nv_type: NECB_Default :oa_scale: NECB_Default :occupancy_loads_scale: NECB_Default :output_meters: [] :output_variables: [] :overhead_door_cond: NECB_Default :primary_heating_fuel: Electricity :pv_ground_azimuth_angle: NECB_Default :pv_ground_module_description: NECB_Default :pv_ground_tilt_angle: NECB_Default :pv_ground_total_area_pv_panels_m2: NECB_Default :pv_ground_type: NECB_Default :rotation_degrees: NECB_Default :run_annual_simulation: true :s3_bucket: '834599497928' :scale_x: NECB_Default :scale_y: NECB_Default :scale_z: NECB_Default :shw_eff: NECB_Default :skylight_cond: NECB_Default :skylight_solar_trans: NECB_Default :srr_set: NECB_Default :template: NECB2011 | reference | reference | f1c0077e-d3cf-473f-ade1-271293e2f5c2 | NECB2011 | Hospital | Electricity | Electricity | CAN_BC_Vancouver.Intl.AP.718920_CWEC2016.epw | parametric |  | NECB_Default | NECB_Default | NECB_Default | NECB_Default | NECB_Default | NECB_Default | NECB_Default | NECB_Default | NECB_Default | NECB_Default | NECB_Default | NECB_Default | NECB_Default | NECB_Default | NECB_Default | NECB_Default | NECB_Default | NECB_Default | NECB_Default | NECB_Default | NECB_Default | NECB_Default | NECB_Default | NECB_Default | NECB_Default | NECB_Default | NECB_Default | NECB_Default | NECB_Default | NECB_Default | NECB_Default | NECB_Default | NECB_Default | NECB_Default | NECB_Default | NECB_Default | NECB_Default | NECB_Default | NECB_Default | NECB_Default | NECB_Default | NECB_Default | NECB_Default | NECB_Default | NECB_Default | aws_batch | 834599497928 | btap_private_cli |  | TRUE | TRUE |  |  | 75.3238 | 15.8499 | 136.3247 | 213.1411 | 22436.08 | 9006.9497 | 40 | Hospital |  |  | 5 | Hospital | 5 |  | 6 | NECB2011 | 0.10131 | 88900.7399 | 44.8985 | 9.8907 | 65.066 | 5.4036 | 348.7665 | 223.5077 | VANCOUVER | BRITISH COLUMBIA | 3.2475 | 0 | 0 | 3.2475 | 32.4296 | 0 | 0 | 32.4296 | 0 | 0.023847 | 0 | 0 | 1.1459 | 0.16846 | 0 | 0.49077 | 0.11866 | 0.25981 | 0 | 0.0017182 | 1.1459 | 0.082517 | 99.5629 | 0 | 40 | 0.757 |  | 0.568 |  |  |  | 0.227 | 0.315 | 2.4 | 2.4 | 5 | Vancouver Intl AP | CAN | 42 | 2797 | 49.195 | -123.184 | 4 | 2800 | BC | CAN_BC_Vancouver.Intl.AP.718920_CWEC2016.epw | 1.1459 | 15.8499 | 75.3238 | 18.7216 | 23.1614 | TRUE | FALSE | FALSE | FALSE | 11.9573 | 8.6622 | 0 | 5.0653 | 0.0034611 | 1851.35 | 0 | 1463.4616 | 26.7946 | 0.018309 | 9793.44 | 0.00014396 | 1.1459 | 138.67 | 132.33 | 9.33 | 9.33 |  | https://s3.console.aws.amazon.com/s3/buckets/834599497928?region=ca-central-1&prefix=phylroy.lopez/reference/reference/output/f1c0077e-d3cf-473f-ade1-271293e2f5c2/ | 1.0.002
1139 |  | TRUE | 1554 | 2 | 0 | 2035.8881 |  |  |  | 0.1 | 2021-09-22 20:41:07 +0000 | 438c2ebff | 0.2.14 | :adv_dx_units: NECB_Default :airloop_economizer_type: NECB_Default :algorithm_type: parametric :analysis_id: reference :analysis_name: reference :boiler_eff: NECB_Default :btap_batch_version: 1.0.002 :building_type: Hospital :chiller_type: NECB_Default :compute_environment: aws_batch :datapoint_id: dfe26aa8-1dcd-48ac-91e0-0273f6098140 :daylighting_type: NECB_Default :dcv_type: NECB_Default :door_construction_cond: NECB_Default :ecm_system_name: NECB_Default :electrical_loads_scale: NECB_Default :enable_costing: true :epw_file: CAN_NS_Halifax.Dockyard.713280_CWEC2016.epw :erv_package: NECB_Default :ext_floor_cond: NECB_Default :ext_roof_cond: NECB_Default :ext_wall_cond: NECB_Default :fdwr_set: NECB_Default :fixed_wind_solar_trans: NECB_Default :fixed_window_cond: NECB_Default :furnace_eff: NECB_Default :glass_door_cond: NECB_Default :glass_door_solar_trans: NECB_Default :ground_floor_cond: NECB_Default :ground_roof_cond: NECB_Default :ground_wall_cond: NECB_Default :image_name: btap_private_cli :infiltration_scale: NECB_Default :lights_scale: NECB_Default :lights_type: NECB_Default :nv_delta_temp_in_out: NECB_Default :nv_opening_fraction: NECB_Default :nv_temp_out_min: NECB_Default :nv_type: NECB_Default :oa_scale: NECB_Default :occupancy_loads_scale: NECB_Default :output_meters: [] :output_variables: [] :overhead_door_cond: NECB_Default :primary_heating_fuel: NaturalGas :pv_ground_azimuth_angle: NECB_Default :pv_ground_module_description: NECB_Default :pv_ground_tilt_angle: NECB_Default :pv_ground_total_area_pv_panels_m2: NECB_Default :pv_ground_type: NECB_Default :rotation_degrees: NECB_Default :run_annual_simulation: true :s3_bucket: '834599497928' :scale_x: NECB_Default :scale_y: NECB_Default :scale_z: NECB_Default :shw_eff: NECB_Default :skylight_cond: NECB_Default :skylight_solar_trans: NECB_Default :srr_set: NECB_Default :template: BTAPPRE1980 | reference | reference | dfe26aa8-1dcd-48ac-91e0-0273f6098140 | BTAPPRE1980 | Hospital | NaturalGas | Natural Gas | CAN_NS_Halifax.Dockyard.713280_CWEC2016.epw | parametric |  | NECB_Default | NECB_Default | NECB_Default | NECB_Default | NECB_Default | NECB_Default | NECB_Default | NECB_Default | NECB_Default | NECB_Default | NECB_Default | NECB_Default | NECB_Default | NECB_Default | NECB_Default | NECB_Default | NECB_Default | NECB_Default | NECB_Default | NECB_Default | NECB_Default | NECB_Default | NECB_Default | NECB_Default | NECB_Default | NECB_Default | NECB_Default | NECB_Default | NECB_Default | NECB_Default | NECB_Default | NECB_Default | NECB_Default | NECB_Default | NECB_Default | NECB_Default | NECB_Default | NECB_Default | NECB_Default | NECB_Default | NECB_Default | NECB_Default | NECB_Default | NECB_Default | NECB_Default | aws_batch | 834599497928 | btap_private_cli |  | TRUE | TRUE |  |  | 167.9103 | 16.7214 | 224.7048 | 408.8738 | 22436.08 | 9006.9497 | 15.5 | Hospital |  |  | 0 | Hospital | 5 |  | 6 | BTAPPRE1980 | 0.10131 | 88900.7399 | 0.29024 | 24.3888 | 70.8806 | 1.722 | 266.5705 | 169.2888 | HALIFAX | NOVA SCOTIA | 119.777 | 62.6936 | 0 | 182.4706 | 23.4905 | 15.8245 | 0 | 39.315 | 0 | 0.026576 | 0 | 0 | 0.59066 | 0.18416 | 0 | 1.1494 | 0.11866 | 0.2599 | 1.2599 | 0.001301 | 1.8506 | 0.11047 | 41.3862 | 174.8973 | 15.5 | 0.678 |  | 0.678 |  |  |  | 0.267 | 0.823 | 2.95 |  | 0 | Halifax Dockyard | CAN | 112 | 3647 | 44.655 | -63.577 | 6 | 4000 | NS | CAN_NS_Halifax.Dockyard.713280_CWEC2016.epw | 1.8506 | 16.7214 | 167.9103 | 19.8928 | 20.9419 | TRUE | FALSE | FALSE | FALSE | 9.3075 | 7.4588 | 0 | 0 | 0 | 0 | 2478.54 | 1832.421 | 26.7946 | 0.014623 | 9793.44 | 6.5074e-05 | 1.8506 | 1186.33 | 1183.67 | 9.5 | 9.5 |  | https://s3.console.aws.amazon.com/s3/buckets/834599497928?region=ca-central-1&prefix=phylroy.lopez/reference/reference/output/dfe26aa8-1dcd-48ac-91e0-0273f6098140/ | 1.0.002
1140 |  | TRUE | 1865 | 0 | 0 | 2021.4159 |  |  |  | 0.1 | 2021-09-22 20:40:29 +0000 | 438c2ebff | 0.2.14 | :adv_dx_units: NECB_Default :airloop_economizer_type: NECB_Default :algorithm_type: parametric :analysis_id: reference :analysis_name: reference :boiler_eff: NECB_Default :btap_batch_version: 1.0.002 :building_type: Hospital :chiller_type: NECB_Default :compute_environment: aws_batch :datapoint_id: 19c48ecd-19a4-406e-996d-3be0fb9c5ac0 :daylighting_type: NECB_Default :dcv_type: NECB_Default :door_construction_cond: NECB_Default :ecm_system_name: NECB_Default :electrical_loads_scale: NECB_Default :enable_costing: true :epw_file: CAN_YT_Whitehorse.Intl.AP.719640_CWEC2016.epw :erv_package: NECB_Default :ext_floor_cond: NECB_Default :ext_roof_cond: NECB_Default :ext_wall_cond: NECB_Default :fdwr_set: NECB_Default :fixed_wind_solar_trans: NECB_Default :fixed_window_cond: NECB_Default :furnace_eff: NECB_Default :glass_door_cond: NECB_Default :glass_door_solar_trans: NECB_Default :ground_floor_cond: NECB_Default :ground_roof_cond: NECB_Default :ground_wall_cond: NECB_Default :image_name: btap_private_cli :infiltration_scale: NECB_Default :lights_scale: NECB_Default :lights_type: NECB_Default :nv_delta_temp_in_out: NECB_Default :nv_opening_fraction: NECB_Default :nv_temp_out_min: NECB_Default :nv_type: NECB_Default :oa_scale: NECB_Default :occupancy_loads_scale: NECB_Default :output_meters: [] :output_variables: [] :overhead_door_cond: NECB_Default :primary_heating_fuel: NaturalGas :pv_ground_azimuth_angle: NECB_Default :pv_ground_module_description: NECB_Default :pv_ground_tilt_angle: NECB_Default :pv_ground_total_area_pv_panels_m2: NECB_Default :pv_ground_type: NECB_Default :rotation_degrees: NECB_Default :run_annual_simulation: true :s3_bucket: '834599497928' :scale_x: NECB_Default :scale_y: NECB_Default :scale_z: NECB_Default :shw_eff: NECB_Default :skylight_cond: NECB_Default :skylight_solar_trans: NECB_Default :srr_set: NECB_Default :template: NECB2017 | reference | reference | 19c48ecd-19a4-406e-996d-3be0fb9c5ac0 | NECB2017 | Hospital | NaturalGas | Natural Gas | CAN_YT_Whitehorse.Intl.AP.719640_CWEC2016.epw | parametric |  | NECB_Default | NECB_Default | NECB_Default | NECB_Default | NECB_Default | NECB_Default | NECB_Default | NECB_Default | NECB_Default | NECB_Default | NECB_Default | NECB_Default | NECB_Default | NECB_Default | NECB_Default | NECB_Default | NECB_Default | NECB_Default | NECB_Default | NECB_Default | NECB_Default | NECB_Default | NECB_Default | NECB_Default | NECB_Default | NECB_Default | NECB_Default | NECB_Default | NECB_Default | NECB_Default | NECB_Default | NECB_Default | NECB_Default | NECB_Default | NECB_Default | NECB_Default | NECB_Default | NECB_Default | NECB_Default | NECB_Default | NECB_Default | NECB_Default | NECB_Default | NECB_Default | NECB_Default | aws_batch | 834599497928 | btap_private_cli |  | TRUE | TRUE |  |  | 211.4209 | 11.4964 | 147.1561 | 292.184 | 22436.08 | 9006.9497 | 22.8 | Hospital |  |  | 2 | Hospital | 5 |  | 6 | NECB2017 | 0.10131 | 88900.7399 | 39.1214 | 14.3244 | 64.9642 | 1.6742 | 322.4683 | 202.3842 | WHITEHORSE | YUKON | 8.6656 | 44.1585 | 0 | 52.8242 | 19.8454 | 8.0489 | 0 | 27.8944 | 0 | 0.0088041 | 0 | 0 | 0.55714 | 0.15291 | 0.048607 | 0.76654 | 0.11637 | 0.2277 | 0.88742 | 0.0027286 | 1.4446 | 0.12088 | 35.4187 | 215.2866 | 22.8 | 0.757 |  | 0.284 |  |  |  | 0.138 | 0.21 | 1.9 | 1.9 | 2 | Whitehorse Intl AP | CAN | 5 | 6491 | 60.709 | -135.069 | 7b | 6580 | YT | CAN_YT_Whitehorse.Intl.AP.719640_CWEC2016.epw | 1.4446 | 11.4964 | 211.4209 | 21.7639 | 13.56 | TRUE | FALSE | FALSE | FALSE | 9.3889 | 17.0437 | 0 | 0 | 0 | 0 | 2712.1 | 1456.1401 | 25.2193 | 0.017319 | 9217.64 | 2.8525e-05 | 1.4446 | 49.33 | 41.5 | 76.83 | 76.83 |  | https://s3.console.aws.amazon.com/s3/buckets/834599497928?region=ca-central-1&prefix=phylroy.lopez/reference/reference/output/19c48ecd-19a4-406e-996d-3be0fb9c5ac0/ | 1.0.002
1141 |  | TRUE | 1585 | 0 | 0 | 2090.2974 |  |  |  | 0.1 | 2021-09-22 20:42:24 +0000 | 438c2ebff | 0.2.14 | :adv_dx_units: NECB_Default :airloop_economizer_type: NECB_Default :algorithm_type: parametric :analysis_id: reference :analysis_name: reference :boiler_eff: NECB_Default :btap_batch_version: 1.0.002 :building_type: Hospital :chiller_type: NECB_Default :compute_environment: aws_batch :datapoint_id: 5eaadb1f-fbb3-4f33-b5bf-a4bf103304b6 :daylighting_type: NECB_Default :dcv_type: NECB_Default :door_construction_cond: NECB_Default :ecm_system_name: NECB_Default :electrical_loads_scale: NECB_Default :enable_costing: true :epw_file: CAN_AB_Calgary.Intl.AP.718770_CWEC2016.epw :erv_package: NECB_Default :ext_floor_cond: NECB_Default :ext_roof_cond: NECB_Default :ext_wall_cond: NECB_Default :fdwr_set: NECB_Default :fixed_wind_solar_trans: NECB_Default :fixed_window_cond: NECB_Default :furnace_eff: NECB_Default :glass_door_cond: NECB_Default :glass_door_solar_trans: NECB_Default :ground_floor_cond: NECB_Default :ground_roof_cond: NECB_Default :ground_wall_cond: NECB_Default :image_name: btap_private_cli :infiltration_scale: NECB_Default :lights_scale: NECB_Default :lights_type: NECB_Default :nv_delta_temp_in_out: NECB_Default :nv_opening_fraction: NECB_Default :nv_temp_out_min: NECB_Default :nv_type: NECB_Default :oa_scale: NECB_Default :occupancy_loads_scale: NECB_Default :output_meters: [] :output_variables: [] :overhead_door_cond: NECB_Default :primary_heating_fuel: NaturalGas :pv_ground_azimuth_angle: NECB_Default :pv_ground_module_description: NECB_Default :pv_ground_tilt_angle: NECB_Default :pv_ground_total_area_pv_panels_m2: NECB_Default :pv_ground_type: NECB_Default :rotation_degrees: NECB_Default :run_annual_simulation: true :s3_bucket: '834599497928' :scale_x: NECB_Default :scale_y: NECB_Default :scale_z: NECB_Default :shw_eff: NECB_Default :skylight_cond: NECB_Default :skylight_solar_trans: NECB_Default :srr_set: NECB_Default :template: BTAPPRE1980 | reference | reference | 5eaadb1f-fbb3-4f33-b5bf-a4bf103304b6 | BTAPPRE1980 | Hospital | NaturalGas | Natural Gas | CAN_AB_Calgary.Intl.AP.718770_CWEC2016.epw | parametric |  | NECB_Default | NECB_Default | NECB_Default | NECB_Default | NECB_Default | NECB_Default | NECB_Default | NECB_Default | NECB_Default | NECB_Default | NECB_Default | NECB_Default | NECB_Default | NECB_Default | NECB_Default | NECB_Default | NECB_Default | NECB_Default | NECB_Default | NECB_Default | NECB_Default | NECB_Default | NECB_Default | NECB_Default | NECB_Default | NECB_Default | NECB_Default | NECB_Default | NECB_Default | NECB_Default | NECB_Default | NECB_Default | NECB_Default | NECB_Default | NECB_Default | NECB_Default | NECB_Default | NECB_Default | NECB_Default | NECB_Default | NECB_Default | NECB_Default | NECB_Default | NECB_Default | NECB_Default | aws_batch | 834599497928 | btap_private_cli |  | TRUE | TRUE |  |  | 185.028 | 20.2084 | 248.4451 | 448.2768 | 22436.08 | 9006.9497 | 15.5 | Hospital |  |  | 0 | Hospital | 5 |  | 6 | BTAPPRE1980 | 0.10131 | 88900.7399 | 0.29819 | 26.223 | 69.9163 | 1.744 | 277.433 | 179.2515 | CALGARY | ALBERTA | 131.4569 | 70.3137 | 0 | 201.7706 | 12.4594 | 5.0163 | 0 | 17.4756 | 0 | 0.021857 | 0 | 0 | 0.59901 | 0.19727 | 0 | 1.2757 | 0.11866 | 0.2599 | 1.3934 | 0.0012694 | 1.9924 | 0.11768 | 45.4667 | 190.2904 | 15.5 | 0.678 |  | 0.678 |  |  |  | 0.227 | 0.772 | 2.95 |  | 0 | Calgary Intl AP | CAN | 64 | 4781 | 51.114 | -114.02 | 7a | 5000 | AB | CAN_AB_Calgary.Intl.AP.718770_CWEC2016.epw | 1.9924 | 20.2084 | 185.028 | 18.466 | 19.7601 | TRUE | FALSE | FALSE | FALSE | 13.4717 | 14.3872 | 0 | 0 | 0 | 0 | 2640.35 | 1788.4806 | 26.7946 | 0.014982 | 9793.44 | 5.8834e-05 | 1.9924 | 964 | 962.83 | 12.5 | 12 |  | https://s3.console.aws.amazon.com/s3/buckets/834599497928?region=ca-central-1&prefix=phylroy.lopez/reference/reference/output/5eaadb1f-fbb3-4f33-b5bf-a4bf103304b6/ | 1.0.002
1142 |  | TRUE | 1592 | 0 | 0 | 2092.1447 |  |  |  | 0.1 | 2021-09-22 20:41:54 +0000 | 438c2ebff | 0.2.14 | :adv_dx_units: NECB_Default :airloop_economizer_type: NECB_Default :algorithm_type: parametric :analysis_id: reference :analysis_name: reference :boiler_eff: NECB_Default :btap_batch_version: 1.0.002 :building_type: Hospital :chiller_type: NECB_Default :compute_environment: aws_batch :datapoint_id: 8adff46b-deca-4f68-a7eb-46ca19994cf2 :daylighting_type: NECB_Default :dcv_type: NECB_Default :door_construction_cond: NECB_Default :ecm_system_name: NECB_Default :electrical_loads_scale: NECB_Default :enable_costing: true :epw_file: CAN_YT_Whitehorse.Intl.AP.719640_CWEC2016.epw :erv_package: NECB_Default :ext_floor_cond: NECB_Default :ext_roof_cond: NECB_Default :ext_wall_cond: NECB_Default :fdwr_set: NECB_Default :fixed_wind_solar_trans: NECB_Default :fixed_window_cond: NECB_Default :furnace_eff: NECB_Default :glass_door_cond: NECB_Default :glass_door_solar_trans: NECB_Default :ground_floor_cond: NECB_Default :ground_roof_cond: NECB_Default :ground_wall_cond: NECB_Default :image_name: btap_private_cli :infiltration_scale: NECB_Default :lights_scale: NECB_Default :lights_type: NECB_Default :nv_delta_temp_in_out: NECB_Default :nv_opening_fraction: NECB_Default :nv_temp_out_min: NECB_Default :nv_type: NECB_Default :oa_scale: NECB_Default :occupancy_loads_scale: NECB_Default :output_meters: [] :output_variables: [] :overhead_door_cond: NECB_Default :primary_heating_fuel: Electricity :pv_ground_azimuth_angle: NECB_Default :pv_ground_module_description: NECB_Default :pv_ground_tilt_angle: NECB_Default :pv_ground_total_area_pv_panels_m2: NECB_Default :pv_ground_type: NECB_Default :rotation_degrees: NECB_Default :run_annual_simulation: true :s3_bucket: '834599497928' :scale_x: NECB_Default :scale_y: NECB_Default :scale_z: NECB_Default :shw_eff: NECB_Default :skylight_cond: NECB_Default :skylight_solar_trans: NECB_Default :srr_set: NECB_Default :template: BTAPPRE1980 | reference | reference | 8adff46b-deca-4f68-a7eb-46ca19994cf2 | BTAPPRE1980 | Hospital | Electricity | Electricity | CAN_YT_Whitehorse.Intl.AP.719640_CWEC2016.epw | parametric |  | NECB_Default | NECB_Default | NECB_Default | NECB_Default | NECB_Default | NECB_Default | NECB_Default | NECB_Default | NECB_Default | NECB_Default | NECB_Default | NECB_Default | NECB_Default | NECB_Default | NECB_Default | NECB_Default | NECB_Default | NECB_Default | NECB_Default | NECB_Default | NECB_Default | NECB_Default | NECB_Default | NECB_Default | NECB_Default | NECB_Default | NECB_Default | NECB_Default | NECB_Default | NECB_Default | NECB_Default | NECB_Default | NECB_Default | NECB_Default | NECB_Default | NECB_Default | NECB_Default | NECB_Default | NECB_Default | NECB_Default | NECB_Default | NECB_Default | NECB_Default | NECB_Default | NECB_Default | aws_batch | 834599497928 | btap_private_cli |  | TRUE | TRUE |  |  | 174.0233 | 14.161 | 371.6926 | 454.8522 | 22436.08 | 9006.9497 | 15.5 | Hospital |  |  | 0 | Hospital | 5 |  | 6 | BTAPPRE1980 | 0.10131 | 88900.7399 | 0.22353 | 9.845 | 64.9642 | 5.3354 | 274.4899 | 194.1218 | WHITEHORSE | YUKON | 31.3568 | 0 | 0 | 31.3568 | 71.8113 | 0 | 0 | 71.8113 | 0 | 0.0079024 | 0 | 0 | 2.016 | 0.18946 | 0 | 1.3381 | 0.11866 | 0.2599 | 0 | 0.00092485 | 2.016 | 0.10108 | 203.7626 | 0 | 15.5 | 0.678 |  | 0.678 |  |  |  | 0.227 | 0.772 | 2.95 |  | 0 | Whitehorse Intl AP | CAN | 5 | 6491 | 60.709 | -135.069 | 7b | 6580 | YT | CAN_YT_Whitehorse.Intl.AP.719640_CWEC2016.epw | 2.016 | 14.161 | 174.0233 | 21.7639 | 13.56 | TRUE | FALSE | FALSE | FALSE | 9.3897 | 17.0456 | 0 | 6.2051 | 0.0035455 | 2267.95 | 0 | 1750.1232 | 26.7946 | 0.01531 | 9793.44 | 1.3371e-05 | 2.016 | 291.33 | 290.5 | 367.5 | 356.17 |  | https://s3.console.aws.amazon.com/s3/buckets/834599497928?region=ca-central-1&prefix=phylroy.lopez/reference/reference/output/8adff46b-deca-4f68-a7eb-46ca19994cf2/ | 1.0.002
1143 |  | TRUE | 1573 | 0 | 0 | 2091.3129 |  |  |  | 0.1 | 2021-09-22 20:41:56 +0000 | 438c2ebff | 0.2.14 | :adv_dx_units: NECB_Default :airloop_economizer_type: NECB_Default :algorithm_type: parametric :analysis_id: reference :analysis_name: reference :boiler_eff: NECB_Default :btap_batch_version: 1.0.002 :building_type: Hospital :chiller_type: NECB_Default :compute_environment: aws_batch :datapoint_id: 8dbbfde6-8be3-4ed7-abad-2f8c84c21806 :daylighting_type: NECB_Default :dcv_type: NECB_Default :door_construction_cond: NECB_Default :ecm_system_name: NECB_Default :electrical_loads_scale: NECB_Default :enable_costing: true :epw_file: CAN_AB_Edmonton.Intl.AP.711230_CWEC2016.epw :erv_package: NECB_Default :ext_floor_cond: NECB_Default :ext_roof_cond: NECB_Default :ext_wall_cond: NECB_Default :fdwr_set: NECB_Default :fixed_wind_solar_trans: NECB_Default :fixed_window_cond: NECB_Default :furnace_eff: NECB_Default :glass_door_cond: NECB_Default :glass_door_solar_trans: NECB_Default :ground_floor_cond: NECB_Default :ground_roof_cond: NECB_Default :ground_wall_cond: NECB_Default :image_name: btap_private_cli :infiltration_scale: NECB_Default :lights_scale: NECB_Default :lights_type: NECB_Default :nv_delta_temp_in_out: NECB_Default :nv_opening_fraction: NECB_Default :nv_temp_out_min: NECB_Default :nv_type: NECB_Default :oa_scale: NECB_Default :occupancy_loads_scale: NECB_Default :output_meters: [] :output_variables: [] :overhead_door_cond: NECB_Default :primary_heating_fuel: Electricity :pv_ground_azimuth_angle: NECB_Default :pv_ground_module_description: NECB_Default :pv_ground_tilt_angle: NECB_Default :pv_ground_total_area_pv_panels_m2: NECB_Default :pv_ground_type: NECB_Default :rotation_degrees: NECB_Default :run_annual_simulation: true :s3_bucket: '834599497928' :scale_x: NECB_Default :scale_y: NECB_Default :scale_z: NECB_Default :shw_eff: NECB_Default :skylight_cond: NECB_Default :skylight_solar_trans: NECB_Default :srr_set: NECB_Default :template: NECB2011 | reference | reference | 8dbbfde6-8be3-4ed7-abad-2f8c84c21806 | NECB2011 | Hospital | Electricity | Electricity | CAN_AB_Edmonton.Intl.AP.711230_CWEC2016.epw | parametric |  | NECB_Default | NECB_Default | NECB_Default | NECB_Default | NECB_Default | NECB_Default | NECB_Default | NECB_Default | NECB_Default | NECB_Default | NECB_Default | NECB_Default | NECB_Default | NECB_Default | NECB_Default | NECB_Default | NECB_Default | NECB_Default | NECB_Default | NECB_Default | NECB_Default | NECB_Default | NECB_Default | NECB_Default | NECB_Default | NECB_Default | NECB_Default | NECB_Default | NECB_Default | NECB_Default | NECB_Default | NECB_Default | NECB_Default | NECB_Default | NECB_Default | NECB_Default | NECB_Default | NECB_Default | NECB_Default | NECB_Default | NECB_Default | NECB_Default | NECB_Default | NECB_Default | NECB_Default | aws_batch | 834599497928 | btap_private_cli |  | TRUE | TRUE |  |  | 140.4893 | 17.2554 | 272.999 | 353.2745 | 22436.08 | 9006.9497 | 32.5 | Hospital |  |  | 5 | Hospital | 5 |  | 6 | NECB2011 | 0.10131 | 88900.7399 | 47.8714 | 10.8407 | 72.629 | 5.4021 | 367.9385 | 231.1952 | EDMONTON | ALBERTA | 362.186 | 0 | 0 | 362.186 | 34.3277 | 0 | 0 | 34.3277 | 0 | 0.020967 | 0 | 0 | 1.6504 | 0.16991 | 0 | 0.9828 | 0.11866 | 0.25981 | 0 | 0.0014606 | 1.6504 | 0.096651 | 169.3255 | 0 | 32.5 | 0.757 |  | 0.284 |  |  |  | 0.162 | 0.21 | 2.2 | 2.2 | 5 | Edmonton Intl AP | CAN | 23 | 5588 | 53.31 | -113.579 | 7a | 5120 | AB | CAN_AB_Edmonton.Intl.AP.711230_CWEC2016.epw | 1.6504 | 17.2554 | 140.4893 | 18.7708 | 17.4681 | TRUE | FALSE | FALSE | FALSE | 12.5408 | 16.0366 | 0 | 5.9329 | 0.0033968 | 2168.46 | 0 | 1746.6167 | 26.7946 | 0.015341 | 9793.44 | 0.00010875 | 1.6504 | 258.67 | 257 | 7.33 | 7.33 |  | https://s3.console.aws.amazon.com/s3/buckets/834599497928?region=ca-central-1&prefix=phylroy.lopez/reference/reference/output/8dbbfde6-8be3-4ed7-abad-2f8c84c21806/ | 1.0.002
1144 |  | TRUE | 1543 | 0 | 0 | 2092.044 |  |  |  | 0.1 | 2021-09-22 20:41:44 +0000 | 438c2ebff | 0.2.14 | :adv_dx_units: NECB_Default :airloop_economizer_type: NECB_Default :algorithm_type: parametric :analysis_id: reference :analysis_name: reference :boiler_eff: NECB_Default :btap_batch_version: 1.0.002 :building_type: Hospital :chiller_type: NECB_Default :compute_environment: aws_batch :datapoint_id: 9ac1f421-25a7-4bdc-b1fa-7a18caddc2b6 :daylighting_type: NECB_Default :dcv_type: NECB_Default :door_construction_cond: NECB_Default :ecm_system_name: NECB_Default :electrical_loads_scale: NECB_Default :enable_costing: true :epw_file: CAN_QC_Montreal-Trudeau.Intl.AP.716270_CWEC2016.epw :erv_package: NECB_Default :ext_floor_cond: NECB_Default :ext_roof_cond: NECB_Default :ext_wall_cond: NECB_Default :fdwr_set: NECB_Default :fixed_wind_solar_trans: NECB_Default :fixed_window_cond: NECB_Default :furnace_eff: NECB_Default :glass_door_cond: NECB_Default :glass_door_solar_trans: NECB_Default :ground_floor_cond: NECB_Default :ground_roof_cond: NECB_Default :ground_wall_cond: NECB_Default :image_name: btap_private_cli :infiltration_scale: NECB_Default :lights_scale: NECB_Default :lights_type: NECB_Default :nv_delta_temp_in_out: NECB_Default :nv_opening_fraction: NECB_Default :nv_temp_out_min: NECB_Default :nv_type: NECB_Default :oa_scale: NECB_Default :occupancy_loads_scale: NECB_Default :output_meters: [] :output_variables: [] :overhead_door_cond: NECB_Default :primary_heating_fuel: Electricity :pv_ground_azimuth_angle: NECB_Default :pv_ground_module_description: NECB_Default :pv_ground_tilt_angle: NECB_Default :pv_ground_total_area_pv_panels_m2: NECB_Default :pv_ground_type: NECB_Default :rotation_degrees: NECB_Default :run_annual_simulation: true :s3_bucket: '834599497928' :scale_x: NECB_Default :scale_y: NECB_Default :scale_z: NECB_Default :shw_eff: NECB_Default :skylight_cond: NECB_Default :skylight_solar_trans: NECB_Default :srr_set: NECB_Default :template: NECB2011 | reference | reference | 9ac1f421-25a7-4bdc-b1fa-7a18caddc2b6 | NECB2011 | Hospital | Electricity | Electricity | CAN_QC_Montreal-Trudeau.Intl.AP.716270_CWEC2016.epw | parametric |  | NECB_Default | NECB_Default | NECB_Default | NECB_Default | NECB_Default | NECB_Default | NECB_Default | NECB_Default | NECB_Default | NECB_Default | NECB_Default | NECB_Default | NECB_Default | NECB_Default | NECB_Default | NECB_Default | NECB_Default | NECB_Default | NECB_Default | NECB_Default | NECB_Default | NECB_Default | NECB_Default | NECB_Default | NECB_Default | NECB_Default | NECB_Default | NECB_Default | NECB_Default | NECB_Default | NECB_Default | NECB_Default | NECB_Default | NECB_Default | NECB_Default | NECB_Default | NECB_Default | NECB_Default | NECB_Default | NECB_Default | NECB_Default | NECB_Default | NECB_Default | NECB_Default | NECB_Default | aws_batch | 834599497928 | btap_private_cli |  | TRUE | TRUE |  |  | 141.6232 | 30.4135 | 225.8701 | 315.1077 | 22436.08 | 9006.9497 | 37.3 | Hospital |  |  | 5 | Hospital | 5 |  | 6 | NECB2011 | 0.10131 | 88900.7399 | 46.7492 | 11.0273 | 66.7324 | 5.3945 | 357.2099 | 227.3067 | MONTREAL | QUEBEC | 0.58802 | 0 | 0 | 0.58802 | 37.4508 | 0 | 0 | 37.4508 | 0 | 0.065154 | 0 | 0 | 1.5132 | 0.16657 | 0 | 0.81313 | 0.11866 | 0.25981 | 0 | 0.0018831 | 1.5132 | 0.087652 | 165.5974 | 0 | 37.3 | 0.757 |  | 0.284 |  |  |  | 0.183 | 0.247 | 2.2 | 2.2 | 5 | Montreal-Trudeau Intl AP | CAN | 323 | 4090 | 45.471 | -73.741 | 6 | 4400 | QC | CAN_QC_Montreal-Trudeau.Intl.AP.716270_CWEC2016.epw | 1.5132 | 30.4135 | 141.6232 | 20.4543 | 20.9188 | TRUE | FALSE | FALSE | FALSE | 13.8153 | 13.663 | 0 | 5.3805 | 0.0029928 | 1966.57 | 0 | 1797.8054 | 26.7946 | 0.014904 | 9793.44 | 0.0003062 | 1.5132 | 242.5 | 217.33 | 6.5 | 6.5 |  | https://s3.console.aws.amazon.com/s3/buckets/834599497928?region=ca-central-1&prefix=phylroy.lopez/reference/reference/output/9ac1f421-25a7-4bdc-b1fa-7a18caddc2b6/ | 1.0.002
1145 |  | TRUE | 1539 | 0 | 0 | 2094.2613 |  |  |  | 0.1 | 2021-09-22 20:42:13 +0000 | 438c2ebff | 0.2.14 | :adv_dx_units: NECB_Default :airloop_economizer_type: NECB_Default :algorithm_type: parametric :analysis_id: reference :analysis_name: reference :boiler_eff: NECB_Default :btap_batch_version: 1.0.002 :building_type: Hospital :chiller_type: NECB_Default :compute_environment: aws_batch :datapoint_id: fa9431f5-7f46-4214-b042-24d8b94cd02e :daylighting_type: NECB_Default :dcv_type: NECB_Default :door_construction_cond: NECB_Default :ecm_system_name: NECB_Default :electrical_loads_scale: NECB_Default :enable_costing: true :epw_file: CAN_NS_Halifax.Dockyard.713280_CWEC2016.epw :erv_package: NECB_Default :ext_floor_cond: NECB_Default :ext_roof_cond: NECB_Default :ext_wall_cond: NECB_Default :fdwr_set: NECB_Default :fixed_wind_solar_trans: NECB_Default :fixed_window_cond: NECB_Default :furnace_eff: NECB_Default :glass_door_cond: NECB_Default :glass_door_solar_trans: NECB_Default :ground_floor_cond: NECB_Default :ground_roof_cond: NECB_Default :ground_wall_cond: NECB_Default :image_name: btap_private_cli :infiltration_scale: NECB_Default :lights_scale: NECB_Default :lights_type: NECB_Default :nv_delta_temp_in_out: NECB_Default :nv_opening_fraction: NECB_Default :nv_temp_out_min: NECB_Default :nv_type: NECB_Default :oa_scale: NECB_Default :occupancy_loads_scale: NECB_Default :output_meters: [] :output_variables: [] :overhead_door_cond: NECB_Default :primary_heating_fuel: NaturalGas :pv_ground_azimuth_angle: NECB_Default :pv_ground_module_description: NECB_Default :pv_ground_tilt_angle: NECB_Default :pv_ground_total_area_pv_panels_m2: NECB_Default :pv_ground_type: NECB_Default :rotation_degrees: NECB_Default :run_annual_simulation: true :s3_bucket: '834599497928' :scale_x: NECB_Default :scale_y: NECB_Default :scale_z: NECB_Default :shw_eff: NECB_Default :skylight_cond: NECB_Default :skylight_solar_trans: NECB_Default :srr_set: NECB_Default :template: BTAP1980TO2010 | reference | reference | fa9431f5-7f46-4214-b042-24d8b94cd02e | BTAP1980TO2010 | Hospital | NaturalGas | Natural Gas | CAN_NS_Halifax.Dockyard.713280_CWEC2016.epw | parametric |  | NECB_Default | NECB_Default | NECB_Default | NECB_Default | NECB_Default | NECB_Default | NECB_Default | NECB_Default | NECB_Default | NECB_Default | NECB_Default | NECB_Default | NECB_Default | NECB_Default | NECB_Default | NECB_Default | NECB_Default | NECB_Default | NECB_Default | NECB_Default | NECB_Default | NECB_Default | NECB_Default | NECB_Default | NECB_Default | NECB_Default | NECB_Default | NECB_Default | NECB_Default | NECB_Default | NECB_Default | NECB_Default | NECB_Default | NECB_Default | NECB_Default | NECB_Default | NECB_Default | NECB_Default | NECB_Default | NECB_Default | NECB_Default | NECB_Default | NECB_Default | NECB_Default | NECB_Default | aws_batch | 834599497928 | btap_private_cli |  | TRUE | TRUE |  |  | 166.1174 | 16.6762 | 220.6159 | 402.8734 | 22436.08 | 9006.9497 | 15.5 | Hospital |  |  | 0 | Hospital | 5 |  | 6 | BTAP1980TO2010 | 0.10131 | 88900.7399 | 0.29024 | 22.9965 | 70.8806 | 1.722 | 262.5531 | 166.6637 | HALIFAX | NOVA SCOTIA | 119.5188 | 61.6822 | 0 | 181.201 | 23.4399 | 15.5692 | 0 | 39.009 | 0 | 0.02692 | 0 | 0 | 0.58939 | 0.18255 | 0 | 1.1291 | 0.11866 | 0.2599 | 1.2396 | 0.0012935 | 1.829 | 0.11047 | 41.2692 | 173.0871 | 15.5 | 0.678 |  | 0.459 |  |  |  | 0.267 | 0.426 | 2.95 |  | 0 | Halifax Dockyard | CAN | 112 | 3647 | 44.655 | -63.577 | 6 | 4000 | NS | CAN_NS_Halifax.Dockyard.713280_CWEC2016.epw | 1.829 | 16.6762 | 166.1174 | 19.8928 | 20.9419 | TRUE | FALSE | FALSE | FALSE | 9.3075 | 7.4588 | 0 | 0 | 0 | 0 | 2478.57 | 1861.0176 | 26.7946 | 0.014398 | 9793.44 | 6.6857e-05 | 1.829 | 1268.33 | 1266.33 | 16.67 | 16.33 |  | https://s3.console.aws.amazon.com/s3/buckets/834599497928?region=ca-central-1&prefix=phylroy.lopez/reference/reference/output/fa9431f5-7f46-4214-b042-24d8b94cd02e/ | 1.0.002
1146 |  | TRUE | 1867 | 0 | 0 | 2082.5448 |  |  |  | 0.1 | 2021-09-22 20:41:38 +0000 | 438c2ebff | 0.2.14 | :adv_dx_units: NECB_Default :airloop_economizer_type: NECB_Default :algorithm_type: parametric :analysis_id: reference :analysis_name: reference :boiler_eff: NECB_Default :btap_batch_version: 1.0.002 :building_type: Hospital :chiller_type: NECB_Default :compute_environment: aws_batch :datapoint_id: 03310de0-5881-4bd3-a031-27a290ed259f :daylighting_type: NECB_Default :dcv_type: NECB_Default :door_construction_cond: NECB_Default :ecm_system_name: NECB_Default :electrical_loads_scale: NECB_Default :enable_costing: true :epw_file: CAN_YT_Whitehorse.Intl.AP.719640_CWEC2016.epw :erv_package: NECB_Default :ext_floor_cond: NECB_Default :ext_roof_cond: NECB_Default :ext_wall_cond: NECB_Default :fdwr_set: NECB_Default :fixed_wind_solar_trans: NECB_Default :fixed_window_cond: NECB_Default :furnace_eff: NECB_Default :glass_door_cond: NECB_Default :glass_door_solar_trans: NECB_Default :ground_floor_cond: NECB_Default :ground_roof_cond: NECB_Default :ground_wall_cond: NECB_Default :image_name: btap_private_cli :infiltration_scale: NECB_Default :lights_scale: NECB_Default :lights_type: NECB_Default :nv_delta_temp_in_out: NECB_Default :nv_opening_fraction: NECB_Default :nv_temp_out_min: NECB_Default :nv_type: NECB_Default :oa_scale: NECB_Default :occupancy_loads_scale: NECB_Default :output_meters: [] :output_variables: [] :overhead_door_cond: NECB_Default :primary_heating_fuel: Electricity :pv_ground_azimuth_angle: NECB_Default :pv_ground_module_description: NECB_Default :pv_ground_tilt_angle: NECB_Default :pv_ground_total_area_pv_panels_m2: NECB_Default :pv_ground_type: NECB_Default :rotation_degrees: NECB_Default :run_annual_simulation: true :s3_bucket: '834599497928' :scale_x: NECB_Default :scale_y: NECB_Default :scale_z: NECB_Default :shw_eff: NECB_Default :skylight_cond: NECB_Default :skylight_solar_trans: NECB_Default :srr_set: NECB_Default :template: NECB2017 | reference | reference | 03310de0-5881-4bd3-a031-27a290ed259f | NECB2017 | Hospital | Electricity | Electricity | CAN_YT_Whitehorse.Intl.AP.719640_CWEC2016.epw | parametric |  | NECB_Default | NECB_Default | NECB_Default | NECB_Default | NECB_Default | NECB_Default | NECB_Default | NECB_Default | NECB_Default | NECB_Default | NECB_Default | NECB_Default | NECB_Default | NECB_Default | NECB_Default | NECB_Default | NECB_Default | NECB_Default | NECB_Default | NECB_Default | NECB_Default | NECB_Default | NECB_Default | NECB_Default | NECB_Default | NECB_Default | NECB_Default | NECB_Default | NECB_Default | NECB_Default | NECB_Default | NECB_Default | NECB_Default | NECB_Default | NECB_Default | NECB_Default | NECB_Default | NECB_Default | NECB_Default | NECB_Default | NECB_Default | NECB_Default | NECB_Default | NECB_Default | NECB_Default | aws_batch | 834599497928 | btap_private_cli |  | TRUE | TRUE |  |  | 164.3718 | 11.3776 | 147.4458 | 219.0689 | 22436.08 | 9006.9497 | 22.8 | Hospital |  |  | 2 | Hospital | 5 |  | 6 | NECB2017 | 0.10131 | 88900.7399 | 39.1214 | 7.6641 | 64.9642 | 5.2136 | 352.2049 | 235.2416 | WHITEHORSE | YUKON | 18.3734 | 0 | 0 | 18.3734 | 42.0776 | 0 | 0 | 42.0776 | 0 | 0.0087404 | 0 | 0 | 1.1813 | 0.1528 | 0.048547 | 0.53081 | 0.11637 | 0.2277 | 0 | 0.0011366 | 1.1813 | 0.095165 | 190.2641 | 0 | 22.8 | 0.757 |  | 0.284 |  |  |  | 0.138 | 0.21 | 1.9 | 1.9 | 2 | Whitehorse Intl AP | CAN | 5 | 6491 | 60.709 | -135.069 | 7b | 6580 | YT | CAN_YT_Whitehorse.Intl.AP.719640_CWEC2016.epw | 1.1813 | 11.3776 | 164.3718 | 21.7639 | 13.56 | TRUE | FALSE | FALSE | FALSE | 9.3889 | 17.0437 | 0 | 5.8416 | 0.0040117 | 2135.12 | 0 | 1456.1401 | 25.2193 | 0.017319 | 9217.64 | 2.8525e-05 | 1.1813 | 48.83 | 40.83 | 32.5 | 32.5 |  | https://s3.console.aws.amazon.com/s3/buckets/834599497928?region=ca-central-1&prefix=phylroy.lopez/reference/reference/output/03310de0-5881-4bd3-a031-27a290ed259f/ | 1.0.002
1147 |  | TRUE | 1572 | 0 | 0 | 2151.0197 |  |  |  | 0.1 | 2021-09-22 20:43:21 +0000 | 438c2ebff | 0.2.14 | :adv_dx_units: NECB_Default :airloop_economizer_type: NECB_Default :algorithm_type: parametric :analysis_id: reference :analysis_name: reference :boiler_eff: NECB_Default :btap_batch_version: 1.0.002 :building_type: Hospital :chiller_type: NECB_Default :compute_environment: aws_batch :datapoint_id: 8b6b3375-65dc-44a0-9f6c-22863170e6c4 :daylighting_type: NECB_Default :dcv_type: NECB_Default :door_construction_cond: NECB_Default :ecm_system_name: NECB_Default :electrical_loads_scale: NECB_Default :enable_costing: true :epw_file: CAN_AB_Edmonton.Intl.AP.711230_CWEC2016.epw :erv_package: NECB_Default :ext_floor_cond: NECB_Default :ext_roof_cond: NECB_Default :ext_wall_cond: NECB_Default :fdwr_set: NECB_Default :fixed_wind_solar_trans: NECB_Default :fixed_window_cond: NECB_Default :furnace_eff: NECB_Default :glass_door_cond: NECB_Default :glass_door_solar_trans: NECB_Default :ground_floor_cond: NECB_Default :ground_roof_cond: NECB_Default :ground_wall_cond: NECB_Default :image_name: btap_private_cli :infiltration_scale: NECB_Default :lights_scale: NECB_Default :lights_type: NECB_Default :nv_delta_temp_in_out: NECB_Default :nv_opening_fraction: NECB_Default :nv_temp_out_min: NECB_Default :nv_type: NECB_Default :oa_scale: NECB_Default :occupancy_loads_scale: NECB_Default :output_meters: [] :output_variables: [] :overhead_door_cond: NECB_Default :primary_heating_fuel: NaturalGas :pv_ground_azimuth_angle: NECB_Default :pv_ground_module_description: NECB_Default :pv_ground_tilt_angle: NECB_Default :pv_ground_total_area_pv_panels_m2: NECB_Default :pv_ground_type: NECB_Default :rotation_degrees: NECB_Default :run_annual_simulation: true :s3_bucket: '834599497928' :scale_x: NECB_Default :scale_y: NECB_Default :scale_z: NECB_Default :shw_eff: NECB_Default :skylight_cond: NECB_Default :skylight_solar_trans: NECB_Default :srr_set: NECB_Default :template: BTAP1980TO2010 | reference | reference | 8b6b3375-65dc-44a0-9f6c-22863170e6c4 | BTAP1980TO2010 | Hospital | NaturalGas | Natural Gas | CAN_AB_Edmonton.Intl.AP.711230_CWEC2016.epw | parametric |  | NECB_Default | NECB_Default | NECB_Default | NECB_Default | NECB_Default | NECB_Default | NECB_Default | NECB_Default | NECB_Default | NECB_Default | NECB_Default | NECB_Default | NECB_Default | NECB_Default | NECB_Default | NECB_Default | NECB_Default | NECB_Default | NECB_Default | NECB_Default | NECB_Default | NECB_Default | NECB_Default | NECB_Default | NECB_Default | NECB_Default | NECB_Default | NECB_Default | NECB_Default | NECB_Default | NECB_Default | NECB_Default | NECB_Default | NECB_Default | NECB_Default | NECB_Default | NECB_Default | NECB_Default | NECB_Default | NECB_Default | NECB_Default | NECB_Default | NECB_Default | NECB_Default | NECB_Default | aws_batch | 834599497928 | btap_private_cli |  | TRUE | TRUE |  |  | 208.8618 | 16.7143 | 306.5825 | 526.7759 | 22436.08 | 9006.9497 | 15.5 | Hospital |  |  | 0 | Hospital | 5 |  | 6 | BTAP1980TO2010 | 0.10131 | 88900.7399 | 0.29717 | 22.6602 | 72.629 | 1.7439 | 273.276 | 175.9456 | EDMONTON | ALBERTA | 129.2187 | 85.088 | 0 | 214.3068 | 12.2472 | 6.0703 | 0 | 18.3175 | 0 | 0.019702 | 0 | 0 | 0.58881 | 0.18926 | 0 | 1.5634 | 0.11866 | 0.2599 | 1.6862 | 0.0012458 | 2.275 | 0.12282 | 41.5338 | 214.5648 | 15.5 | 0.678 |  | 0.425 |  |  |  | 0.227 | 0.346 | 2.95 |  | 0 | Edmonton Intl AP | CAN | 23 | 5588 | 53.31 | -113.579 | 7a | 5120 | AB | CAN_AB_Edmonton.Intl.AP.711230_CWEC2016.epw | 2.275 | 16.7143 | 208.8618 | 18.7708 | 17.4681 | TRUE | FALSE | FALSE | FALSE | 12.5408 | 16.0366 | 0 | 0 | 0 | 0 | 2755.66 | 1804.5246 | 26.7946 | 0.014849 | 9793.44 | 4.68e-05 | 2.275 | 791.5 | 790.5 | 66 | 65.17 |  | https://s3.console.aws.amazon.com/s3/buckets/834599497928?region=ca-central-1&prefix=phylroy.lopez/reference/reference/output/8b6b3375-65dc-44a0-9f6c-22863170e6c4/ | 1.0.002
1148 |  | TRUE | 1619 | 0 | 0 | 2151.7595 |  |  |  | 0.1 | 2021-09-22 20:43:14 +0000 | 438c2ebff | 0.2.14 | :adv_dx_units: NECB_Default :airloop_economizer_type: NECB_Default :algorithm_type: parametric :analysis_id: reference :analysis_name: reference :boiler_eff: NECB_Default :btap_batch_version: 1.0.002 :building_type: Hospital :chiller_type: NECB_Default :compute_environment: aws_batch :datapoint_id: cebcc667-8ba7-4f3e-849b-aca8ae1aa861 :daylighting_type: NECB_Default :dcv_type: NECB_Default :door_construction_cond: NECB_Default :ecm_system_name: NECB_Default :electrical_loads_scale: NECB_Default :enable_costing: true :epw_file: CAN_YT_Whitehorse.Intl.AP.719640_CWEC2016.epw :erv_package: NECB_Default :ext_floor_cond: NECB_Default :ext_roof_cond: NECB_Default :ext_wall_cond: NECB_Default :fdwr_set: NECB_Default :fixed_wind_solar_trans: NECB_Default :fixed_window_cond: NECB_Default :furnace_eff: NECB_Default :glass_door_cond: NECB_Default :glass_door_solar_trans: NECB_Default :ground_floor_cond: NECB_Default :ground_roof_cond: NECB_Default :ground_wall_cond: NECB_Default :image_name: btap_private_cli :infiltration_scale: NECB_Default :lights_scale: NECB_Default :lights_type: NECB_Default :nv_delta_temp_in_out: NECB_Default :nv_opening_fraction: NECB_Default :nv_temp_out_min: NECB_Default :nv_type: NECB_Default :oa_scale: NECB_Default :occupancy_loads_scale: NECB_Default :output_meters: [] :output_variables: [] :overhead_door_cond: NECB_Default :primary_heating_fuel: Electricity :pv_ground_azimuth_angle: NECB_Default :pv_ground_module_description: NECB_Default :pv_ground_tilt_angle: NECB_Default :pv_ground_total_area_pv_panels_m2: NECB_Default :pv_ground_type: NECB_Default :rotation_degrees: NECB_Default :run_annual_simulation: true :s3_bucket: '834599497928' :scale_x: NECB_Default :scale_y: NECB_Default :scale_z: NECB_Default :shw_eff: NECB_Default :skylight_cond: NECB_Default :skylight_solar_trans: NECB_Default :srr_set: NECB_Default :template: BTAP1980TO2010 | reference | reference | cebcc667-8ba7-4f3e-849b-aca8ae1aa861 | BTAP1980TO2010 | Hospital | Electricity | Electricity | CAN_YT_Whitehorse.Intl.AP.719640_CWEC2016.epw | parametric |  | NECB_Default | NECB_Default | NECB_Default | NECB_Default | NECB_Default | NECB_Default | NECB_Default | NECB_Default | NECB_Default | NECB_Default | NECB_Default | NECB_Default | NECB_Default | NECB_Default | NECB_Default | NECB_Default | NECB_Default | NECB_Default | NECB_Default | NECB_Default | NECB_Default | NECB_Default | NECB_Default | NECB_Default | NECB_Default | NECB_Default | NECB_Default | NECB_Default | NECB_Default | NECB_Default | NECB_Default | NECB_Default | NECB_Default | NECB_Default | NECB_Default | NECB_Default | NECB_Default | NECB_Default | NECB_Default | NECB_Default | NECB_Default | NECB_Default | NECB_Default | NECB_Default | NECB_Default | aws_batch | 834599497928 | btap_private_cli |  | TRUE | TRUE |  |  | 171.0674 | 14.0841 | 363.1114 | 446.0868 | 22436.08 | 9006.9497 | 15.5 | Hospital |  |  | 0 | Hospital | 5 |  | 6 | BTAP1980TO2010 | 0.10131 | 88900.7399 | 0.22353 | 8.8794 | 64.9642 | 5.3354 | 273.1458 | 193.7433 | WHITEHORSE | YUKON | 30.866 | 0 | 0 | 30.866 | 70.6873 | 0 | 0 | 70.6873 | 0 | 0.0082711 | 0 | 0 | 1.9845 | 0.18843 | 0 | 1.3072 | 0.11866 | 0.2599 | 0 | 0.00092886 | 1.9845 | 0.10109 | 199.5104 | 0 | 15.5 | 0.678 |  | 0.425 |  |  |  | 0.227 | 0.346 | 2.95 |  | 0 | Whitehorse Intl AP | CAN | 5 | 6491 | 60.709 | -135.069 | 7b | 6580 | YT | CAN_YT_Whitehorse.Intl.AP.719640_CWEC2016.epw | 1.9845 | 14.0841 | 171.0674 | 21.7639 | 13.56 | TRUE | FALSE | FALSE | FALSE | 9.3897 | 17.0456 | 0 | 6.2051 | 0.003682 | 2267.96 | 0 | 1685.2574 | 26.7946 | 0.015899 | 9793.44 | 1.4263e-05 | 1.9845 | 330.17 | 329.33 | 454.17 | 440.33 |  | https://s3.console.aws.amazon.com/s3/buckets/834599497928?region=ca-central-1&prefix=phylroy.lopez/reference/reference/output/cebcc667-8ba7-4f3e-849b-aca8ae1aa861/ | 1.0.002
1149 |  | TRUE | 1590 | 0 | 0 | 2154.3798 |  |  |  | 0.1 | 2021-09-22 20:43:09 +0000 | 438c2ebff | 0.2.14 | :adv_dx_units: NECB_Default :airloop_economizer_type: NECB_Default :algorithm_type: parametric :analysis_id: reference :analysis_name: reference :boiler_eff: NECB_Default :btap_batch_version: 1.0.002 :building_type: Hospital :chiller_type: NECB_Default :compute_environment: aws_batch :datapoint_id: 09e8dadc-fa46-4965-912c-72c8d37c36ec :daylighting_type: NECB_Default :dcv_type: NECB_Default :door_construction_cond: NECB_Default :ecm_system_name: NECB_Default :electrical_loads_scale: NECB_Default :enable_costing: true :epw_file: CAN_AB_Calgary.Intl.AP.718770_CWEC2016.epw :erv_package: NECB_Default :ext_floor_cond: NECB_Default :ext_roof_cond: NECB_Default :ext_wall_cond: NECB_Default :fdwr_set: NECB_Default :fixed_wind_solar_trans: NECB_Default :fixed_window_cond: NECB_Default :furnace_eff: NECB_Default :glass_door_cond: NECB_Default :glass_door_solar_trans: NECB_Default :ground_floor_cond: NECB_Default :ground_roof_cond: NECB_Default :ground_wall_cond: NECB_Default :image_name: btap_private_cli :infiltration_scale: NECB_Default :lights_scale: NECB_Default :lights_type: NECB_Default :nv_delta_temp_in_out: NECB_Default :nv_opening_fraction: NECB_Default :nv_temp_out_min: NECB_Default :nv_type: NECB_Default :oa_scale: NECB_Default :occupancy_loads_scale: NECB_Default :output_meters: [] :output_variables: [] :overhead_door_cond: NECB_Default :primary_heating_fuel: Electricity :pv_ground_azimuth_angle: NECB_Default :pv_ground_module_description: NECB_Default :pv_ground_tilt_angle: NECB_Default :pv_ground_total_area_pv_panels_m2: NECB_Default :pv_ground_type: NECB_Default :rotation_degrees: NECB_Default :run_annual_simulation: true :s3_bucket: '834599497928' :scale_x: NECB_Default :scale_y: NECB_Default :scale_z: NECB_Default :shw_eff: NECB_Default :skylight_cond: NECB_Default :skylight_solar_trans: NECB_Default :srr_set: NECB_Default :template: BTAPPRE1980 | reference | reference | 09e8dadc-fa46-4965-912c-72c8d37c36ec | BTAPPRE1980 | Hospital | Electricity | Electricity | CAN_AB_Calgary.Intl.AP.718770_CWEC2016.epw | parametric |  | NECB_Default | NECB_Default | NECB_Default | NECB_Default | NECB_Default | NECB_Default | NECB_Default | NECB_Default | NECB_Default | NECB_Default | NECB_Default | NECB_Default | NECB_Default | NECB_Default | NECB_Default | NECB_Default | NECB_Default | NECB_Default | NECB_Default | NECB_Default | NECB_Default | NECB_Default | NECB_Default | NECB_Default | NECB_Default | NECB_Default | NECB_Default | NECB_Default | NECB_Default | NECB_Default | NECB_Default | NECB_Default | NECB_Default | NECB_Default | NECB_Default | NECB_Default | NECB_Default | NECB_Default | NECB_Default | NECB_Default | NECB_Default | NECB_Default | NECB_Default | NECB_Default | NECB_Default | aws_batch | 834599497928 | btap_private_cli |  | TRUE | TRUE |  |  | 141.3929 | 20.2086 | 248.6893 | 335.4961 | 22436.08 | 9006.9497 | 15.5 | Hospital |  |  | 0 | Hospital | 5 |  | 6 | BTAPPRE1980 | 0.10131 | 88900.7399 | 0.29819 | 13.616 | 69.9163 | 5.4096 | 295.2102 | 205.9701 | CALGARY | ALBERTA | 348.1479 | 0 | 0 | 348.1479 | 32.9972 | 0 | 0 | 32.9972 | 0 | 0.021877 | 0 | 0 | 1.5864 | 0.19709 | 0 | 0.89528 | 0.11866 | 0.2599 | 0 | 0.001129 | 1.5864 | 0.092412 | 169.7851 | 0 | 15.5 | 0.678 |  | 0.678 |  |  |  | 0.227 | 0.772 | 2.95 |  | 0 | Calgary Intl AP | CAN | 64 | 4781 | 51.114 | -114.02 | 7a | 5000 | AB | CAN_AB_Calgary.Intl.AP.718770_CWEC2016.epw | 1.5864 | 20.2086 | 141.3929 | 18.466 | 19.7601 | TRUE | FALSE | FALSE | FALSE | 13.4717 | 14.3872 | 0 | 5.6727 | 0.0031718 | 2073.36 | 0 | 1788.4806 | 26.7946 | 0.014982 | 9793.44 | 5.8834e-05 | 1.5864 | 969.17 | 968 | 21.17 | 20.83 |  | https://s3.console.aws.amazon.com/s3/buckets/834599497928?region=ca-central-1&prefix=phylroy.lopez/reference/reference/output/09e8dadc-fa46-4965-912c-72c8d37c36ec/ | 1.0.002
1150 |  | TRUE | 1572 | 1 | 0 | 2152.3167 |  |  |  | 0.1 | 2021-09-22 20:42:24 +0000 | 438c2ebff | 0.2.14 | :adv_dx_units: NECB_Default :airloop_economizer_type: NECB_Default :algorithm_type: parametric :analysis_id: reference :analysis_name: reference :boiler_eff: NECB_Default :btap_batch_version: 1.0.002 :building_type: Hospital :chiller_type: NECB_Default :compute_environment: aws_batch :datapoint_id: 0adcebed-66c7-49dd-82dc-ce6f8b224c2b :daylighting_type: NECB_Default :dcv_type: NECB_Default :door_construction_cond: NECB_Default :ecm_system_name: NECB_Default :electrical_loads_scale: NECB_Default :enable_costing: true :epw_file: CAN_AB_Edmonton.Intl.AP.711230_CWEC2016.epw :erv_package: NECB_Default :ext_floor_cond: NECB_Default :ext_roof_cond: NECB_Default :ext_wall_cond: NECB_Default :fdwr_set: NECB_Default :fixed_wind_solar_trans: NECB_Default :fixed_window_cond: NECB_Default :furnace_eff: NECB_Default :glass_door_cond: NECB_Default :glass_door_solar_trans: NECB_Default :ground_floor_cond: NECB_Default :ground_roof_cond: NECB_Default :ground_wall_cond: NECB_Default :image_name: btap_private_cli :infiltration_scale: NECB_Default :lights_scale: NECB_Default :lights_type: NECB_Default :nv_delta_temp_in_out: NECB_Default :nv_opening_fraction: NECB_Default :nv_temp_out_min: NECB_Default :nv_type: NECB_Default :oa_scale: NECB_Default :occupancy_loads_scale: NECB_Default :output_meters: [] :output_variables: [] :overhead_door_cond: NECB_Default :primary_heating_fuel: NaturalGas :pv_ground_azimuth_angle: NECB_Default :pv_ground_module_description: NECB_Default :pv_ground_tilt_angle: NECB_Default :pv_ground_total_area_pv_panels_m2: NECB_Default :pv_ground_type: NECB_Default :rotation_degrees: NECB_Default :run_annual_simulation: true :s3_bucket: '834599497928' :scale_x: NECB_Default :scale_y: NECB_Default :scale_z: NECB_Default :shw_eff: NECB_Default :skylight_cond: NECB_Default :skylight_solar_trans: NECB_Default :srr_set: NECB_Default :template: NECB2011 | reference | reference | 0adcebed-66c7-49dd-82dc-ce6f8b224c2b | NECB2011 | Hospital | NaturalGas | Natural Gas | CAN_AB_Edmonton.Intl.AP.711230_CWEC2016.epw | parametric |  | NECB_Default | NECB_Default | NECB_Default | NECB_Default | NECB_Default | NECB_Default | NECB_Default | NECB_Default | NECB_Default | NECB_Default | NECB_Default | NECB_Default | NECB_Default | NECB_Default | NECB_Default | NECB_Default | NECB_Default | NECB_Default | NECB_Default | NECB_Default | NECB_Default | NECB_Default | NECB_Default | NECB_Default | NECB_Default | NECB_Default | NECB_Default | NECB_Default | NECB_Default | NECB_Default | NECB_Default | NECB_Default | NECB_Default | NECB_Default | NECB_Default | NECB_Default | NECB_Default | NECB_Default | NECB_Default | NECB_Default | NECB_Default | NECB_Default | NECB_Default | NECB_Default | NECB_Default | aws_batch | 834599497928 | btap_private_cli |  | TRUE | TRUE |  |  | 182.7679 | 17.4864 | 273.0256 | 467.4545 | 22436.08 | 9006.9497 | 32.5 | Hospital |  |  | 5 | Hospital | 5 |  | 6 | NECB2011 | 0.10131 | 88900.7399 | 47.8714 | 19.9247 | 72.629 | 1.7439 | 342.7581 | 200.589 | EDMONTON | ALBERTA | 125.3799 | 75.1931 | 0 | 200.573 | 11.8834 | 5.3644 | 0 | 17.2478 | 0 | 0.021153 | 0 | 0 | 0.57132 | 0.17004 | 0 | 1.3673 | 0.11866 | 0.25981 | 1.4901 | 0.001548 | 2.0614 | 0.1228 | 41.6363 | 189.2975 | 32.5 | 0.757 |  | 0.284 |  |  |  | 0.162 | 0.21 | 2.2 | 2.2 | 5 | Edmonton Intl AP | CAN | 23 | 5588 | 53.31 | -113.579 | 7a | 5120 | AB | CAN_AB_Edmonton.Intl.AP.711230_CWEC2016.epw | 2.0614 | 17.4864 | 182.7679 | 18.7708 | 17.4681 | TRUE | FALSE | FALSE | FALSE | 12.5408 | 16.0366 | 0 | 0 | 0 | 0 | 2755.08 | 1746.6167 | 26.7946 | 0.015341 | 9793.44 | 0.00010875 | 2.0614 | 258 | 256.33 | 93.33 | 93.33 |  | https://s3.console.aws.amazon.com/s3/buckets/834599497928?region=ca-central-1&prefix=phylroy.lopez/reference/reference/output/0adcebed-66c7-49dd-82dc-ce6f8b224c2b/ | 1.0.002
1151 |  | TRUE | 1580 | 0 | 0 | 2155.7242 |  |  |  | 0.1 | 2021-09-22 20:43:27 +0000 | 438c2ebff | 0.2.14 | :adv_dx_units: NECB_Default :airloop_economizer_type: NECB_Default :algorithm_type: parametric :analysis_id: reference :analysis_name: reference :boiler_eff: NECB_Default :btap_batch_version: 1.0.002 :building_type: Hospital :chiller_type: NECB_Default :compute_environment: aws_batch :datapoint_id: 4c9cde3b-45cd-495f-a349-79bb89511d5b :daylighting_type: NECB_Default :dcv_type: NECB_Default :door_construction_cond: NECB_Default :ecm_system_name: NECB_Default :electrical_loads_scale: NECB_Default :enable_costing: true :epw_file: CAN_BC_Vancouver.Intl.AP.718920_CWEC2016.epw :erv_package: NECB_Default :ext_floor_cond: NECB_Default :ext_roof_cond: NECB_Default :ext_wall_cond: NECB_Default :fdwr_set: NECB_Default :fixed_wind_solar_trans: NECB_Default :fixed_window_cond: NECB_Default :furnace_eff: NECB_Default :glass_door_cond: NECB_Default :glass_door_solar_trans: NECB_Default :ground_floor_cond: NECB_Default :ground_roof_cond: NECB_Default :ground_wall_cond: NECB_Default :image_name: btap_private_cli :infiltration_scale: NECB_Default :lights_scale: NECB_Default :lights_type: NECB_Default :nv_delta_temp_in_out: NECB_Default :nv_opening_fraction: NECB_Default :nv_temp_out_min: NECB_Default :nv_type: NECB_Default :oa_scale: NECB_Default :occupancy_loads_scale: NECB_Default :output_meters: [] :output_variables: [] :overhead_door_cond: NECB_Default :primary_heating_fuel: Electricity :pv_ground_azimuth_angle: NECB_Default :pv_ground_module_description: NECB_Default :pv_ground_tilt_angle: NECB_Default :pv_ground_total_area_pv_panels_m2: NECB_Default :pv_ground_type: NECB_Default :rotation_degrees: NECB_Default :run_annual_simulation: true :s3_bucket: '834599497928' :scale_x: NECB_Default :scale_y: NECB_Default :scale_z: NECB_Default :shw_eff: NECB_Default :skylight_cond: NECB_Default :skylight_solar_trans: NECB_Default :srr_set: NECB_Default :template: BTAPPRE1980 | reference | reference | 4c9cde3b-45cd-495f-a349-79bb89511d5b | BTAPPRE1980 | Hospital | Electricity | Electricity | CAN_BC_Vancouver.Intl.AP.718920_CWEC2016.epw | parametric |  | NECB_Default | NECB_Default | NECB_Default | NECB_Default | NECB_Default | NECB_Default | NECB_Default | NECB_Default | NECB_Default | NECB_Default | NECB_Default | NECB_Default | NECB_Default | NECB_Default | NECB_Default | NECB_Default | NECB_Default | NECB_Default | NECB_Default | NECB_Default | NECB_Default | NECB_Default | NECB_Default | NECB_Default | NECB_Default | NECB_Default | NECB_Default | NECB_Default | NECB_Default | NECB_Default | NECB_Default | NECB_Default | NECB_Default | NECB_Default | NECB_Default | NECB_Default | NECB_Default | NECB_Default | NECB_Default | NECB_Default | NECB_Default | NECB_Default | NECB_Default | NECB_Default | NECB_Default | aws_batch | 834599497928 | btap_private_cli |  | TRUE | TRUE |  |  | 73.5751 | 14.3651 | 160.4666 | 238.7158 | 22436.08 | 9006.9497 | 15.5 | Hospital |  |  | 0 | Hospital | 5 |  | 6 | BTAPPRE1980 | 0.10131 | 88900.7399 | 0.31402 | 10.5957 | 65.066 | 5.4036 | 267.1834 | 185.8041 | VANCOUVER | BRITISH COLUMBIA | 3.5084 | 0 | 0 | 3.5084 | 35.0347 | 0 | 0 | 35.0347 | 0 | 0.017826 | 0 | 0 | 1.238 | 0.18023 | 0 | 0.57768 | 0.11866 | 0.2599 | 0 | 0.0011268 | 1.238 | 0.082516 | 98.5248 | 0 | 15.5 | 0.678 |  | 0.678 |  |  |  | 0.363 | 0.994 | 4.09 |  | 0 | Vancouver Intl AP | CAN | 42 | 2797 | 49.195 | -123.184 | 4 | 2800 | BC | CAN_BC_Vancouver.Intl.AP.718920_CWEC2016.epw | 1.238 | 14.3651 | 73.5751 | 18.7216 | 23.1614 | TRUE | FALSE | FALSE | FALSE | 11.9573 | 8.6622 | 0 | 5.0652 | 0.0028668 | 1851.34 | 0 | 1766.863 | 26.7946 | 0.015165 | 9793.44 | 4.0114e-05 | 1.238 | 629.67 | 626.33 | 10.5 | 10.5 |  | https://s3.console.aws.amazon.com/s3/buckets/834599497928?region=ca-central-1&prefix=phylroy.lopez/reference/reference/output/4c9cde3b-45cd-495f-a349-79bb89511d5b/ | 1.0.002
1152 |  | TRUE | 1699 | 0 | 0 | 2152.7454 |  |  |  | 0.1 | 2021-09-22 20:42:25 +0000 | 438c2ebff | 0.2.14 | :adv_dx_units: NECB_Default :airloop_economizer_type: NECB_Default :algorithm_type: parametric :analysis_id: reference :analysis_name: reference :boiler_eff: NECB_Default :btap_batch_version: 1.0.002 :building_type: Hospital :chiller_type: NECB_Default :compute_environment: aws_batch :datapoint_id: acd4be4d-9b91-4bfc-ada2-94fee3b63cb6 :daylighting_type: NECB_Default :dcv_type: NECB_Default :door_construction_cond: NECB_Default :ecm_system_name: NECB_Default :electrical_loads_scale: NECB_Default :enable_costing: true :epw_file: CAN_YT_Whitehorse.Intl.AP.719640_CWEC2016.epw :erv_package: NECB_Default :ext_floor_cond: NECB_Default :ext_roof_cond: NECB_Default :ext_wall_cond: NECB_Default :fdwr_set: NECB_Default :fixed_wind_solar_trans: NECB_Default :fixed_window_cond: NECB_Default :furnace_eff: NECB_Default :glass_door_cond: NECB_Default :glass_door_solar_trans: NECB_Default :ground_floor_cond: NECB_Default :ground_roof_cond: NECB_Default :ground_wall_cond: NECB_Default :image_name: btap_private_cli :infiltration_scale: NECB_Default :lights_scale: NECB_Default :lights_type: NECB_Default :nv_delta_temp_in_out: NECB_Default :nv_opening_fraction: NECB_Default :nv_temp_out_min: NECB_Default :nv_type: NECB_Default :oa_scale: NECB_Default :occupancy_loads_scale: NECB_Default :output_meters: [] :output_variables: [] :overhead_door_cond: NECB_Default :primary_heating_fuel: Electricity :pv_ground_azimuth_angle: NECB_Default :pv_ground_module_description: NECB_Default :pv_ground_tilt_angle: NECB_Default :pv_ground_total_area_pv_panels_m2: NECB_Default :pv_ground_type: NECB_Default :rotation_degrees: NECB_Default :run_annual_simulation: true :s3_bucket: '834599497928' :scale_x: NECB_Default :scale_y: NECB_Default :scale_z: NECB_Default :shw_eff: NECB_Default :skylight_cond: NECB_Default :skylight_solar_trans: NECB_Default :srr_set: NECB_Default :template: NECB2011 | reference | reference | acd4be4d-9b91-4bfc-ada2-94fee3b63cb6 | NECB2011 | Hospital | Electricity | Electricity | CAN_YT_Whitehorse.Intl.AP.719640_CWEC2016.epw | parametric |  | NECB_Default | NECB_Default | NECB_Default | NECB_Default | NECB_Default | NECB_Default | NECB_Default | NECB_Default | NECB_Default | NECB_Default | NECB_Default | NECB_Default | NECB_Default | NECB_Default | NECB_Default | NECB_Default | NECB_Default | NECB_Default | NECB_Default | NECB_Default | NECB_Default | NECB_Default | NECB_Default | NECB_Default | NECB_Default | NECB_Default | NECB_Default | NECB_Default | NECB_Default | NECB_Default | NECB_Default | NECB_Default | NECB_Default | NECB_Default | NECB_Default | NECB_Default | NECB_Default | NECB_Default | NECB_Default | NECB_Default | NECB_Default | NECB_Default | NECB_Default | NECB_Default | NECB_Default | aws_batch | 834599497928 | btap_private_cli |  | TRUE | TRUE |  |  | 167.1226 | 13.9887 | 319.2153 | 394.7356 | 22436.08 | 9006.9497 | 22.8 | Hospital |  |  | 5 | Hospital | 5 |  | 6 | NECB2011 | 0.10131 | 88900.7399 | 38.2087 | 7.7246 | 64.9642 | 5.3354 | 332.1813 | 215.9484 | WHITEHORSE | YUKON | 28.0041 | 0 | 0 | 28.0041 | 64.133 | 0 | 0 | 64.133 | 0 | 0.0091897 | 0 | 0 | 1.8005 | 0.16045 | 0.00092262 | 1.1492 | 0.11866 | 0.25981 | 0 | 0.0011486 | 1.8005 | 0.10108 | 190.9206 | 0 | 22.8 | 0.757 |  | 0.284 |  |  |  | 0.162 | 0.21 | 2.2 | 2.2 | 5 | Whitehorse Intl AP | CAN | 5 | 6491 | 60.709 | -135.069 | 7b | 6580 | YT | CAN_YT_Whitehorse.Intl.AP.719640_CWEC2016.epw | 1.8005 | 13.9887 | 167.1226 | 21.7639 | 13.56 | TRUE | FALSE | FALSE | FALSE | 9.3897 | 17.0456 | 0 | 6.205 | 0.0039558 | 2267.93 | 0 | 1568.5727 | 26.7946 | 0.017082 | 9793.44 | 3.6103e-05 | 1.8005 | 59.5 | 57.67 | 13.67 | 13.67 |  | https://s3.console.aws.amazon.com/s3/buckets/834599497928?region=ca-central-1&prefix=phylroy.lopez/reference/reference/output/acd4be4d-9b91-4bfc-ada2-94fee3b63cb6/ | 1.0.002
1153 |  | TRUE | 1556 | 0 | 0 | 2154.2477 |  |  |  | 0.1 | 2021-09-22 20:42:48 +0000 | 438c2ebff | 0.2.14 | :adv_dx_units: NECB_Default :airloop_economizer_type: NECB_Default :algorithm_type: parametric :analysis_id: reference :analysis_name: reference :boiler_eff: NECB_Default :btap_batch_version: 1.0.002 :building_type: Hospital :chiller_type: NECB_Default :compute_environment: aws_batch :datapoint_id: 5904110e-32ef-4334-bb7f-b37802fa1bab :daylighting_type: NECB_Default :dcv_type: NECB_Default :door_construction_cond: NECB_Default :ecm_system_name: NECB_Default :electrical_loads_scale: NECB_Default :enable_costing: true :epw_file: CAN_ON_Toronto.Pearson.Intl.AP.716240_CWEC2016.epw :erv_package: NECB_Default :ext_floor_cond: NECB_Default :ext_roof_cond: NECB_Default :ext_wall_cond: NECB_Default :fdwr_set: NECB_Default :fixed_wind_solar_trans: NECB_Default :fixed_window_cond: NECB_Default :furnace_eff: NECB_Default :glass_door_cond: NECB_Default :glass_door_solar_trans: NECB_Default :ground_floor_cond: NECB_Default :ground_roof_cond: NECB_Default :ground_wall_cond: NECB_Default :image_name: btap_private_cli :infiltration_scale: NECB_Default :lights_scale: NECB_Default :lights_type: NECB_Default :nv_delta_temp_in_out: NECB_Default :nv_opening_fraction: NECB_Default :nv_temp_out_min: NECB_Default :nv_type: NECB_Default :oa_scale: NECB_Default :occupancy_loads_scale: NECB_Default :output_meters: [] :output_variables: [] :overhead_door_cond: NECB_Default :primary_heating_fuel: Electricity :pv_ground_azimuth_angle: NECB_Default :pv_ground_module_description: NECB_Default :pv_ground_tilt_angle: NECB_Default :pv_ground_total_area_pv_panels_m2: NECB_Default :pv_ground_type: NECB_Default :rotation_degrees: NECB_Default :run_annual_simulation: true :s3_bucket: '834599497928' :scale_x: NECB_Default :scale_y: NECB_Default :scale_z: NECB_Default :shw_eff: NECB_Default :skylight_cond: NECB_Default :skylight_solar_trans: NECB_Default :srr_set: NECB_Default :template: NECB2011 | reference | reference | 5904110e-32ef-4334-bb7f-b37802fa1bab | NECB2011 | Hospital | Electricity | Electricity | CAN_ON_Toronto.Pearson.Intl.AP.716240_CWEC2016.epw | parametric |  | NECB_Default | NECB_Default | NECB_Default | NECB_Default | NECB_Default | NECB_Default | NECB_Default | NECB_Default | NECB_Default | NECB_Default | NECB_Default | NECB_Default | NECB_Default | NECB_Default | NECB_Default | NECB_Default | NECB_Default | NECB_Default | NECB_Default | NECB_Default | NECB_Default | NECB_Default | NECB_Default | NECB_Default | NECB_Default | NECB_Default | NECB_Default | NECB_Default | NECB_Default | NECB_Default | NECB_Default | NECB_Default | NECB_Default | NECB_Default | NECB_Default | NECB_Default | NECB_Default | NECB_Default | NECB_Default | NECB_Default | NECB_Default | NECB_Default | NECB_Default | NECB_Default | NECB_Default | aws_batch | 834599497928 | btap_private_cli |  | TRUE | TRUE |  |  | 130.1736 | 31.5951 | 190.2557 | 282.0399 | 22436.08 | 9006.9497 | 40 | Hospital |  |  | 5 | Hospital | 5 |  | 6 | NECB2011 | 0.10131 | 88900.7399 | 51.4955 | 11.8782 | 73.3071 | 5.4255 | 382.3343 | 240.228 | TORONTO | ONTARIO | 7.7433 | 0 | 0 | 7.7433 | 62.0393 | 0 | 0 | 62.0393 | 0 | 0.072979 | 0 | 0 | 1.3941 | 0.17048 | 0 | 0.68492 | 0.11866 | 0.25981 | 0 | 0.0019758 | 1.3941 | 0.084984 | 155.2262 | 0 | 40 | 0.757 |  | 0.379 |  |  |  | 0.183 | 0.278 | 2.2 | 2.2 | 5 | Toronto Pearson Intl AP | CAN | 382 | 3615 | 43.677 | -79.631 | 5 | 3890 | ON | CAN_ON_Toronto.Pearson.Intl.AP.716240_CWEC2016.epw | 1.3941 | 31.5951 | 130.1736 | 21.2558 | 19.8452 | TRUE | FALSE | FALSE | FALSE | 13.8387 | 8.4218 | 0 | 5.2167 | 0.0029549 | 1906.71 | 0 | 1765.4451 | 26.7946 | 0.015177 | 9793.44 | 0.00032581 | 1.3941 | 291.67 | 266.83 | 5.67 | 5.67 |  | https://s3.console.aws.amazon.com/s3/buckets/834599497928?region=ca-central-1&prefix=phylroy.lopez/reference/reference/output/5904110e-32ef-4334-bb7f-b37802fa1bab/ | 1.0.002
1154 |  | TRUE | 1542 | 0 | 0 | 2155.5869 |  |  |  | 0.1 | 2021-09-22 20:42:33 +0000 | 438c2ebff | 0.2.14 | :adv_dx_units: NECB_Default :airloop_economizer_type: NECB_Default :algorithm_type: parametric :analysis_id: reference :analysis_name: reference :boiler_eff: NECB_Default :btap_batch_version: 1.0.002 :building_type: Hospital :chiller_type: NECB_Default :compute_environment: aws_batch :datapoint_id: b9f15030-3034-4bb9-9b79-b26fb6128d84 :daylighting_type: NECB_Default :dcv_type: NECB_Default :door_construction_cond: NECB_Default :ecm_system_name: NECB_Default :electrical_loads_scale: NECB_Default :enable_costing: true :epw_file: CAN_QC_Montreal-Trudeau.Intl.AP.716270_CWEC2016.epw :erv_package: NECB_Default :ext_floor_cond: NECB_Default :ext_roof_cond: NECB_Default :ext_wall_cond: NECB_Default :fdwr_set: NECB_Default :fixed_wind_solar_trans: NECB_Default :fixed_window_cond: NECB_Default :furnace_eff: NECB_Default :glass_door_cond: NECB_Default :glass_door_solar_trans: NECB_Default :ground_floor_cond: NECB_Default :ground_roof_cond: NECB_Default :ground_wall_cond: NECB_Default :image_name: btap_private_cli :infiltration_scale: NECB_Default :lights_scale: NECB_Default :lights_type: NECB_Default :nv_delta_temp_in_out: NECB_Default :nv_opening_fraction: NECB_Default :nv_temp_out_min: NECB_Default :nv_type: NECB_Default :oa_scale: NECB_Default :occupancy_loads_scale: NECB_Default :output_meters: [] :output_variables: [] :overhead_door_cond: NECB_Default :primary_heating_fuel: NaturalGas :pv_ground_azimuth_angle: NECB_Default :pv_ground_module_description: NECB_Default :pv_ground_tilt_angle: NECB_Default :pv_ground_total_area_pv_panels_m2: NECB_Default :pv_ground_type: NECB_Default :rotation_degrees: NECB_Default :run_annual_simulation: true :s3_bucket: '834599497928' :scale_x: NECB_Default :scale_y: NECB_Default :scale_z: NECB_Default :shw_eff: NECB_Default :skylight_cond: NECB_Default :skylight_solar_trans: NECB_Default :srr_set: NECB_Default :template: NECB2011 | reference | reference | b9f15030-3034-4bb9-9b79-b26fb6128d84 | NECB2011 | Hospital | NaturalGas | Natural Gas | CAN_QC_Montreal-Trudeau.Intl.AP.716270_CWEC2016.epw | parametric |  | NECB_Default | NECB_Default | NECB_Default | NECB_Default | NECB_Default | NECB_Default | NECB_Default | NECB_Default | NECB_Default | NECB_Default | NECB_Default | NECB_Default | NECB_Default | NECB_Default | NECB_Default | NECB_Default | NECB_Default | NECB_Default | NECB_Default | NECB_Default | NECB_Default | NECB_Default | NECB_Default | NECB_Default | NECB_Default | NECB_Default | NECB_Default | NECB_Default | NECB_Default | NECB_Default | NECB_Default | NECB_Default | NECB_Default | NECB_Default | NECB_Default | NECB_Default | NECB_Default | NECB_Default | NECB_Default | NECB_Default | NECB_Default | NECB_Default | NECB_Default | NECB_Default | NECB_Default | aws_batch | 834599497928 | btap_private_cli |  | TRUE | TRUE |  |  | 181.6037 | 30.8963 | 225.8875 | 408.5061 | 22436.08 | 9006.9497 | 37.3 | Hospital |  |  | 5 | Hospital | 5 |  | 6 | NECB2011 | 0.10131 | 88900.7399 | 46.7492 | 20.4417 | 66.7324 | 1.717 | 333.2 | 197.5597 | MONTREAL | QUEBEC | 0.23837 | 61.0592 | 0 | 61.2975 | 15.1814 | 15.994 | 0 | 31.1754 | 0 | 0.065999 | 0 | 0 | 0.61339 | 0.16665 | 0 | 1.1242 | 0.11866 | 0.25981 | 1.236 | 0.001966 | 1.8494 | 0.11179 | 55.2243 | 185.7602 | 37.3 | 0.757 |  | 0.284 |  |  |  | 0.183 | 0.247 | 2.2 | 2.2 | 5 | Montreal-Trudeau Intl AP | CAN | 323 | 4090 | 45.471 | -73.741 | 6 | 4400 | QC | CAN_QC_Montreal-Trudeau.Intl.AP.716270_CWEC2016.epw | 1.8494 | 30.8963 | 181.6037 | 20.4543 | 20.9188 | TRUE | FALSE | FALSE | FALSE | 13.8153 | 13.663 | 0 | 0 | 0 | 0 | 2508.15 | 1797.8054 | 26.7946 | 0.014904 | 9793.44 | 0.0003062 | 1.8494 | 242.5 | 217.33 | 122.5 | 120.67 |  | https://s3.console.aws.amazon.com/s3/buckets/834599497928?region=ca-central-1&prefix=phylroy.lopez/reference/reference/output/b9f15030-3034-4bb9-9b79-b26fb6128d84/ | 1.0.002
1155 |  | TRUE | 1568 | 2 | 0 | 2211.5261 |  |  |  | 0.1 | 2021-09-22 20:44:16 +0000 | 438c2ebff | 0.2.14 | :adv_dx_units: NECB_Default :airloop_economizer_type: NECB_Default :algorithm_type: parametric :analysis_id: reference :analysis_name: reference :boiler_eff: NECB_Default :btap_batch_version: 1.0.002 :building_type: Hospital :chiller_type: NECB_Default :compute_environment: aws_batch :datapoint_id: 73132df5-5a60-4ae4-8d64-a059da9dcf5f :daylighting_type: NECB_Default :dcv_type: NECB_Default :door_construction_cond: NECB_Default :ecm_system_name: NECB_Default :electrical_loads_scale: NECB_Default :enable_costing: true :epw_file: CAN_BC_Vancouver.Intl.AP.718920_CWEC2016.epw :erv_package: NECB_Default :ext_floor_cond: NECB_Default :ext_roof_cond: NECB_Default :ext_wall_cond: NECB_Default :fdwr_set: NECB_Default :fixed_wind_solar_trans: NECB_Default :fixed_window_cond: NECB_Default :furnace_eff: NECB_Default :glass_door_cond: NECB_Default :glass_door_solar_trans: NECB_Default :ground_floor_cond: NECB_Default :ground_roof_cond: NECB_Default :ground_wall_cond: NECB_Default :image_name: btap_private_cli :infiltration_scale: NECB_Default :lights_scale: NECB_Default :lights_type: NECB_Default :nv_delta_temp_in_out: NECB_Default :nv_opening_fraction: NECB_Default :nv_temp_out_min: NECB_Default :nv_type: NECB_Default :oa_scale: NECB_Default :occupancy_loads_scale: NECB_Default :output_meters: [] :output_variables: [] :overhead_door_cond: NECB_Default :primary_heating_fuel: NaturalGas :pv_ground_azimuth_angle: NECB_Default :pv_ground_module_description: NECB_Default :pv_ground_tilt_angle: NECB_Default :pv_ground_total_area_pv_panels_m2: NECB_Default :pv_ground_type: NECB_Default :rotation_degrees: NECB_Default :run_annual_simulation: true :s3_bucket: '834599497928' :scale_x: NECB_Default :scale_y: NECB_Default :scale_z: NECB_Default :shw_eff: NECB_Default :skylight_cond: NECB_Default :skylight_solar_trans: NECB_Default :srr_set: NECB_Default :template: BTAPPRE1980 | reference | reference | 73132df5-5a60-4ae4-8d64-a059da9dcf5f | BTAPPRE1980 | Hospital | NaturalGas | Natural Gas | CAN_BC_Vancouver.Intl.AP.718920_CWEC2016.epw | parametric |  | NECB_Default | NECB_Default | NECB_Default | NECB_Default | NECB_Default | NECB_Default | NECB_Default | NECB_Default | NECB_Default | NECB_Default | NECB_Default | NECB_Default | NECB_Default | NECB_Default | NECB_Default | NECB_Default | NECB_Default | NECB_Default | NECB_Default | NECB_Default | NECB_Default | NECB_Default | NECB_Default | NECB_Default | NECB_Default | NECB_Default | NECB_Default | NECB_Default | NECB_Default | NECB_Default | NECB_Default | NECB_Default | NECB_Default | NECB_Default | NECB_Default | NECB_Default | NECB_Default | NECB_Default | NECB_Default | NECB_Default | NECB_Default | NECB_Default | NECB_Default | NECB_Default | NECB_Default | aws_batch | 834599497928 | btap_private_cli |  | TRUE | TRUE |  |  | 99.9687 | 14.3644 | 160.2955 | 317.0481 | 22436.08 | 9006.9497 | 15.5 | Hospital |  |  | 0 | Hospital | 5 |  | 6 | BTAPPRE1980 | 0.10131 | 88900.7399 | 0.31402 | 20.2863 | 65.066 | 1.7307 | 253.1587 | 165.7617 | VANCOUVER | BRITISH COLUMBIA | 1.6383 | 47.4841 | 0 | 49.1224 | 16.3601 | 10.6526 | 0 | 27.0127 | 0 | 0.017809 | 0 | 0 | 0.5781 | 0.18048 | 0 | 0.83624 | 0.11866 | 0.2599 | 0.94187 | 0.0012052 | 1.52 | 0.10563 | 38.8113 | 103.5364 | 15.5 | 0.678 |  | 0.678 |  |  |  | 0.363 | 0.994 | 4.09 |  | 0 | Vancouver Intl AP | CAN | 42 | 2797 | 49.195 | -123.184 | 4 | 2800 | BC | CAN_BC_Vancouver.Intl.AP.718920_CWEC2016.epw | 1.52 | 14.3644 | 99.9687 | 18.7216 | 23.1614 | TRUE | FALSE | FALSE | FALSE | 11.9573 | 8.6622 | 0 | 0 | 0 | 0 | 2369.95 | 1766.863 | 26.7946 | 0.015165 | 9793.44 | 4.0114e-05 | 1.52 | 627.5 | 624.17 | 23.67 | 21 |  | https://s3.console.aws.amazon.com/s3/buckets/834599497928?region=ca-central-1&prefix=phylroy.lopez/reference/reference/output/73132df5-5a60-4ae4-8d64-a059da9dcf5f/ | 1.0.002
1156 |  | TRUE | 1579 | 0 | 0 | 2212.1306 |  |  |  | 0.1 | 2021-09-22 20:44:38 +0000 | 438c2ebff | 0.2.14 | :adv_dx_units: NECB_Default :airloop_economizer_type: NECB_Default :algorithm_type: parametric :analysis_id: reference :analysis_name: reference :boiler_eff: NECB_Default :btap_batch_version: 1.0.002 :building_type: Hospital :chiller_type: NECB_Default :compute_environment: aws_batch :datapoint_id: d2097c10-aea7-4104-a6a6-6e7e5514c5eb :daylighting_type: NECB_Default :dcv_type: NECB_Default :door_construction_cond: NECB_Default :ecm_system_name: NECB_Default :electrical_loads_scale: NECB_Default :enable_costing: true :epw_file: CAN_YT_Whitehorse.Intl.AP.719640_CWEC2016.epw :erv_package: NECB_Default :ext_floor_cond: NECB_Default :ext_roof_cond: NECB_Default :ext_wall_cond: NECB_Default :fdwr_set: NECB_Default :fixed_wind_solar_trans: NECB_Default :fixed_window_cond: NECB_Default :furnace_eff: NECB_Default :glass_door_cond: NECB_Default :glass_door_solar_trans: NECB_Default :ground_floor_cond: NECB_Default :ground_roof_cond: NECB_Default :ground_wall_cond: NECB_Default :image_name: btap_private_cli :infiltration_scale: NECB_Default :lights_scale: NECB_Default :lights_type: NECB_Default :nv_delta_temp_in_out: NECB_Default :nv_opening_fraction: NECB_Default :nv_temp_out_min: NECB_Default :nv_type: NECB_Default :oa_scale: NECB_Default :occupancy_loads_scale: NECB_Default :output_meters: [] :output_variables: [] :overhead_door_cond: NECB_Default :primary_heating_fuel: NaturalGas :pv_ground_azimuth_angle: NECB_Default :pv_ground_module_description: NECB_Default :pv_ground_tilt_angle: NECB_Default :pv_ground_total_area_pv_panels_m2: NECB_Default :pv_ground_type: NECB_Default :rotation_degrees: NECB_Default :run_annual_simulation: true :s3_bucket: '834599497928' :scale_x: NECB_Default :scale_y: NECB_Default :scale_z: NECB_Default :shw_eff: NECB_Default :skylight_cond: NECB_Default :skylight_solar_trans: NECB_Default :srr_set: NECB_Default :template: BTAPPRE1980 | reference | reference | d2097c10-aea7-4104-a6a6-6e7e5514c5eb | BTAPPRE1980 | Hospital | NaturalGas | Natural Gas | CAN_YT_Whitehorse.Intl.AP.719640_CWEC2016.epw | parametric |  | NECB_Default | NECB_Default | NECB_Default | NECB_Default | NECB_Default | NECB_Default | NECB_Default | NECB_Default | NECB_Default | NECB_Default | NECB_Default | NECB_Default | NECB_Default | NECB_Default | NECB_Default | NECB_Default | NECB_Default | NECB_Default | NECB_Default | NECB_Default | NECB_Default | NECB_Default | NECB_Default | NECB_Default | NECB_Default | NECB_Default | NECB_Default | NECB_Default | NECB_Default | NECB_Default | NECB_Default | NECB_Default | NECB_Default | NECB_Default | NECB_Default | NECB_Default | NECB_Default | NECB_Default | NECB_Default | NECB_Default | NECB_Default | NECB_Default | NECB_Default | NECB_Default | NECB_Default | aws_batch | 834599497928 | btap_private_cli |  | TRUE | TRUE |  |  | 227.5407 | 14.1609 | 371.3101 | 615.1556 | 22436.08 | 9006.9497 | 15.5 | Hospital |  |  | 0 | Hospital | 5 |  | 6 | BTAPPRE1980 | 0.10131 | 88900.7399 | 0.22353 | 19.3699 | 64.9642 | 1.6742 | 249.0428 | 162.811 | WHITEHORSE | YUKON | 8.9819 | 100.2996 | 0 | 109.2815 | 20.5698 | 18.282 | 0 | 38.8518 | 0 | 0.0078886 | 0 | 0 | 0.57748 | 0.18991 | 0 | 1.8875 | 0.11866 | 0.2599 | 2.0157 | 0.001112 | 2.5931 | 0.12816 | 38.9228 | 235.3592 | 15.5 | 0.678 |  | 0.678 |  |  |  | 0.227 | 0.772 | 2.95 |  | 0 | Whitehorse Intl AP | CAN | 5 | 6491 | 60.709 | -135.069 | 7b | 6580 | YT | CAN_YT_Whitehorse.Intl.AP.719640_CWEC2016.epw | 2.5931 | 14.1609 | 227.5407 | 21.7639 | 13.56 | TRUE | FALSE | FALSE | FALSE | 9.3897 | 17.0456 | 0 | 0 | 0 | 0 | 2875.37 | 1750.1232 | 26.7946 | 0.01531 | 9793.44 | 1.3371e-05 | 2.5931 | 290.17 | 289.33 | 328.67 | 317.17 |  | https://s3.console.aws.amazon.com/s3/buckets/834599497928?region=ca-central-1&prefix=phylroy.lopez/reference/reference/output/d2097c10-aea7-4104-a6a6-6e7e5514c5eb/ | 1.0.002
1157 |  | TRUE | 1596 | 0 | 0 | 2209.7158 |  |  |  | 0.1 | 2021-09-22 20:43:20 +0000 | 438c2ebff | 0.2.14 | :adv_dx_units: NECB_Default :airloop_economizer_type: NECB_Default :algorithm_type: parametric :analysis_id: reference :analysis_name: reference :boiler_eff: NECB_Default :btap_batch_version: 1.0.002 :building_type: Hospital :chiller_type: NECB_Default :compute_environment: aws_batch :datapoint_id: 1cb16597-dba0-4d6c-8a3b-b6df7af8bc48 :daylighting_type: NECB_Default :dcv_type: NECB_Default :door_construction_cond: NECB_Default :ecm_system_name: NECB_Default :electrical_loads_scale: NECB_Default :enable_costing: true :epw_file: CAN_AB_Calgary.Intl.AP.718770_CWEC2016.epw :erv_package: NECB_Default :ext_floor_cond: NECB_Default :ext_roof_cond: NECB_Default :ext_wall_cond: NECB_Default :fdwr_set: NECB_Default :fixed_wind_solar_trans: NECB_Default :fixed_window_cond: NECB_Default :furnace_eff: NECB_Default :glass_door_cond: NECB_Default :glass_door_solar_trans: NECB_Default :ground_floor_cond: NECB_Default :ground_roof_cond: NECB_Default :ground_wall_cond: NECB_Default :image_name: btap_private_cli :infiltration_scale: NECB_Default :lights_scale: NECB_Default :lights_type: NECB_Default :nv_delta_temp_in_out: NECB_Default :nv_opening_fraction: NECB_Default :nv_temp_out_min: NECB_Default :nv_type: NECB_Default :oa_scale: NECB_Default :occupancy_loads_scale: NECB_Default :output_meters: [] :output_variables: [] :overhead_door_cond: NECB_Default :primary_heating_fuel: NaturalGas :pv_ground_azimuth_angle: NECB_Default :pv_ground_module_description: NECB_Default :pv_ground_tilt_angle: NECB_Default :pv_ground_total_area_pv_panels_m2: NECB_Default :pv_ground_type: NECB_Default :rotation_degrees: NECB_Default :run_annual_simulation: true :s3_bucket: '834599497928' :scale_x: NECB_Default :scale_y: NECB_Default :scale_z: NECB_Default :shw_eff: NECB_Default :skylight_cond: NECB_Default :skylight_solar_trans: NECB_Default :srr_set: NECB_Default :template: NECB2011 | reference | reference | 1cb16597-dba0-4d6c-8a3b-b6df7af8bc48 | NECB2011 | Hospital | NaturalGas | Natural Gas | CAN_AB_Calgary.Intl.AP.718770_CWEC2016.epw | parametric |  | NECB_Default | NECB_Default | NECB_Default | NECB_Default | NECB_Default | NECB_Default | NECB_Default | NECB_Default | NECB_Default | NECB_Default | NECB_Default | NECB_Default | NECB_Default | NECB_Default | NECB_Default | NECB_Default | NECB_Default | NECB_Default | NECB_Default | NECB_Default | NECB_Default | NECB_Default | NECB_Default | NECB_Default | NECB_Default | NECB_Default | NECB_Default | NECB_Default | NECB_Default | NECB_Default | NECB_Default | NECB_Default | NECB_Default | NECB_Default | NECB_Default | NECB_Default | NECB_Default | NECB_Default | NECB_Default | NECB_Default | NECB_Default | NECB_Default | NECB_Default | NECB_Default | NECB_Default | aws_batch | 834599497928 | btap_private_cli |  | TRUE | TRUE |  |  | 161.3918 | 20.49 | 212.3103 | 386.4601 | 22436.08 | 9006.9497 | 33.3 | Hospital |  |  | 5 | Hospital | 5 |  | 6 | NECB2011 | 0.10131 | 88900.7399 | 48.7276 | 19.391 | 69.9163 | 1.744 | 340.5135 | 200.7346 | CALGARY | ALBERTA | 127.3144 | 60.0351 | 0 | 187.3495 | 12.0667 | 4.283 | 0 | 16.3497 | 0 | 0.024914 | 0 | 0 | 0.58013 | 0.17507 | 0 | 1.0721 | 0.11866 | 0.25981 | 1.1897 | 0.0015609 | 1.7698 | 0.11764 | 44.9739 | 167.9851 | 33.3 | 0.757 |  | 0.284 |  |  |  | 0.162 | 0.21 | 2.2 | 2.2 | 5 | Calgary Intl AP | CAN | 64 | 4781 | 51.114 | -114.02 | 7a | 5000 | AB | CAN_AB_Calgary.Intl.AP.718770_CWEC2016.epw | 1.7698 | 20.49 | 161.3918 | 18.466 | 19.7601 | TRUE | FALSE | FALSE | FALSE | 13.4717 | 14.3872 | 0 | 0 | 0 | 0 | 2639.44 | 1717.9546 | 26.7946 | 0.015597 | 9793.44 | 0.000119 | 1.7698 | 219.33 | 215.33 | 34.5 | 34.33 |  | https://s3.console.aws.amazon.com/s3/buckets/834599497928?region=ca-central-1&prefix=phylroy.lopez/reference/reference/output/1cb16597-dba0-4d6c-8a3b-b6df7af8bc48/ | 1.0.002
1158 |  | TRUE | 1575 | 0 | 0 | 2212.7687 |  |  |  | 0.1 | 2021-09-22 20:43:59 +0000 | 438c2ebff | 0.2.14 | :adv_dx_units: NECB_Default :airloop_economizer_type: NECB_Default :algorithm_type: parametric :analysis_id: reference :analysis_name: reference :boiler_eff: NECB_Default :btap_batch_version: 1.0.002 :building_type: Hospital :chiller_type: NECB_Default :compute_environment: aws_batch :datapoint_id: 11007889-413d-4810-98dd-592e6a323bcf :daylighting_type: NECB_Default :dcv_type: NECB_Default :door_construction_cond: NECB_Default :ecm_system_name: NECB_Default :electrical_loads_scale: NECB_Default :enable_costing: true :epw_file: CAN_AB_Edmonton.Intl.AP.711230_CWEC2016.epw :erv_package: NECB_Default :ext_floor_cond: NECB_Default :ext_roof_cond: NECB_Default :ext_wall_cond: NECB_Default :fdwr_set: NECB_Default :fixed_wind_solar_trans: NECB_Default :fixed_window_cond: NECB_Default :furnace_eff: NECB_Default :glass_door_cond: NECB_Default :glass_door_solar_trans: NECB_Default :ground_floor_cond: NECB_Default :ground_roof_cond: NECB_Default :ground_wall_cond: NECB_Default :image_name: btap_private_cli :infiltration_scale: NECB_Default :lights_scale: NECB_Default :lights_type: NECB_Default :nv_delta_temp_in_out: NECB_Default :nv_opening_fraction: NECB_Default :nv_temp_out_min: NECB_Default :nv_type: NECB_Default :oa_scale: NECB_Default :occupancy_loads_scale: NECB_Default :output_meters: [] :output_variables: [] :overhead_door_cond: NECB_Default :primary_heating_fuel: NaturalGas :pv_ground_azimuth_angle: NECB_Default :pv_ground_module_description: NECB_Default :pv_ground_tilt_angle: NECB_Default :pv_ground_total_area_pv_panels_m2: NECB_Default :pv_ground_type: NECB_Default :rotation_degrees: NECB_Default :run_annual_simulation: true :s3_bucket: '834599497928' :scale_x: NECB_Default :scale_y: NECB_Default :scale_z: NECB_Default :shw_eff: NECB_Default :skylight_cond: NECB_Default :skylight_solar_trans: NECB_Default :srr_set: NECB_Default :template: BTAPPRE1980 | reference | reference | 11007889-413d-4810-98dd-592e6a323bcf | BTAPPRE1980 | Hospital | NaturalGas | Natural Gas | CAN_AB_Edmonton.Intl.AP.711230_CWEC2016.epw | parametric |  | NECB_Default | NECB_Default | NECB_Default | NECB_Default | NECB_Default | NECB_Default | NECB_Default | NECB_Default | NECB_Default | NECB_Default | NECB_Default | NECB_Default | NECB_Default | NECB_Default | NECB_Default | NECB_Default | NECB_Default | NECB_Default | NECB_Default | NECB_Default | NECB_Default | NECB_Default | NECB_Default | NECB_Default | NECB_Default | NECB_Default | NECB_Default | NECB_Default | NECB_Default | NECB_Default | NECB_Default | NECB_Default | NECB_Default | NECB_Default | NECB_Default | NECB_Default | NECB_Default | NECB_Default | NECB_Default | NECB_Default | NECB_Default | NECB_Default | NECB_Default | NECB_Default | NECB_Default | aws_batch | 834599497928 | btap_private_cli |  | TRUE | TRUE |  |  | 211.8927 | 16.8997 | 313.2227 | 536.5146 | 22436.08 | 9006.9497 | 15.5 | Hospital |  |  | 0 | Hospital | 5 |  | 6 | BTAPPRE1980 | 0.10131 | 88900.7399 | 0.29717 | 25.7063 | 72.629 | 1.7439 | 280.2842 | 179.9078 | EDMONTON | ALBERTA | 129.7335 | 86.7387 | 0 | 216.4722 | 12.296 | 6.188 | 0 | 18.4841 | 0 | 0.019175 | 0 | 0 | 0.59116 | 0.19211 | 0 | 1.5961 | 0.11866 | 0.2599 | 1.7189 | 0.001264 | 2.3101 | 0.12283 | 41.8326 | 217.7264 | 15.5 | 0.678 |  | 0.678 |  |  |  | 0.227 | 0.772 | 2.95 |  | 0 | Edmonton Intl AP | CAN | 23 | 5588 | 53.31 | -113.579 | 7a | 5120 | AB | CAN_AB_Edmonton.Intl.AP.711230_CWEC2016.epw | 2.3101 | 16.8997 | 211.8927 | 18.7708 | 17.4681 | TRUE | FALSE | FALSE | FALSE | 12.5408 | 16.0366 | 0 | 0 | 0 | 0 | 2755.74 | 1796.8515 | 26.7946 | 0.014912 | 9793.44 | 4.4125e-05 | 2.3101 | 675.17 | 673.67 | 44.33 | 43.83 |  | https://s3.console.aws.amazon.com/s3/buckets/834599497928?region=ca-central-1&prefix=phylroy.lopez/reference/reference/output/11007889-413d-4810-98dd-592e6a323bcf/ | 1.0.002
1159 |  | TRUE | 1697 | 0 | 0 | 2211.6333 |  |  |  | 0.1 | 2021-09-22 20:43:40 +0000 | 438c2ebff | 0.2.14 | :adv_dx_units: NECB_Default :airloop_economizer_type: NECB_Default :algorithm_type: parametric :analysis_id: reference :analysis_name: reference :boiler_eff: NECB_Default :btap_batch_version: 1.0.002 :building_type: Hospital :chiller_type: NECB_Default :compute_environment: aws_batch :datapoint_id: e545c2b3-de79-484f-a077-6a9044143854 :daylighting_type: NECB_Default :dcv_type: NECB_Default :door_construction_cond: NECB_Default :ecm_system_name: NECB_Default :electrical_loads_scale: NECB_Default :enable_costing: true :epw_file: CAN_YT_Whitehorse.Intl.AP.719640_CWEC2016.epw :erv_package: NECB_Default :ext_floor_cond: NECB_Default :ext_roof_cond: NECB_Default :ext_wall_cond: NECB_Default :fdwr_set: NECB_Default :fixed_wind_solar_trans: NECB_Default :fixed_window_cond: NECB_Default :furnace_eff: NECB_Default :glass_door_cond: NECB_Default :glass_door_solar_trans: NECB_Default :ground_floor_cond: NECB_Default :ground_roof_cond: NECB_Default :ground_wall_cond: NECB_Default :image_name: btap_private_cli :infiltration_scale: NECB_Default :lights_scale: NECB_Default :lights_type: NECB_Default :nv_delta_temp_in_out: NECB_Default :nv_opening_fraction: NECB_Default :nv_temp_out_min: NECB_Default :nv_type: NECB_Default :oa_scale: NECB_Default :occupancy_loads_scale: NECB_Default :output_meters: [] :output_variables: [] :overhead_door_cond: NECB_Default :primary_heating_fuel: NaturalGas :pv_ground_azimuth_angle: NECB_Default :pv_ground_module_description: NECB_Default :pv_ground_tilt_angle: NECB_Default :pv_ground_total_area_pv_panels_m2: NECB_Default :pv_ground_type: NECB_Default :rotation_degrees: NECB_Default :run_annual_simulation: true :s3_bucket: '834599497928' :scale_x: NECB_Default :scale_y: NECB_Default :scale_z: NECB_Default :shw_eff: NECB_Default :skylight_cond: NECB_Default :skylight_solar_trans: NECB_Default :srr_set: NECB_Default :template: NECB2011 | reference | reference | e545c2b3-de79-484f-a077-6a9044143854 | NECB2011 | Hospital | NaturalGas | Natural Gas | CAN_YT_Whitehorse.Intl.AP.719640_CWEC2016.epw | parametric |  | NECB_Default | NECB_Default | NECB_Default | NECB_Default | NECB_Default | NECB_Default | NECB_Default | NECB_Default | NECB_Default | NECB_Default | NECB_Default | NECB_Default | NECB_Default | NECB_Default | NECB_Default | NECB_Default | NECB_Default | NECB_Default | NECB_Default | NECB_Default | NECB_Default | NECB_Default | NECB_Default | NECB_Default | NECB_Default | NECB_Default | NECB_Default | NECB_Default | NECB_Default | NECB_Default | NECB_Default | NECB_Default | NECB_Default | NECB_Default | NECB_Default | NECB_Default | NECB_Default | NECB_Default | NECB_Default | NECB_Default | NECB_Default | NECB_Default | NECB_Default | NECB_Default | NECB_Default | aws_batch | 834599497928 | btap_private_cli |  | TRUE | TRUE |  |  | 213.6643 | 14.1796 | 319.2404 | 524.8214 | 22436.08 | 9006.9497 | 22.8 | Hospital |  |  | 5 | Hospital | 5 |  | 6 | NECB2011 | 0.10131 | 88900.7399 | 38.2087 | 14.4796 | 64.9642 | 1.6742 | 301.9383 | 182.6116 | WHITEHORSE | YUKON | 8.5862 | 85.4264 | 0 | 94.0126 | 19.6634 | 15.571 | 0 | 35.2344 | 0 | 0.0092445 | 0 | 0 | 0.55203 | 0.16061 | 0.0009244 | 1.5885 | 0.11866 | 0.25981 | 1.7168 | 0.0027442 | 2.2688 | 0.12824 | 38.1248 | 218.2184 | 22.8 | 0.757 |  | 0.284 |  |  |  | 0.162 | 0.21 | 2.2 | 2.2 | 5 | Whitehorse Intl AP | CAN | 5 | 6491 | 60.709 | -135.069 | 7b | 6580 | YT | CAN_YT_Whitehorse.Intl.AP.719640_CWEC2016.epw | 2.2688 | 14.1796 | 213.6643 | 21.7639 | 13.56 | TRUE | FALSE | FALSE | FALSE | 9.3897 | 17.0456 | 0 | 0 | 0 | 0 | 2877.3 | 1568.5727 | 26.7946 | 0.017082 | 9793.44 | 3.6103e-05 | 2.2688 | 59.67 | 57.83 | 53.17 | 53.17 |  | https://s3.console.aws.amazon.com/s3/buckets/834599497928?region=ca-central-1&prefix=phylroy.lopez/reference/reference/output/e545c2b3-de79-484f-a077-6a9044143854/ | 1.0.002
1160 |  | TRUE | 1729 | 0 | 0 | 2205.5905 |  |  |  | 0.1 | 2021-09-22 20:43:43 +0000 | 438c2ebff | 0.2.14 | :adv_dx_units: NECB_Default :airloop_economizer_type: NECB_Default :algorithm_type: parametric :analysis_id: reference :analysis_name: reference :boiler_eff: NECB_Default :btap_batch_version: 1.0.002 :building_type: Hospital :chiller_type: NECB_Default :compute_environment: aws_batch :datapoint_id: 623bfa35-1a2f-43fb-be63-e356b08f6a26 :daylighting_type: NECB_Default :dcv_type: NECB_Default :door_construction_cond: NECB_Default :ecm_system_name: NECB_Default :electrical_loads_scale: NECB_Default :enable_costing: true :epw_file: CAN_AB_Edmonton.Intl.AP.711230_CWEC2016.epw :erv_package: NECB_Default :ext_floor_cond: NECB_Default :ext_roof_cond: NECB_Default :ext_wall_cond: NECB_Default :fdwr_set: NECB_Default :fixed_wind_solar_trans: NECB_Default :fixed_window_cond: NECB_Default :furnace_eff: NECB_Default :glass_door_cond: NECB_Default :glass_door_solar_trans: NECB_Default :ground_floor_cond: NECB_Default :ground_roof_cond: NECB_Default :ground_wall_cond: NECB_Default :image_name: btap_private_cli :infiltration_scale: NECB_Default :lights_scale: NECB_Default :lights_type: NECB_Default :nv_delta_temp_in_out: NECB_Default :nv_opening_fraction: NECB_Default :nv_temp_out_min: NECB_Default :nv_type: NECB_Default :oa_scale: NECB_Default :occupancy_loads_scale: NECB_Default :output_meters: [] :output_variables: [] :overhead_door_cond: NECB_Default :primary_heating_fuel: Electricity :pv_ground_azimuth_angle: NECB_Default :pv_ground_module_description: NECB_Default :pv_ground_tilt_angle: NECB_Default :pv_ground_total_area_pv_panels_m2: NECB_Default :pv_ground_type: NECB_Default :rotation_degrees: NECB_Default :run_annual_simulation: true :s3_bucket: '834599497928' :scale_x: NECB_Default :scale_y: NECB_Default :scale_z: NECB_Default :shw_eff: NECB_Default :skylight_cond: NECB_Default :skylight_solar_trans: NECB_Default :srr_set: NECB_Default :template: NECB2017 | reference | reference | 623bfa35-1a2f-43fb-be63-e356b08f6a26 | NECB2017 | Hospital | Electricity | Electricity | CAN_AB_Edmonton.Intl.AP.711230_CWEC2016.epw | parametric |  | NECB_Default | NECB_Default | NECB_Default | NECB_Default | NECB_Default | NECB_Default | NECB_Default | NECB_Default | NECB_Default | NECB_Default | NECB_Default | NECB_Default | NECB_Default | NECB_Default | NECB_Default | NECB_Default | NECB_Default | NECB_Default | NECB_Default | NECB_Default | NECB_Default | NECB_Default | NECB_Default | NECB_Default | NECB_Default | NECB_Default | NECB_Default | NECB_Default | NECB_Default | NECB_Default | NECB_Default | NECB_Default | NECB_Default | NECB_Default | NECB_Default | NECB_Default | NECB_Default | NECB_Default | NECB_Default | NECB_Default | NECB_Default | NECB_Default | NECB_Default | NECB_Default | NECB_Default | aws_batch | 834599497928 | btap_private_cli |  | TRUE | TRUE |  |  | 138.1945 | 14.4415 | 109.1179 | 185.4795 | 22436.08 | 9006.9497 | 32.5 | Hospital |  |  | 2 | Hospital | 5 |  | 6 | NECB2017 | 0.10131 | 88900.7399 | 48.9841 | 10.7878 | 72.629 | 5.2781 | 388.5904 | 250.9113 | EDMONTON | ALBERTA | 232.3538 | 0 | 0 | 232.3538 | 22.0223 | 0 | 0 | 22.0223 | 0 | 0.019929 | 0 | 0 | 1.0588 | 0.16249 | 0.046883 | 0.39282 | 0.11637 | 0.2277 | 0 | 0.0014927 | 1.0588 | 0.090991 | 166.3486 | 0 | 32.5 | 0.757 |  | 0.284 |  |  |  | 0.138 | 0.21 | 1.9 | 1.9 | 2 | Edmonton Intl AP | CAN | 23 | 5588 | 53.31 | -113.579 | 7a | 5120 | AB | CAN_AB_Edmonton.Intl.AP.711230_CWEC2016.epw | 1.0588 | 14.4415 | 138.1945 | 18.7708 | 17.4681 | TRUE | FALSE | FALSE | FALSE | 12.5398 | 16.0347 | 0 | 5.5854 | 0.0034056 | 2041.48 | 0 | 1640.0936 | 25.2193 | 0.015377 | 9217.64 | 8.6468e-05 | 1.0588 | 48.33 | 46.33 | 11.83 | 11.83 |  | https://s3.console.aws.amazon.com/s3/buckets/834599497928?region=ca-central-1&prefix=phylroy.lopez/reference/reference/output/623bfa35-1a2f-43fb-be63-e356b08f6a26/ | 1.0.002
1161 |  | TRUE | 1572 | 0 | 0 | 2274.6272 |  |  |  | 0.1 | 2021-09-22 20:44:44 +0000 | 438c2ebff | 0.2.14 | :adv_dx_units: NECB_Default :airloop_economizer_type: NECB_Default :algorithm_type: parametric :analysis_id: reference :analysis_name: reference :boiler_eff: NECB_Default :btap_batch_version: 1.0.002 :building_type: Hospital :chiller_type: NECB_Default :compute_environment: aws_batch :datapoint_id: c8780915-7728-44d8-97ad-beb7cba986c6 :daylighting_type: NECB_Default :dcv_type: NECB_Default :door_construction_cond: NECB_Default :ecm_system_name: NECB_Default :electrical_loads_scale: NECB_Default :enable_costing: true :epw_file: CAN_AB_Edmonton.Intl.AP.711230_CWEC2016.epw :erv_package: NECB_Default :ext_floor_cond: NECB_Default :ext_roof_cond: NECB_Default :ext_wall_cond: NECB_Default :fdwr_set: NECB_Default :fixed_wind_solar_trans: NECB_Default :fixed_window_cond: NECB_Default :furnace_eff: NECB_Default :glass_door_cond: NECB_Default :glass_door_solar_trans: NECB_Default :ground_floor_cond: NECB_Default :ground_roof_cond: NECB_Default :ground_wall_cond: NECB_Default :image_name: btap_private_cli :infiltration_scale: NECB_Default :lights_scale: NECB_Default :lights_type: NECB_Default :nv_delta_temp_in_out: NECB_Default :nv_opening_fraction: NECB_Default :nv_temp_out_min: NECB_Default :nv_type: NECB_Default :oa_scale: NECB_Default :occupancy_loads_scale: NECB_Default :output_meters: [] :output_variables: [] :overhead_door_cond: NECB_Default :primary_heating_fuel: Electricity :pv_ground_azimuth_angle: NECB_Default :pv_ground_module_description: NECB_Default :pv_ground_tilt_angle: NECB_Default :pv_ground_total_area_pv_panels_m2: NECB_Default :pv_ground_type: NECB_Default :rotation_degrees: NECB_Default :run_annual_simulation: true :s3_bucket: '834599497928' :scale_x: NECB_Default :scale_y: NECB_Default :scale_z: NECB_Default :shw_eff: NECB_Default :skylight_cond: NECB_Default :skylight_solar_trans: NECB_Default :srr_set: NECB_Default :template: BTAP1980TO2010 | reference | reference | c8780915-7728-44d8-97ad-beb7cba986c6 | BTAP1980TO2010 | Hospital | Electricity | Electricity | CAN_AB_Edmonton.Intl.AP.711230_CWEC2016.epw | parametric |  | NECB_Default | NECB_Default | NECB_Default | NECB_Default | NECB_Default | NECB_Default | NECB_Default | NECB_Default | NECB_Default | NECB_Default | NECB_Default | NECB_Default | NECB_Default | NECB_Default | NECB_Default | NECB_Default | NECB_Default | NECB_Default | NECB_Default | NECB_Default | NECB_Default | NECB_Default | NECB_Default | NECB_Default | NECB_Default | NECB_Default | NECB_Default | NECB_Default | NECB_Default | NECB_Default | NECB_Default | NECB_Default | NECB_Default | NECB_Default | NECB_Default | NECB_Default | NECB_Default | NECB_Default | NECB_Default | NECB_Default | NECB_Default | NECB_Default | NECB_Default | NECB_Default | NECB_Default | aws_batch | 834599497928 | btap_private_cli |  | TRUE | TRUE |  |  | 159.5432 | 16.7148 | 306.8177 | 391.9762 | 22436.08 | 9006.9497 | 15.5 | Hospital |  |  | 0 | Hospital | 5 |  | 6 | BTAP1980TO2010 | 0.10131 | 88900.7399 | 0.29717 | 11.7812 | 72.629 | 5.4021 | 294.7015 | 204.592 | EDMONTON | ALBERTA | 392.7673 | 0 | 0 | 392.7673 | 37.2261 | 0 | 0 | 37.2261 | 0 | 0.019725 | 0 | 0 | 1.7897 | 0.18909 | 0 | 1.1045 | 0.11866 | 0.2599 | 0 | 0.001108 | 1.7897 | 0.09665 | 188.27 | 0 | 15.5 | 0.678 |  | 0.425 |  |  |  | 0.227 | 0.346 | 2.95 |  | 0 | Edmonton Intl AP | CAN | 23 | 5588 | 53.31 | -113.579 | 7a | 5120 | AB | CAN_AB_Edmonton.Intl.AP.711230_CWEC2016.epw | 1.7897 | 16.7148 | 159.5432 | 18.7708 | 17.4681 | TRUE | FALSE | FALSE | FALSE | 12.5408 | 16.0366 | 0 | 5.9328 | 0.0032878 | 2168.45 | 0 | 1804.5246 | 26.7946 | 0.014849 | 9793.44 | 4.68e-05 | 1.7897 | 797.5 | 796.5 | 76.33 | 76 |  | https://s3.console.aws.amazon.com/s3/buckets/834599497928?region=ca-central-1&prefix=phylroy.lopez/reference/reference/output/c8780915-7728-44d8-97ad-beb7cba986c6/ | 1.0.002
1162 |  | TRUE | 1595 | 0 | 0 | 2271.9835 |  |  |  | 0.1 | 2021-09-22 20:44:48 +0000 | 438c2ebff | 0.2.14 | :adv_dx_units: NECB_Default :airloop_economizer_type: NECB_Default :algorithm_type: parametric :analysis_id: reference :analysis_name: reference :boiler_eff: NECB_Default :btap_batch_version: 1.0.002 :building_type: Hospital :chiller_type: NECB_Default :compute_environment: aws_batch :datapoint_id: 105534ac-c4e4-4edf-8ad6-9a34da870e7c :daylighting_type: NECB_Default :dcv_type: NECB_Default :door_construction_cond: NECB_Default :ecm_system_name: NECB_Default :electrical_loads_scale: NECB_Default :enable_costing: true :epw_file: CAN_QC_Montreal-Trudeau.Intl.AP.716270_CWEC2016.epw :erv_package: NECB_Default :ext_floor_cond: NECB_Default :ext_roof_cond: NECB_Default :ext_wall_cond: NECB_Default :fdwr_set: NECB_Default :fixed_wind_solar_trans: NECB_Default :fixed_window_cond: NECB_Default :furnace_eff: NECB_Default :glass_door_cond: NECB_Default :glass_door_solar_trans: NECB_Default :ground_floor_cond: NECB_Default :ground_roof_cond: NECB_Default :ground_wall_cond: NECB_Default :image_name: btap_private_cli :infiltration_scale: NECB_Default :lights_scale: NECB_Default :lights_type: NECB_Default :nv_delta_temp_in_out: NECB_Default :nv_opening_fraction: NECB_Default :nv_temp_out_min: NECB_Default :nv_type: NECB_Default :oa_scale: NECB_Default :occupancy_loads_scale: NECB_Default :output_meters: [] :output_variables: [] :overhead_door_cond: NECB_Default :primary_heating_fuel: Electricity :pv_ground_azimuth_angle: NECB_Default :pv_ground_module_description: NECB_Default :pv_ground_tilt_angle: NECB_Default :pv_ground_total_area_pv_panels_m2: NECB_Default :pv_ground_type: NECB_Default :rotation_degrees: NECB_Default :run_annual_simulation: true :s3_bucket: '834599497928' :scale_x: NECB_Default :scale_y: NECB_Default :scale_z: NECB_Default :shw_eff: NECB_Default :skylight_cond: NECB_Default :skylight_solar_trans: NECB_Default :srr_set: NECB_Default :template: NECB2015 | reference | reference | 105534ac-c4e4-4edf-8ad6-9a34da870e7c | NECB2015 | Hospital | Electricity | Electricity | CAN_QC_Montreal-Trudeau.Intl.AP.716270_CWEC2016.epw | parametric |  | NECB_Default | NECB_Default | NECB_Default | NECB_Default | NECB_Default | NECB_Default | NECB_Default | NECB_Default | NECB_Default | NECB_Default | NECB_Default | NECB_Default | NECB_Default | NECB_Default | NECB_Default | NECB_Default | NECB_Default | NECB_Default | NECB_Default | NECB_Default | NECB_Default | NECB_Default | NECB_Default | NECB_Default | NECB_Default | NECB_Default | NECB_Default | NECB_Default | NECB_Default | NECB_Default | NECB_Default | NECB_Default | NECB_Default | NECB_Default | NECB_Default | NECB_Default | NECB_Default | NECB_Default | NECB_Default | NECB_Default | NECB_Default | NECB_Default | NECB_Default | NECB_Default | NECB_Default | aws_batch | 834599497928 | btap_private_cli |  | TRUE | TRUE |  |  | 139.73 | 30.236 | 223.2144 | 309.8213 | 22436.08 | 9006.9497 | 37.3 | Hospital |  |  | 5 | Hospital | 5 |  | 6 | NECB2015 | 0.10131 | 88900.7399 | 46.7492 | 11.35 | 67.6019 | 5.271 | 358.2847 | 227.3126 | MONTREAL | QUEBEC | 0.57307 | 0 | 0 | 0.57307 | 36.4986 | 0 | 0 | 36.4986 | 0 | 0.06259 | 0 | 0 | 1.4747 | 0.16458 | 0 | 0.80357 | 0.11637 | 0.2427 | 0 | 0.002098 | 1.4747 | 0.082522 | 164.3511 | 0 | 37.3 | 0.757 |  | 0.284 |  |  |  | 0.183 | 0.247 | 2.2 | 2.2 | 5 | Montreal-Trudeau Intl AP | CAN | 323 | 4090 | 45.471 | -73.741 | 6 | 4400 | QC | CAN_QC_Montreal-Trudeau.Intl.AP.716270_CWEC2016.epw | 1.4747 | 30.236 | 139.73 | 20.4543 | 20.9188 | TRUE | FALSE | FALSE | FALSE | 13.814 | 13.6611 | 0 | 5.0656 | 0.0028399 | 1851.46 | 0 | 1783.6919 | 25.2193 | 0.014139 | 9217.64 | 0.00026475 | 1.4747 | 249.17 | 232.33 | 7.5 | 7.5 |  | https://s3.console.aws.amazon.com/s3/buckets/834599497928?region=ca-central-1&prefix=phylroy.lopez/reference/reference/output/105534ac-c4e4-4edf-8ad6-9a34da870e7c/ | 1.0.002
1163 |  | TRUE | 1649 | 0 | 0 | 2271.8587 |  |  |  | 0.1 | 2021-09-22 20:44:14 +0000 | 438c2ebff | 0.2.14 | :adv_dx_units: NECB_Default :airloop_economizer_type: NECB_Default :algorithm_type: parametric :analysis_id: reference :analysis_name: reference :boiler_eff: NECB_Default :btap_batch_version: 1.0.002 :building_type: Hospital :chiller_type: NECB_Default :compute_environment: aws_batch :datapoint_id: bfaf6cff-be77-4b54-81f4-ce9ceb18f340 :daylighting_type: NECB_Default :dcv_type: NECB_Default :door_construction_cond: NECB_Default :ecm_system_name: NECB_Default :electrical_loads_scale: NECB_Default :enable_costing: true :epw_file: CAN_AB_Edmonton.Intl.AP.711230_CWEC2016.epw :erv_package: NECB_Default :ext_floor_cond: NECB_Default :ext_roof_cond: NECB_Default :ext_wall_cond: NECB_Default :fdwr_set: NECB_Default :fixed_wind_solar_trans: NECB_Default :fixed_window_cond: NECB_Default :furnace_eff: NECB_Default :glass_door_cond: NECB_Default :glass_door_solar_trans: NECB_Default :ground_floor_cond: NECB_Default :ground_roof_cond: NECB_Default :ground_wall_cond: NECB_Default :image_name: btap_private_cli :infiltration_scale: NECB_Default :lights_scale: NECB_Default :lights_type: NECB_Default :nv_delta_temp_in_out: NECB_Default :nv_opening_fraction: NECB_Default :nv_temp_out_min: NECB_Default :nv_type: NECB_Default :oa_scale: NECB_Default :occupancy_loads_scale: NECB_Default :output_meters: [] :output_variables: [] :overhead_door_cond: NECB_Default :primary_heating_fuel: Electricity :pv_ground_azimuth_angle: NECB_Default :pv_ground_module_description: NECB_Default :pv_ground_tilt_angle: NECB_Default :pv_ground_total_area_pv_panels_m2: NECB_Default :pv_ground_type: NECB_Default :rotation_degrees: NECB_Default :run_annual_simulation: true :s3_bucket: '834599497928' :scale_x: NECB_Default :scale_y: NECB_Default :scale_z: NECB_Default :shw_eff: NECB_Default :skylight_cond: NECB_Default :skylight_solar_trans: NECB_Default :srr_set: NECB_Default :template: NECB2015 | reference | reference | bfaf6cff-be77-4b54-81f4-ce9ceb18f340 | NECB2015 | Hospital | Electricity | Electricity | CAN_AB_Edmonton.Intl.AP.711230_CWEC2016.epw | parametric |  | NECB_Default | NECB_Default | NECB_Default | NECB_Default | NECB_Default | NECB_Default | NECB_Default | NECB_Default | NECB_Default | NECB_Default | NECB_Default | NECB_Default | NECB_Default | NECB_Default | NECB_Default | NECB_Default | NECB_Default | NECB_Default | NECB_Default | NECB_Default | NECB_Default | NECB_Default | NECB_Default | NECB_Default | NECB_Default | NECB_Default | NECB_Default | NECB_Default | NECB_Default | NECB_Default | NECB_Default | NECB_Default | NECB_Default | NECB_Default | NECB_Default | NECB_Default | NECB_Default | NECB_Default | NECB_Default | NECB_Default | NECB_Default | NECB_Default | NECB_Default | NECB_Default | NECB_Default | aws_batch | 834599497928 | btap_private_cli |  | TRUE | TRUE |  |  | 138.8188 | 17.0091 | 269.8472 | 347.685 | 22436.08 | 9006.9497 | 32.5 | Hospital |  |  | 5 | Hospital | 5 |  | 6 | NECB2015 | 0.10131 | 88900.7399 | 47.8714 | 11.115 | 73.5761 | 5.2781 | 368.6738 | 230.8332 | EDMONTON | ALBERTA | 353.5085 | 0 | 0 | 353.5085 | 33.5052 | 0 | 0 | 33.5052 | 0 | 0.020011 | 0 | 0 | 1.6108 | 0.16765 | 0 | 0.97145 | 0.11637 | 0.2427 | 0 | 0.00156 | 1.6108 | 0.090991 | 166.0995 | 0 | 32.5 | 0.757 |  | 0.284 |  |  |  | 0.162 | 0.21 | 2.2 | 2.2 | 5 | Edmonton Intl AP | CAN | 23 | 5588 | 53.31 | -113.579 | 7a | 5120 | AB | CAN_AB_Edmonton.Intl.AP.711230_CWEC2016.epw | 1.6108 | 17.0091 | 138.8188 | 18.7708 | 17.4681 | TRUE | FALSE | FALSE | FALSE | 12.5398 | 16.0347 | 0 | 5.5855 | 0.003282 | 2041.49 | 0 | 1701.85 | 25.2193 | 0.014819 | 9217.64 | 9.4045e-05 | 1.6108 | 278.33 | 277 | 9.83 | 9.83 |  | https://s3.console.aws.amazon.com/s3/buckets/834599497928?region=ca-central-1&prefix=phylroy.lopez/reference/reference/output/bfaf6cff-be77-4b54-81f4-ce9ceb18f340/ | 1.0.002
1164 |  | TRUE | 1648 | 0 | 0 | 2271.3584 |  |  |  | 0.1 | 2021-09-22 20:45:01 +0000 | 438c2ebff | 0.2.14 | :adv_dx_units: NECB_Default :airloop_economizer_type: NECB_Default :algorithm_type: parametric :analysis_id: reference :analysis_name: reference :boiler_eff: NECB_Default :btap_batch_version: 1.0.002 :building_type: Hospital :chiller_type: NECB_Default :compute_environment: aws_batch :datapoint_id: 3aa0ada9-0e5d-44ad-ab0b-c4f30a469dce :daylighting_type: NECB_Default :dcv_type: NECB_Default :door_construction_cond: NECB_Default :ecm_system_name: NECB_Default :electrical_loads_scale: NECB_Default :enable_costing: true :epw_file: CAN_AB_Edmonton.Intl.AP.711230_CWEC2016.epw :erv_package: NECB_Default :ext_floor_cond: NECB_Default :ext_roof_cond: NECB_Default :ext_wall_cond: NECB_Default :fdwr_set: NECB_Default :fixed_wind_solar_trans: NECB_Default :fixed_window_cond: NECB_Default :furnace_eff: NECB_Default :glass_door_cond: NECB_Default :glass_door_solar_trans: NECB_Default :ground_floor_cond: NECB_Default :ground_roof_cond: NECB_Default :ground_wall_cond: NECB_Default :image_name: btap_private_cli :infiltration_scale: NECB_Default :lights_scale: NECB_Default :lights_type: NECB_Default :nv_delta_temp_in_out: NECB_Default :nv_opening_fraction: NECB_Default :nv_temp_out_min: NECB_Default :nv_type: NECB_Default :oa_scale: NECB_Default :occupancy_loads_scale: NECB_Default :output_meters: [] :output_variables: [] :overhead_door_cond: NECB_Default :primary_heating_fuel: NaturalGas :pv_ground_azimuth_angle: NECB_Default :pv_ground_module_description: NECB_Default :pv_ground_tilt_angle: NECB_Default :pv_ground_total_area_pv_panels_m2: NECB_Default :pv_ground_type: NECB_Default :rotation_degrees: NECB_Default :run_annual_simulation: true :s3_bucket: '834599497928' :scale_x: NECB_Default :scale_y: NECB_Default :scale_z: NECB_Default :shw_eff: NECB_Default :skylight_cond: NECB_Default :skylight_solar_trans: NECB_Default :srr_set: NECB_Default :template: NECB2015 | reference | reference | 3aa0ada9-0e5d-44ad-ab0b-c4f30a469dce | NECB2015 | Hospital | NaturalGas | Natural Gas | CAN_AB_Edmonton.Intl.AP.711230_CWEC2016.epw | parametric |  | NECB_Default | NECB_Default | NECB_Default | NECB_Default | NECB_Default | NECB_Default | NECB_Default | NECB_Default | NECB_Default | NECB_Default | NECB_Default | NECB_Default | NECB_Default | NECB_Default | NECB_Default | NECB_Default | NECB_Default | NECB_Default | NECB_Default | NECB_Default | NECB_Default | NECB_Default | NECB_Default | NECB_Default | NECB_Default | NECB_Default | NECB_Default | NECB_Default | NECB_Default | NECB_Default | NECB_Default | NECB_Default | NECB_Default | NECB_Default | NECB_Default | NECB_Default | NECB_Default | NECB_Default | NECB_Default | NECB_Default | NECB_Default | NECB_Default | NECB_Default | NECB_Default | NECB_Default | aws_batch | 834599497928 | btap_private_cli |  | TRUE | TRUE |  |  | 181.9541 | 17.2919 | 269.888 | 462.2643 | 22436.08 | 9006.9497 | 32.5 | Hospital |  |  | 5 | Hospital | 5 |  | 6 | NECB2015 | 0.10131 | 88900.7399 | 47.8714 | 20.8643 | 73.5761 | 1.7439 | 344.7137 | 200.6579 | EDMONTON | ALBERTA | 120.4478 | 74.4044 | 0 | 194.8522 | 11.4159 | 5.3081 | 0 | 16.724 | 0 | 0.020264 | 0 | 0 | 0.54884 | 0.16776 | 0 | 1.3587 | 0.11637 | 0.2427 | 1.4745 | 0.0016536 | 2.0233 | 0.11574 | 40.6871 | 188.1629 | 32.5 | 0.757 |  | 0.284 |  |  |  | 0.162 | 0.21 | 2.2 | 2.2 | 5 | Edmonton Intl AP | CAN | 23 | 5588 | 53.31 | -113.579 | 7a | 5120 | AB | CAN_AB_Edmonton.Intl.AP.711230_CWEC2016.epw | 2.0233 | 17.2919 | 181.9541 | 18.7708 | 17.4681 | TRUE | FALSE | FALSE | FALSE | 12.5398 | 16.0347 | 0 | 0 | 0 | 0 | 2596.69 | 1701.85 | 25.2193 | 0.014819 | 9217.64 | 9.4045e-05 | 2.0233 | 278.5 | 277.17 | 32 | 31.67 |  | https://s3.console.aws.amazon.com/s3/buckets/834599497928?region=ca-central-1&prefix=phylroy.lopez/reference/reference/output/3aa0ada9-0e5d-44ad-ab0b-c4f30a469dce/ | 1.0.002
1165 |  | TRUE | 1597 | 0 | 0 | 2273.8142 |  |  |  | 0.1 | 2021-09-22 20:44:14 +0000 | 438c2ebff | 0.2.14 | :adv_dx_units: NECB_Default :airloop_economizer_type: NECB_Default :algorithm_type: parametric :analysis_id: reference :analysis_name: reference :boiler_eff: NECB_Default :btap_batch_version: 1.0.002 :building_type: Hospital :chiller_type: NECB_Default :compute_environment: aws_batch :datapoint_id: 2fccd9ba-7951-445a-a16b-1c28669c3804 :daylighting_type: NECB_Default :dcv_type: NECB_Default :door_construction_cond: NECB_Default :ecm_system_name: NECB_Default :electrical_loads_scale: NECB_Default :enable_costing: true :epw_file: CAN_AB_Calgary.Intl.AP.718770_CWEC2016.epw :erv_package: NECB_Default :ext_floor_cond: NECB_Default :ext_roof_cond: NECB_Default :ext_wall_cond: NECB_Default :fdwr_set: NECB_Default :fixed_wind_solar_trans: NECB_Default :fixed_window_cond: NECB_Default :furnace_eff: NECB_Default :glass_door_cond: NECB_Default :glass_door_solar_trans: NECB_Default :ground_floor_cond: NECB_Default :ground_roof_cond: NECB_Default :ground_wall_cond: NECB_Default :image_name: btap_private_cli :infiltration_scale: NECB_Default :lights_scale: NECB_Default :lights_type: NECB_Default :nv_delta_temp_in_out: NECB_Default :nv_opening_fraction: NECB_Default :nv_temp_out_min: NECB_Default :nv_type: NECB_Default :oa_scale: NECB_Default :occupancy_loads_scale: NECB_Default :output_meters: [] :output_variables: [] :overhead_door_cond: NECB_Default :primary_heating_fuel: Electricity :pv_ground_azimuth_angle: NECB_Default :pv_ground_module_description: NECB_Default :pv_ground_tilt_angle: NECB_Default :pv_ground_total_area_pv_panels_m2: NECB_Default :pv_ground_type: NECB_Default :rotation_degrees: NECB_Default :run_annual_simulation: true :s3_bucket: '834599497928' :scale_x: NECB_Default :scale_y: NECB_Default :scale_z: NECB_Default :shw_eff: NECB_Default :skylight_cond: NECB_Default :skylight_solar_trans: NECB_Default :srr_set: NECB_Default :template: NECB2011 | reference | reference | 2fccd9ba-7951-445a-a16b-1c28669c3804 | NECB2011 | Hospital | Electricity | Electricity | CAN_AB_Calgary.Intl.AP.718770_CWEC2016.epw | parametric |  | NECB_Default | NECB_Default | NECB_Default | NECB_Default | NECB_Default | NECB_Default | NECB_Default | NECB_Default | NECB_Default | NECB_Default | NECB_Default | NECB_Default | NECB_Default | NECB_Default | NECB_Default | NECB_Default | NECB_Default | NECB_Default | NECB_Default | NECB_Default | NECB_Default | NECB_Default | NECB_Default | NECB_Default | NECB_Default | NECB_Default | NECB_Default | NECB_Default | NECB_Default | NECB_Default | NECB_Default | NECB_Default | NECB_Default | NECB_Default | NECB_Default | NECB_Default | NECB_Default | NECB_Default | NECB_Default | NECB_Default | NECB_Default | NECB_Default | NECB_Default | NECB_Default | NECB_Default | aws_batch | 834599497928 | btap_private_cli |  | TRUE | TRUE |  |  | 123.9914 | 20.2054 | 212.2962 | 293.847 | 22436.08 | 9006.9497 | 33.3 | Hospital |  |  | 5 | Hospital | 5 |  | 6 | NECB2011 | 0.10131 | 88900.7399 | 48.7276 | 10.5418 | 69.9163 | 5.4096 | 363.8405 | 229.2453 | CALGARY | ALBERTA | 315.2376 | 0 | 0 | 315.2376 | 29.8779 | 0 | 0 | 29.8779 | 0 | 0.024687 | 0 | 0 | 1.4364 | 0.175 | 0 | 0.76427 | 0.11866 | 0.25981 | 0 | 0.0014838 | 1.4364 | 0.092412 | 153.8369 | 0 | 33.3 | 0.757 |  | 0.284 |  |  |  | 0.162 | 0.21 | 2.2 | 2.2 | 5 | Calgary Intl AP | CAN | 64 | 4781 | 51.114 | -114.02 | 7a | 5000 | AB | CAN_AB_Calgary.Intl.AP.718770_CWEC2016.epw | 1.4364 | 20.2054 | 123.9914 | 18.466 | 19.7601 | TRUE | FALSE | FALSE | FALSE | 13.4717 | 14.3872 | 0 | 5.6727 | 0.003302 | 2073.36 | 0 | 1717.9546 | 26.7946 | 0.015597 | 9793.44 | 0.000119 | 1.4364 | 219 | 215 | 6.5 | 6.5 |  | https://s3.console.aws.amazon.com/s3/buckets/834599497928?region=ca-central-1&prefix=phylroy.lopez/reference/reference/output/2fccd9ba-7951-445a-a16b-1c28669c3804/ | 1.0.002
1166 |  | TRUE | 1650 | 0 | 0 | 2266.4993 |  |  |  | 0.1 | 2021-09-22 20:45:11 +0000 | 438c2ebff | 0.2.14 | :adv_dx_units: NECB_Default :airloop_economizer_type: NECB_Default :algorithm_type: parametric :analysis_id: reference :analysis_name: reference :boiler_eff: NECB_Default :btap_batch_version: 1.0.002 :building_type: Hospital :chiller_type: NECB_Default :compute_environment: aws_batch :datapoint_id: 9a8a9e60-526d-495e-92d6-a6a8ab729314 :daylighting_type: NECB_Default :dcv_type: NECB_Default :door_construction_cond: NECB_Default :ecm_system_name: NECB_Default :electrical_loads_scale: NECB_Default :enable_costing: true :epw_file: CAN_QC_Montreal-Trudeau.Intl.AP.716270_CWEC2016.epw :erv_package: NECB_Default :ext_floor_cond: NECB_Default :ext_roof_cond: NECB_Default :ext_wall_cond: NECB_Default :fdwr_set: NECB_Default :fixed_wind_solar_trans: NECB_Default :fixed_window_cond: NECB_Default :furnace_eff: NECB_Default :glass_door_cond: NECB_Default :glass_door_solar_trans: NECB_Default :ground_floor_cond: NECB_Default :ground_roof_cond: NECB_Default :ground_wall_cond: NECB_Default :image_name: btap_private_cli :infiltration_scale: NECB_Default :lights_scale: NECB_Default :lights_type: NECB_Default :nv_delta_temp_in_out: NECB_Default :nv_opening_fraction: NECB_Default :nv_temp_out_min: NECB_Default :nv_type: NECB_Default :oa_scale: NECB_Default :occupancy_loads_scale: NECB_Default :output_meters: [] :output_variables: [] :overhead_door_cond: NECB_Default :primary_heating_fuel: Electricity :pv_ground_azimuth_angle: NECB_Default :pv_ground_module_description: NECB_Default :pv_ground_tilt_angle: NECB_Default :pv_ground_total_area_pv_panels_m2: NECB_Default :pv_ground_type: NECB_Default :rotation_degrees: NECB_Default :run_annual_simulation: true :s3_bucket: '834599497928' :scale_x: NECB_Default :scale_y: NECB_Default :scale_z: NECB_Default :shw_eff: NECB_Default :skylight_cond: NECB_Default :skylight_solar_trans: NECB_Default :srr_set: NECB_Default :template: NECB2017 | reference | reference | 9a8a9e60-526d-495e-92d6-a6a8ab729314 | NECB2017 | Hospital | Electricity | Electricity | CAN_QC_Montreal-Trudeau.Intl.AP.716270_CWEC2016.epw | parametric |  | NECB_Default | NECB_Default | NECB_Default | NECB_Default | NECB_Default | NECB_Default | NECB_Default | NECB_Default | NECB_Default | NECB_Default | NECB_Default | NECB_Default | NECB_Default | NECB_Default | NECB_Default | NECB_Default | NECB_Default | NECB_Default | NECB_Default | NECB_Default | NECB_Default | NECB_Default | NECB_Default | NECB_Default | NECB_Default | NECB_Default | NECB_Default | NECB_Default | NECB_Default | NECB_Default | NECB_Default | NECB_Default | NECB_Default | NECB_Default | NECB_Default | NECB_Default | NECB_Default | NECB_Default | NECB_Default | NECB_Default | NECB_Default | NECB_Default | NECB_Default | NECB_Default | NECB_Default | aws_batch | 834599497928 | btap_private_cli |  | TRUE | TRUE |  |  | 122.5843 | 25.7022 | 89.9559 | 173.6267 | 22436.08 | 9006.9497 | 37.3 | Hospital |  |  | 2 | Hospital | 5 |  | 6 | NECB2017 | 0.10131 | 88900.7399 | 48.0154 | 11.0079 | 66.7324 | 5.271 | 376.9083 | 245.8816 | MONTREAL | QUEBEC | 0.395 | 0 | 0 | 0.395 | 25.1573 | 0 | 0 | 25.1573 | 0 | 0.056681 | 0 | 0 | 1.0165 | 0.16 | 0.047091 | 0.32384 | 0.11637 | 0.2277 | 0 | 0.0020093 | 1.0165 | 0.082522 | 141.6414 | 0 | 37.3 | 0.757 |  | 0.284 |  |  |  | 0.156 | 0.247 | 1.9 | 1.9 | 2 | Montreal-Trudeau Intl AP | CAN | 323 | 4090 | 45.471 | -73.741 | 6 | 4400 | QC | CAN_QC_Montreal-Trudeau.Intl.AP.716270_CWEC2016.epw | 1.0165 | 25.7022 | 122.5843 | 20.4543 | 20.9188 | TRUE | FALSE | FALSE | FALSE | 13.814 | 13.6611 | 0 | 5.0656 | 0.0029451 | 1851.46 | 0 | 1719.9765 | 25.2193 | 0.014663 | 9217.64 | 0.00023935 | 1.0165 | 177.5 | 155.5 | 10.17 | 10.17 |  | https://s3.console.aws.amazon.com/s3/buckets/834599497928?region=ca-central-1&prefix=phylroy.lopez/reference/reference/output/9a8a9e60-526d-495e-92d6-a6a8ab729314/ | 1.0.002
1167 |  | TRUE | 1795 | 0 | 0 | 2269.9116 |  |  |  | 0.1 | 2021-09-22 20:44:17 +0000 | 438c2ebff | 0.2.14 | :adv_dx_units: NECB_Default :airloop_economizer_type: NECB_Default :algorithm_type: parametric :analysis_id: reference :analysis_name: reference :boiler_eff: NECB_Default :btap_batch_version: 1.0.002 :building_type: Hospital :chiller_type: NECB_Default :compute_environment: aws_batch :datapoint_id: c10cc0ba-d078-44b5-9d6b-ed730ce6c4b6 :daylighting_type: NECB_Default :dcv_type: NECB_Default :door_construction_cond: NECB_Default :ecm_system_name: NECB_Default :electrical_loads_scale: NECB_Default :enable_costing: true :epw_file: CAN_YT_Whitehorse.Intl.AP.719640_CWEC2016.epw :erv_package: NECB_Default :ext_floor_cond: NECB_Default :ext_roof_cond: NECB_Default :ext_wall_cond: NECB_Default :fdwr_set: NECB_Default :fixed_wind_solar_trans: NECB_Default :fixed_window_cond: NECB_Default :furnace_eff: NECB_Default :glass_door_cond: NECB_Default :glass_door_solar_trans: NECB_Default :ground_floor_cond: NECB_Default :ground_roof_cond: NECB_Default :ground_wall_cond: NECB_Default :image_name: btap_private_cli :infiltration_scale: NECB_Default :lights_scale: NECB_Default :lights_type: NECB_Default :nv_delta_temp_in_out: NECB_Default :nv_opening_fraction: NECB_Default :nv_temp_out_min: NECB_Default :nv_type: NECB_Default :oa_scale: NECB_Default :occupancy_loads_scale: NECB_Default :output_meters: [] :output_variables: [] :overhead_door_cond: NECB_Default :primary_heating_fuel: Electricity :pv_ground_azimuth_angle: NECB_Default :pv_ground_module_description: NECB_Default :pv_ground_tilt_angle: NECB_Default :pv_ground_total_area_pv_panels_m2: NECB_Default :pv_ground_type: NECB_Default :rotation_degrees: NECB_Default :run_annual_simulation: true :s3_bucket: '834599497928' :scale_x: NECB_Default :scale_y: NECB_Default :scale_z: NECB_Default :shw_eff: NECB_Default :skylight_cond: NECB_Default :skylight_solar_trans: NECB_Default :srr_set: NECB_Default :template: NECB2015 | reference | reference | c10cc0ba-d078-44b5-9d6b-ed730ce6c4b6 | NECB2015 | Hospital | Electricity | Electricity | CAN_YT_Whitehorse.Intl.AP.719640_CWEC2016.epw | parametric |  | NECB_Default | NECB_Default | NECB_Default | NECB_Default | NECB_Default | NECB_Default | NECB_Default | NECB_Default | NECB_Default | NECB_Default | NECB_Default | NECB_Default | NECB_Default | NECB_Default | NECB_Default | NECB_Default | NECB_Default | NECB_Default | NECB_Default | NECB_Default | NECB_Default | NECB_Default | NECB_Default | NECB_Default | NECB_Default | NECB_Default | NECB_Default | NECB_Default | NECB_Default | NECB_Default | NECB_Default | NECB_Default | NECB_Default | NECB_Default | NECB_Default | NECB_Default | NECB_Default | NECB_Default | NECB_Default | NECB_Default | NECB_Default | NECB_Default | NECB_Default | NECB_Default | NECB_Default | aws_batch | 834599497928 | btap_private_cli |  | TRUE | TRUE |  |  | 164.9223 | 13.7851 | 318.9836 | 391.6833 | 22436.08 | 9006.9497 | 22.8 | Hospital |  |  | 5 | Hospital | 5 |  | 6 | NECB2015 | 0.10131 | 88900.7399 | 38.2087 | 7.9997 | 65.8028 | 5.2136 | 333.1635 | 215.9387 | WHITEHORSE | YUKON | 27.5169 | 0 | 0 | 27.5169 | 63.0175 | 0 | 0 | 63.0175 | 0 | 0.0084948 | 0 | 0 | 1.7692 | 0.15688 | 0 | 1.1483 | 0.11637 | 0.2427 | 0 | 0.0011771 | 1.7692 | 0.095165 | 189.5492 | 0 | 22.8 | 0.757 |  | 0.284 |  |  |  | 0.162 | 0.21 | 2.2 | 2.2 | 5 | Whitehorse Intl AP | CAN | 5 | 6491 | 60.709 | -135.069 | 7b | 6580 | YT | CAN_YT_Whitehorse.Intl.AP.719640_CWEC2016.epw | 1.7692 | 13.7851 | 164.9223 | 21.7639 | 13.56 | TRUE | FALSE | FALSE | FALSE | 9.3889 | 17.0437 | 0 | 5.8416 | 0.003941 | 2135.12 | 0 | 1482.2792 | 25.2193 | 0.017014 | 9217.64 | 3.12e-05 | 1.7692 | 74.33 | 68.83 | 24.33 | 24.17 |  | https://s3.console.aws.amazon.com/s3/buckets/834599497928?region=ca-central-1&prefix=phylroy.lopez/reference/reference/output/c10cc0ba-d078-44b5-9d6b-ed730ce6c4b6/ | 1.0.002
1168 |  | TRUE | 1810 | 0 | 0 | 2331.102 |  |  |  | 0.1 | 2021-09-22 20:45:27 +0000 | 438c2ebff | 0.2.14 | :adv_dx_units: NECB_Default :airloop_economizer_type: NECB_Default :algorithm_type: parametric :analysis_id: reference :analysis_name: reference :boiler_eff: NECB_Default :btap_batch_version: 1.0.002 :building_type: Hospital :chiller_type: NECB_Default :compute_environment: aws_batch :datapoint_id: 942cb2b6-eea9-4871-9197-7aa756c99122 :daylighting_type: NECB_Default :dcv_type: NECB_Default :door_construction_cond: NECB_Default :ecm_system_name: NECB_Default :electrical_loads_scale: NECB_Default :enable_costing: true :epw_file: CAN_BC_Vancouver.Intl.AP.718920_CWEC2016.epw :erv_package: NECB_Default :ext_floor_cond: NECB_Default :ext_roof_cond: NECB_Default :ext_wall_cond: NECB_Default :fdwr_set: NECB_Default :fixed_wind_solar_trans: NECB_Default :fixed_window_cond: NECB_Default :furnace_eff: NECB_Default :glass_door_cond: NECB_Default :glass_door_solar_trans: NECB_Default :ground_floor_cond: NECB_Default :ground_roof_cond: NECB_Default :ground_wall_cond: NECB_Default :image_name: btap_private_cli :infiltration_scale: NECB_Default :lights_scale: NECB_Default :lights_type: NECB_Default :nv_delta_temp_in_out: NECB_Default :nv_opening_fraction: NECB_Default :nv_temp_out_min: NECB_Default :nv_type: NECB_Default :oa_scale: NECB_Default :occupancy_loads_scale: NECB_Default :output_meters: [] :output_variables: [] :overhead_door_cond: NECB_Default :primary_heating_fuel: Electricity :pv_ground_azimuth_angle: NECB_Default :pv_ground_module_description: NECB_Default :pv_ground_tilt_angle: NECB_Default :pv_ground_total_area_pv_panels_m2: NECB_Default :pv_ground_type: NECB_Default :rotation_degrees: NECB_Default :run_annual_simulation: true :s3_bucket: '834599497928' :scale_x: NECB_Default :scale_y: NECB_Default :scale_z: NECB_Default :shw_eff: NECB_Default :skylight_cond: NECB_Default :skylight_solar_trans: NECB_Default :srr_set: NECB_Default :template: NECB2015 | reference | reference | 942cb2b6-eea9-4871-9197-7aa756c99122 | NECB2015 | Hospital | Electricity | Electricity | CAN_BC_Vancouver.Intl.AP.718920_CWEC2016.epw | parametric |  | NECB_Default | NECB_Default | NECB_Default | NECB_Default | NECB_Default | NECB_Default | NECB_Default | NECB_Default | NECB_Default | NECB_Default | NECB_Default | NECB_Default | NECB_Default | NECB_Default | NECB_Default | NECB_Default | NECB_Default | NECB_Default | NECB_Default | NECB_Default | NECB_Default | NECB_Default | NECB_Default | NECB_Default | NECB_Default | NECB_Default | NECB_Default | NECB_Default | NECB_Default | NECB_Default | NECB_Default | NECB_Default | NECB_Default | NECB_Default | NECB_Default | NECB_Default | NECB_Default | NECB_Default | NECB_Default | NECB_Default | NECB_Default | NECB_Default | NECB_Default | NECB_Default | NECB_Default | aws_batch | 834599497928 | btap_private_cli |  | TRUE | TRUE |  |  | 71.1244 | 15.5394 | 137.1748 | 211.7345 | 22436.08 | 9006.9497 | 40 | Hospital |  |  | 5 | Hospital | 5 |  | 6 | NECB2015 | 0.10131 | 88900.7399 | 44.8985 | 10.1 | 65.9127 | 5.2796 | 350.7501 | 224.5593 | VANCOUVER | BRITISH COLUMBIA | 3.1781 | 0 | 0 | 3.1781 | 31.7367 | 0 | 0 | 31.7367 | 0 | 0.022656 | 0 | 0 | 1.1214 | 0.16619 | 0 | 0.49383 | 0.11637 | 0.2427 | 0 | 0.0018756 | 1.1214 | 0.077689 | 94.4479 | 0 | 40 | 0.757 |  | 0.568 |  |  |  | 0.227 | 0.315 | 2.4 | 2.4 | 5 | Vancouver Intl AP | CAN | 42 | 2797 | 49.195 | -123.184 | 4 | 2800 | BC | CAN_BC_Vancouver.Intl.AP.718920_CWEC2016.epw | 1.1214 | 15.5394 | 71.1244 | 18.7216 | 23.1614 | TRUE | FALSE | FALSE | FALSE | 11.9566 | 8.6603 | 0 | 4.7689 | 0.0033367 | 1743.03 | 0 | 1429.2272 | 25.2193 | 0.017645 | 9217.64 | 0.00012435 | 1.1214 | 167.33 | 163.33 | 6.33 | 6.33 |  | https://s3.console.aws.amazon.com/s3/buckets/834599497928?region=ca-central-1&prefix=phylroy.lopez/reference/reference/output/942cb2b6-eea9-4871-9197-7aa756c99122/ | 1.0.002
1169 |  | TRUE | 1680 | 0 | 0 | 2331.07 |  |  |  | 0.1 | 2021-09-22 20:45:15 +0000 | 438c2ebff | 0.2.14 | :adv_dx_units: NECB_Default :airloop_economizer_type: NECB_Default :algorithm_type: parametric :analysis_id: reference :analysis_name: reference :boiler_eff: NECB_Default :btap_batch_version: 1.0.002 :building_type: Hospital :chiller_type: NECB_Default :compute_environment: aws_batch :datapoint_id: 585f7353-562a-4814-980a-00b44c07efc7 :daylighting_type: NECB_Default :dcv_type: NECB_Default :door_construction_cond: NECB_Default :ecm_system_name: NECB_Default :electrical_loads_scale: NECB_Default :enable_costing: true :epw_file: CAN_AB_Calgary.Intl.AP.718770_CWEC2016.epw :erv_package: NECB_Default :ext_floor_cond: NECB_Default :ext_roof_cond: NECB_Default :ext_wall_cond: NECB_Default :fdwr_set: NECB_Default :fixed_wind_solar_trans: NECB_Default :fixed_window_cond: NECB_Default :furnace_eff: NECB_Default :glass_door_cond: NECB_Default :glass_door_solar_trans: NECB_Default :ground_floor_cond: NECB_Default :ground_roof_cond: NECB_Default :ground_wall_cond: NECB_Default :image_name: btap_private_cli :infiltration_scale: NECB_Default :lights_scale: NECB_Default :lights_type: NECB_Default :nv_delta_temp_in_out: NECB_Default :nv_opening_fraction: NECB_Default :nv_temp_out_min: NECB_Default :nv_type: NECB_Default :oa_scale: NECB_Default :occupancy_loads_scale: NECB_Default :output_meters: [] :output_variables: [] :overhead_door_cond: NECB_Default :primary_heating_fuel: Electricity :pv_ground_azimuth_angle: NECB_Default :pv_ground_module_description: NECB_Default :pv_ground_tilt_angle: NECB_Default :pv_ground_total_area_pv_panels_m2: NECB_Default :pv_ground_type: NECB_Default :rotation_degrees: NECB_Default :run_annual_simulation: true :s3_bucket: '834599497928' :scale_x: NECB_Default :scale_y: NECB_Default :scale_z: NECB_Default :shw_eff: NECB_Default :skylight_cond: NECB_Default :skylight_solar_trans: NECB_Default :srr_set: NECB_Default :template: NECB2015 | reference | reference | 585f7353-562a-4814-980a-00b44c07efc7 | NECB2015 | Hospital | Electricity | Electricity | CAN_AB_Calgary.Intl.AP.718770_CWEC2016.epw | parametric |  | NECB_Default | NECB_Default | NECB_Default | NECB_Default | NECB_Default | NECB_Default | NECB_Default | NECB_Default | NECB_Default | NECB_Default | NECB_Default | NECB_Default | NECB_Default | NECB_Default | NECB_Default | NECB_Default | NECB_Default | NECB_Default | NECB_Default | NECB_Default | NECB_Default | NECB_Default | NECB_Default | NECB_Default | NECB_Default | NECB_Default | NECB_Default | NECB_Default | NECB_Default | NECB_Default | NECB_Default | NECB_Default | NECB_Default | NECB_Default | NECB_Default | NECB_Default | NECB_Default | NECB_Default | NECB_Default | NECB_Default | NECB_Default | NECB_Default | NECB_Default | NECB_Default | NECB_Default | aws_batch | 834599497928 | btap_private_cli |  | TRUE | TRUE |  |  | 122.4604 | 20.32 | 210.9651 | 290.1852 | 22436.08 | 9006.9497 | 33.3 | Hospital |  |  | 5 | Hospital | 5 |  | 6 | NECB2015 | 0.10131 | 88900.7399 | 48.7276 | 10.9743 | 70.8291 | 5.2855 | 366.7048 | 230.8884 | CALGARY | ALBERTA | 308.0828 | 0 | 0 | 308.0828 | 29.1998 | 0 | 0 | 29.1998 | 0 | 0.023747 | 0 | 0 | 1.4038 | 0.17285 | 0 | 0.75947 | 0.11637 | 0.2427 | 0 | 0.0015939 | 1.4038 | 0.087001 | 151.0348 | 0 | 33.3 | 0.757 |  | 0.284 |  |  |  | 0.162 | 0.21 | 2.2 | 2.2 | 5 | Calgary Intl AP | CAN | 64 | 4781 | 51.114 | -114.02 | 7a | 5000 | AB | CAN_AB_Calgary.Intl.AP.718770_CWEC2016.epw | 1.4038 | 20.32 | 122.4604 | 18.466 | 19.7601 | TRUE | FALSE | FALSE | FALSE | 13.4706 | 14.3853 | 0 | 5.3405 | 0.0032078 | 1951.97 | 0 | 1664.843 | 25.2193 | 0.015148 | 9217.64 | 0.00010251 | 1.4038 | 291 | 288.67 | 9.67 | 9.67 |  | https://s3.console.aws.amazon.com/s3/buckets/834599497928?region=ca-central-1&prefix=phylroy.lopez/reference/reference/output/585f7353-562a-4814-980a-00b44c07efc7/ | 1.0.002
1170 |  | TRUE | 1612 | 0 | 0 | 2334.2122 |  |  |  | 0.1 | 2021-09-22 20:45:32 +0000 | 438c2ebff | 0.2.14 | :adv_dx_units: NECB_Default :airloop_economizer_type: NECB_Default :algorithm_type: parametric :analysis_id: reference :analysis_name: reference :boiler_eff: NECB_Default :btap_batch_version: 1.0.002 :building_type: Hospital :chiller_type: NECB_Default :compute_environment: aws_batch :datapoint_id: 93eb4f83-9c2a-4955-82eb-fd54a528290c :daylighting_type: NECB_Default :dcv_type: NECB_Default :door_construction_cond: NECB_Default :ecm_system_name: NECB_Default :electrical_loads_scale: NECB_Default :enable_costing: true :epw_file: CAN_YT_Whitehorse.Intl.AP.719640_CWEC2016.epw :erv_package: NECB_Default :ext_floor_cond: NECB_Default :ext_roof_cond: NECB_Default :ext_wall_cond: NECB_Default :fdwr_set: NECB_Default :fixed_wind_solar_trans: NECB_Default :fixed_window_cond: NECB_Default :furnace_eff: NECB_Default :glass_door_cond: NECB_Default :glass_door_solar_trans: NECB_Default :ground_floor_cond: NECB_Default :ground_roof_cond: NECB_Default :ground_wall_cond: NECB_Default :image_name: btap_private_cli :infiltration_scale: NECB_Default :lights_scale: NECB_Default :lights_type: NECB_Default :nv_delta_temp_in_out: NECB_Default :nv_opening_fraction: NECB_Default :nv_temp_out_min: NECB_Default :nv_type: NECB_Default :oa_scale: NECB_Default :occupancy_loads_scale: NECB_Default :output_meters: [] :output_variables: [] :overhead_door_cond: NECB_Default :primary_heating_fuel: NaturalGas :pv_ground_azimuth_angle: NECB_Default :pv_ground_module_description: NECB_Default :pv_ground_tilt_angle: NECB_Default :pv_ground_total_area_pv_panels_m2: NECB_Default :pv_ground_type: NECB_Default :rotation_degrees: NECB_Default :run_annual_simulation: true :s3_bucket: '834599497928' :scale_x: NECB_Default :scale_y: NECB_Default :scale_z: NECB_Default :shw_eff: NECB_Default :skylight_cond: NECB_Default :skylight_solar_trans: NECB_Default :srr_set: NECB_Default :template: BTAP1980TO2010 | reference | reference | 93eb4f83-9c2a-4955-82eb-fd54a528290c | BTAP1980TO2010 | Hospital | NaturalGas | Natural Gas | CAN_YT_Whitehorse.Intl.AP.719640_CWEC2016.epw | parametric |  | NECB_Default | NECB_Default | NECB_Default | NECB_Default | NECB_Default | NECB_Default | NECB_Default | NECB_Default | NECB_Default | NECB_Default | NECB_Default | NECB_Default | NECB_Default | NECB_Default | NECB_Default | NECB_Default | NECB_Default | NECB_Default | NECB_Default | NECB_Default | NECB_Default | NECB_Default | NECB_Default | NECB_Default | NECB_Default | NECB_Default | NECB_Default | NECB_Default | NECB_Default | NECB_Default | NECB_Default | NECB_Default | NECB_Default | NECB_Default | NECB_Default | NECB_Default | NECB_Default | NECB_Default | NECB_Default | NECB_Default | NECB_Default | NECB_Default | NECB_Default | NECB_Default | NECB_Default | aws_batch | 834599497928 | btap_private_cli |  | TRUE | TRUE |  |  | 224.0744 | 14.0841 | 362.6968 | 603.319 | 22436.08 | 9006.9497 | 15.5 | Hospital |  |  | 0 | Hospital | 5 |  | 6 | BTAP1980TO2010 | 0.10131 | 88900.7399 | 0.22353 | 16.8982 | 64.9642 | 1.6742 | 246.3787 | 162.6186 | WHITEHORSE | YUKON | 8.972 | 98.2112 | 0 | 107.1831 | 20.547 | 17.9013 | 0 | 38.4483 | 0 | 0.0082563 | 0 | 0 | 0.57684 | 0.18891 | 0 | 1.8455 | 0.11866 | 0.2599 | 1.9737 | 0.0010987 | 2.5505 | 0.12815 | 38.7921 | 231.8207 | 15.5 | 0.678 |  | 0.425 |  |  |  | 0.227 | 0.346 | 2.95 |  | 0 | Whitehorse Intl AP | CAN | 5 | 6491 | 60.709 | -135.069 | 7b | 6580 | YT | CAN_YT_Whitehorse.Intl.AP.719640_CWEC2016.epw | 2.5505 | 14.0841 | 224.0744 | 21.7639 | 13.56 | TRUE | FALSE | FALSE | FALSE | 9.3897 | 17.0456 | 0 | 0 | 0 | 0 | 2875.25 | 1685.2574 | 26.7946 | 0.015899 | 9793.44 | 1.4263e-05 | 2.5505 | 328.83 | 328 | 496.83 | 486.17 |  | https://s3.console.aws.amazon.com/s3/buckets/834599497928?region=ca-central-1&prefix=phylroy.lopez/reference/reference/output/93eb4f83-9c2a-4955-82eb-fd54a528290c/ | 1.0.002
1171 |  | TRUE | 1555 | 0 | 0 | 2333.6187 |  |  |  | 0.1 | 2021-09-22 20:45:41 +0000 | 438c2ebff | 0.2.14 | :adv_dx_units: NECB_Default :airloop_economizer_type: NECB_Default :algorithm_type: parametric :analysis_id: reference :analysis_name: reference :boiler_eff: NECB_Default :btap_batch_version: 1.0.002 :building_type: Hospital :chiller_type: NECB_Default :compute_environment: aws_batch :datapoint_id: 5b189fd3-0b5c-4e50-8a1f-2cb9bdc17da6 :daylighting_type: NECB_Default :dcv_type: NECB_Default :door_construction_cond: NECB_Default :ecm_system_name: NECB_Default :electrical_loads_scale: NECB_Default :enable_costing: true :epw_file: CAN_ON_Toronto.Pearson.Intl.AP.716240_CWEC2016.epw :erv_package: NECB_Default :ext_floor_cond: NECB_Default :ext_roof_cond: NECB_Default :ext_wall_cond: NECB_Default :fdwr_set: NECB_Default :fixed_wind_solar_trans: NECB_Default :fixed_window_cond: NECB_Default :furnace_eff: NECB_Default :glass_door_cond: NECB_Default :glass_door_solar_trans: NECB_Default :ground_floor_cond: NECB_Default :ground_roof_cond: NECB_Default :ground_wall_cond: NECB_Default :image_name: btap_private_cli :infiltration_scale: NECB_Default :lights_scale: NECB_Default :lights_type: NECB_Default :nv_delta_temp_in_out: NECB_Default :nv_opening_fraction: NECB_Default :nv_temp_out_min: NECB_Default :nv_type: NECB_Default :oa_scale: NECB_Default :occupancy_loads_scale: NECB_Default :output_meters: [] :output_variables: [] :overhead_door_cond: NECB_Default :primary_heating_fuel: NaturalGas :pv_ground_azimuth_angle: NECB_Default :pv_ground_module_description: NECB_Default :pv_ground_tilt_angle: NECB_Default :pv_ground_total_area_pv_panels_m2: NECB_Default :pv_ground_type: NECB_Default :rotation_degrees: NECB_Default :run_annual_simulation: true :s3_bucket: '834599497928' :scale_x: NECB_Default :scale_y: NECB_Default :scale_z: NECB_Default :shw_eff: NECB_Default :skylight_cond: NECB_Default :skylight_solar_trans: NECB_Default :srr_set: NECB_Default :template: NECB2011 | reference | reference | 5b189fd3-0b5c-4e50-8a1f-2cb9bdc17da6 | NECB2011 | Hospital | NaturalGas | Natural Gas | CAN_ON_Toronto.Pearson.Intl.AP.716240_CWEC2016.epw | parametric |  | NECB_Default | NECB_Default | NECB_Default | NECB_Default | NECB_Default | NECB_Default | NECB_Default | NECB_Default | NECB_Default | NECB_Default | NECB_Default | NECB_Default | NECB_Default | NECB_Default | NECB_Default | NECB_Default | NECB_Default | NECB_Default | NECB_Default | NECB_Default | NECB_Default | NECB_Default | NECB_Default | NECB_Default | NECB_Default | NECB_Default | NECB_Default | NECB_Default | NECB_Default | NECB_Default | NECB_Default | NECB_Default | NECB_Default | NECB_Default | NECB_Default | NECB_Default | NECB_Default | NECB_Default | NECB_Default | NECB_Default | NECB_Default | NECB_Default | NECB_Default | NECB_Default | NECB_Default | aws_batch | 834599497928 | btap_private_cli |  | TRUE | TRUE |  |  | 167.7025 | 32.0904 | 190.2757 | 363.2989 | 22436.08 | 9006.9497 | 40 | Hospital |  |  | 5 | Hospital | 5 |  | 6 | NECB2011 | 0.10131 | 88900.7399 | 51.4955 | 21.7859 | 73.3071 | 1.7722 | 361.5754 | 213.2147 | TORONTO | ONTARIO | 3.4735 | 52.4483 | 0 | 55.9218 | 27.8294 | 9.2545 | 0 | 37.0839 | 0 | 0.073936 | 0 | 0 | 0.62538 | 0.17059 | 0 | 0.95276 | 0.11866 | 0.25981 | 1.0613 | 0.0020525 | 1.6867 | 0.10853 | 56.6055 | 171.7497 | 40 | 0.757 |  | 0.379 |  |  |  | 0.183 | 0.278 | 2.2 | 2.2 | 5 | Toronto Pearson Intl AP | CAN | 382 | 3615 | 43.677 | -79.631 | 5 | 3890 | ON | CAN_ON_Toronto.Pearson.Intl.AP.716240_CWEC2016.epw | 1.6867 | 32.0904 | 167.7025 | 21.2558 | 19.8452 | TRUE | FALSE | FALSE | FALSE | 13.8387 | 8.4218 | 0 | 0 | 0 | 0 | 2435 | 1765.4451 | 26.7946 | 0.015177 | 9793.44 | 0.00032581 | 1.6867 | 291.33 | 266.33 | 110.17 | 109.83 |  | https://s3.console.aws.amazon.com/s3/buckets/834599497928?region=ca-central-1&prefix=phylroy.lopez/reference/reference/output/5b189fd3-0b5c-4e50-8a1f-2cb9bdc17da6/ | 1.0.002
1172 |  | TRUE | 1607 | 0 | 0 | 2330.7261 |  |  |  | 0.1 | 2021-09-22 20:45:30 +0000 | 438c2ebff | 0.2.14 | :adv_dx_units: NECB_Default :airloop_economizer_type: NECB_Default :algorithm_type: parametric :analysis_id: reference :analysis_name: reference :boiler_eff: NECB_Default :btap_batch_version: 1.0.002 :building_type: Hospital :chiller_type: NECB_Default :compute_environment: aws_batch :datapoint_id: 702cee59-6cf9-461a-8b2a-503998ade071 :daylighting_type: NECB_Default :dcv_type: NECB_Default :door_construction_cond: NECB_Default :ecm_system_name: NECB_Default :electrical_loads_scale: NECB_Default :enable_costing: true :epw_file: CAN_ON_Toronto.Pearson.Intl.AP.716240_CWEC2016.epw :erv_package: NECB_Default :ext_floor_cond: NECB_Default :ext_roof_cond: NECB_Default :ext_wall_cond: NECB_Default :fdwr_set: NECB_Default :fixed_wind_solar_trans: NECB_Default :fixed_window_cond: NECB_Default :furnace_eff: NECB_Default :glass_door_cond: NECB_Default :glass_door_solar_trans: NECB_Default :ground_floor_cond: NECB_Default :ground_roof_cond: NECB_Default :ground_wall_cond: NECB_Default :image_name: btap_private_cli :infiltration_scale: NECB_Default :lights_scale: NECB_Default :lights_type: NECB_Default :nv_delta_temp_in_out: NECB_Default :nv_opening_fraction: NECB_Default :nv_temp_out_min: NECB_Default :nv_type: NECB_Default :oa_scale: NECB_Default :occupancy_loads_scale: NECB_Default :output_meters: [] :output_variables: [] :overhead_door_cond: NECB_Default :primary_heating_fuel: NaturalGas :pv_ground_azimuth_angle: NECB_Default :pv_ground_module_description: NECB_Default :pv_ground_tilt_angle: NECB_Default :pv_ground_total_area_pv_panels_m2: NECB_Default :pv_ground_type: NECB_Default :rotation_degrees: NECB_Default :run_annual_simulation: true :s3_bucket: '834599497928' :scale_x: NECB_Default :scale_y: NECB_Default :scale_z: NECB_Default :shw_eff: NECB_Default :skylight_cond: NECB_Default :skylight_solar_trans: NECB_Default :srr_set: NECB_Default :template: NECB2015 | reference | reference | 702cee59-6cf9-461a-8b2a-503998ade071 | NECB2015 | Hospital | NaturalGas | Natural Gas | CAN_ON_Toronto.Pearson.Intl.AP.716240_CWEC2016.epw | parametric |  | NECB_Default | NECB_Default | NECB_Default | NECB_Default | NECB_Default | NECB_Default | NECB_Default | NECB_Default | NECB_Default | NECB_Default | NECB_Default | NECB_Default | NECB_Default | NECB_Default | NECB_Default | NECB_Default | NECB_Default | NECB_Default | NECB_Default | NECB_Default | NECB_Default | NECB_Default | NECB_Default | NECB_Default | NECB_Default | NECB_Default | NECB_Default | NECB_Default | NECB_Default | NECB_Default | NECB_Default | NECB_Default | NECB_Default | NECB_Default | NECB_Default | NECB_Default | NECB_Default | NECB_Default | NECB_Default | NECB_Default | NECB_Default | NECB_Default | NECB_Default | NECB_Default | NECB_Default | aws_batch | 834599497928 | btap_private_cli |  | TRUE | TRUE |  |  | 168.2047 | 32.0366 | 188.7156 | 359.5407 | 22436.08 | 9006.9497 | 40 | Hospital |  |  | 5 | Hospital | 5 |  | 6 | NECB2015 | 0.10131 | 88900.7399 | 51.4955 | 22.3794 | 74.2659 | 1.7722 | 362.8979 | 212.9849 | TORONTO | ONTARIO | 3.3413 | 51.9947 | 0 | 55.336 | 26.7704 | 9.1744 | 0 | 35.9449 | 0 | 0.071411 | 0 | 0 | 0.60158 | 0.1685 | 0 | 0.94983 | 0.11637 | 0.2427 | 1.0521 | 0.0023208 | 1.6537 | 0.10228 | 55.7915 | 172.0313 | 40 | 0.757 |  | 0.379 |  |  |  | 0.183 | 0.278 | 2.2 | 2.2 | 5 | Toronto Pearson Intl AP | CAN | 382 | 3615 | 43.677 | -79.631 | 5 | 3890 | ON | CAN_ON_Toronto.Pearson.Intl.AP.716240_CWEC2016.epw | 1.6537 | 32.0366 | 168.2047 | 21.2558 | 19.8452 | TRUE | FALSE | FALSE | FALSE | 13.8373 | 8.4199 | 0 | 0 | 0 | 0 | 2294.77 | 1748.5593 | 25.2193 | 0.014423 | 9217.64 | 0.00028169 | 1.6537 | 316.33 | 300.5 | 38.33 | 37.83 |  | https://s3.console.aws.amazon.com/s3/buckets/834599497928?region=ca-central-1&prefix=phylroy.lopez/reference/reference/output/702cee59-6cf9-461a-8b2a-503998ade071/ | 1.0.002
1173 |  | TRUE | 1608 | 0 | 0 | 2331.8466 |  |  |  | 0.1 | 2021-09-22 20:45:47 +0000 | 438c2ebff | 0.2.14 | :adv_dx_units: NECB_Default :airloop_economizer_type: NECB_Default :algorithm_type: parametric :analysis_id: reference :analysis_name: reference :boiler_eff: NECB_Default :btap_batch_version: 1.0.002 :building_type: Hospital :chiller_type: NECB_Default :compute_environment: aws_batch :datapoint_id: 86e0c034-70c0-4d65-b82e-f9a183df8df9 :daylighting_type: NECB_Default :dcv_type: NECB_Default :door_construction_cond: NECB_Default :ecm_system_name: NECB_Default :electrical_loads_scale: NECB_Default :enable_costing: true :epw_file: CAN_ON_Toronto.Pearson.Intl.AP.716240_CWEC2016.epw :erv_package: NECB_Default :ext_floor_cond: NECB_Default :ext_roof_cond: NECB_Default :ext_wall_cond: NECB_Default :fdwr_set: NECB_Default :fixed_wind_solar_trans: NECB_Default :fixed_window_cond: NECB_Default :furnace_eff: NECB_Default :glass_door_cond: NECB_Default :glass_door_solar_trans: NECB_Default :ground_floor_cond: NECB_Default :ground_roof_cond: NECB_Default :ground_wall_cond: NECB_Default :image_name: btap_private_cli :infiltration_scale: NECB_Default :lights_scale: NECB_Default :lights_type: NECB_Default :nv_delta_temp_in_out: NECB_Default :nv_opening_fraction: NECB_Default :nv_temp_out_min: NECB_Default :nv_type: NECB_Default :oa_scale: NECB_Default :occupancy_loads_scale: NECB_Default :output_meters: [] :output_variables: [] :overhead_door_cond: NECB_Default :primary_heating_fuel: Electricity :pv_ground_azimuth_angle: NECB_Default :pv_ground_module_description: NECB_Default :pv_ground_tilt_angle: NECB_Default :pv_ground_total_area_pv_panels_m2: NECB_Default :pv_ground_type: NECB_Default :rotation_degrees: NECB_Default :run_annual_simulation: true :s3_bucket: '834599497928' :scale_x: NECB_Default :scale_y: NECB_Default :scale_z: NECB_Default :shw_eff: NECB_Default :skylight_cond: NECB_Default :skylight_solar_trans: NECB_Default :srr_set: NECB_Default :template: NECB2015 | reference | reference | 86e0c034-70c0-4d65-b82e-f9a183df8df9 | NECB2015 | Hospital | Electricity | Electricity | CAN_ON_Toronto.Pearson.Intl.AP.716240_CWEC2016.epw | parametric |  | NECB_Default | NECB_Default | NECB_Default | NECB_Default | NECB_Default | NECB_Default | NECB_Default | NECB_Default | NECB_Default | NECB_Default | NECB_Default | NECB_Default | NECB_Default | NECB_Default | NECB_Default | NECB_Default | NECB_Default | NECB_Default | NECB_Default | NECB_Default | NECB_Default | NECB_Default | NECB_Default | NECB_Default | NECB_Default | NECB_Default | NECB_Default | NECB_Default | NECB_Default | NECB_Default | NECB_Default | NECB_Default | NECB_Default | NECB_Default | NECB_Default | NECB_Default | NECB_Default | NECB_Default | NECB_Default | NECB_Default | NECB_Default | NECB_Default | NECB_Default | NECB_Default | NECB_Default | aws_batch | 834599497928 | btap_private_cli |  | TRUE | TRUE |  |  | 128.435 | 31.4698 | 188.6878 | 277.8354 | 22436.08 | 9006.9497 | 40 | Hospital |  |  | 5 | Hospital | 5 |  | 6 | NECB2015 | 0.10131 | 88900.7399 | 51.4955 | 12.2277 | 74.2659 | 5.3006 | 383.2961 | 240.0065 | TORONTO | ONTARIO | 7.5513 | 0 | 0 | 7.5513 | 60.5003 | 0 | 0 | 60.5003 | 0 | 0.070273 | 0 | 0 | 1.3596 | 0.16841 | 0 | 0.67928 | 0.11637 | 0.2427 | 0 | 0.002237 | 1.3596 | 0.08001 | 152.7728 | 0 | 40 | 0.757 |  | 0.379 |  |  |  | 0.183 | 0.278 | 2.2 | 2.2 | 5 | Toronto Pearson Intl AP | CAN | 382 | 3615 | 43.677 | -79.631 | 5 | 3890 | ON | CAN_ON_Toronto.Pearson.Intl.AP.716240_CWEC2016.epw | 1.3596 | 31.4698 | 128.435 | 21.2558 | 19.8452 | TRUE | FALSE | FALSE | FALSE | 13.8373 | 8.4199 | 0 | 4.9114 | 0.0028088 | 1795.12 | 0 | 1748.5593 | 25.2193 | 0.014423 | 9217.64 | 0.00028169 | 1.3596 | 316.67 | 300.83 | 7 | 7 |  | https://s3.console.aws.amazon.com/s3/buckets/834599497928?region=ca-central-1&prefix=phylroy.lopez/reference/reference/output/86e0c034-70c0-4d65-b82e-f9a183df8df9/ | 1.0.002
1174 |  | TRUE | 1677 | 0 | 0 | 2336.0356 |  |  |  | 0.1 | 2021-09-22 20:45:20 +0000 | 438c2ebff | 0.2.14 | :adv_dx_units: NECB_Default :airloop_economizer_type: NECB_Default :algorithm_type: parametric :analysis_id: reference :analysis_name: reference :boiler_eff: NECB_Default :btap_batch_version: 1.0.002 :building_type: Hospital :chiller_type: NECB_Default :compute_environment: aws_batch :datapoint_id: 0d94005e-7ea5-484a-a2af-1b5732b30846 :daylighting_type: NECB_Default :dcv_type: NECB_Default :door_construction_cond: NECB_Default :ecm_system_name: NECB_Default :electrical_loads_scale: NECB_Default :enable_costing: true :epw_file: CAN_NS_Halifax.Dockyard.713280_CWEC2016.epw :erv_package: NECB_Default :ext_floor_cond: NECB_Default :ext_roof_cond: NECB_Default :ext_wall_cond: NECB_Default :fdwr_set: NECB_Default :fixed_wind_solar_trans: NECB_Default :fixed_window_cond: NECB_Default :furnace_eff: NECB_Default :glass_door_cond: NECB_Default :glass_door_solar_trans: NECB_Default :ground_floor_cond: NECB_Default :ground_roof_cond: NECB_Default :ground_wall_cond: NECB_Default :image_name: btap_private_cli :infiltration_scale: NECB_Default :lights_scale: NECB_Default :lights_type: NECB_Default :nv_delta_temp_in_out: NECB_Default :nv_opening_fraction: NECB_Default :nv_temp_out_min: NECB_Default :nv_type: NECB_Default :oa_scale: NECB_Default :occupancy_loads_scale: NECB_Default :output_meters: [] :output_variables: [] :overhead_door_cond: NECB_Default :primary_heating_fuel: Electricity :pv_ground_azimuth_angle: NECB_Default :pv_ground_module_description: NECB_Default :pv_ground_tilt_angle: NECB_Default :pv_ground_total_area_pv_panels_m2: NECB_Default :pv_ground_type: NECB_Default :rotation_degrees: NECB_Default :run_annual_simulation: true :s3_bucket: '834599497928' :scale_x: NECB_Default :scale_y: NECB_Default :scale_z: NECB_Default :shw_eff: NECB_Default :skylight_cond: NECB_Default :skylight_solar_trans: NECB_Default :srr_set: NECB_Default :template: NECB2015 | reference | reference | 0d94005e-7ea5-484a-a2af-1b5732b30846 | NECB2015 | Hospital | Electricity | Electricity | CAN_NS_Halifax.Dockyard.713280_CWEC2016.epw | parametric |  | NECB_Default | NECB_Default | NECB_Default | NECB_Default | NECB_Default | NECB_Default | NECB_Default | NECB_Default | NECB_Default | NECB_Default | NECB_Default | NECB_Default | NECB_Default | NECB_Default | NECB_Default | NECB_Default | NECB_Default | NECB_Default | NECB_Default | NECB_Default | NECB_Default | NECB_Default | NECB_Default | NECB_Default | NECB_Default | NECB_Default | NECB_Default | NECB_Default | NECB_Default | NECB_Default | NECB_Default | NECB_Default | NECB_Default | NECB_Default | NECB_Default | NECB_Default | NECB_Default | NECB_Default | NECB_Default | NECB_Default | NECB_Default | NECB_Default | NECB_Default | NECB_Default | NECB_Default | aws_batch | 834599497928 | btap_private_cli |  | TRUE | TRUE |  |  | 109.6446 | 17.5968 | 189.3734 | 266.0919 | 22436.08 | 9006.9497 | 40 | Hospital |  |  | 5 | Hospital | 5 |  | 6 | NECB2015 | 0.10131 | 88900.7399 | 44.3577 | 10.6474 | 71.8046 | 5.2674 | 350.987 | 218.9098 | HALIFAX | NOVA SCOTIA | 267.0996 | 0 | 0 | 267.0996 | 52.3832 | 0 | 0 | 52.3832 | 0 | 0.028407 | 0 | 0 | 1.3172 | 0.16462 | 0 | 0.68174 | 0.11637 | 0.2427 | 0 | 0.0017726 | 1.3172 | 0.08139 | 137.915 | 0 | 40 | 0.757 |  | 0.284 |  |  |  | 0.183 | 0.247 | 2.2 | 2.2 | 5 | Halifax Dockyard | CAN | 112 | 3647 | 44.655 | -63.577 | 6 | 4000 | NS | CAN_NS_Halifax.Dockyard.713280_CWEC2016.epw | 1.3172 | 17.5968 | 109.6446 | 19.8928 | 20.9419 | TRUE | FALSE | FALSE | FALSE | 9.3065 | 7.4569 | 0 | 4.9961 | 0.0030423 | 1826.07 | 0 | 1642.1856 | 25.2193 | 0.015357 | 9217.64 | 0.00015422 | 1.3172 | 152.67 | 146 | 6.67 | 6.67 |  | https://s3.console.aws.amazon.com/s3/buckets/834599497928?region=ca-central-1&prefix=phylroy.lopez/reference/reference/output/0d94005e-7ea5-484a-a2af-1b5732b30846/ | 1.0.002
1175 |  | TRUE | 1707 | 0 | 0 | 2326.3428 |  |  |  | 0.1 | 2021-09-22 20:45:00 +0000 | 438c2ebff | 0.2.14 | :adv_dx_units: NECB_Default :airloop_economizer_type: NECB_Default :algorithm_type: parametric :analysis_id: reference :analysis_name: reference :boiler_eff: NECB_Default :btap_batch_version: 1.0.002 :building_type: Hospital :chiller_type: NECB_Default :compute_environment: aws_batch :datapoint_id: d00dc69c-4a0d-479e-a22a-79418298e77b :daylighting_type: NECB_Default :dcv_type: NECB_Default :door_construction_cond: NECB_Default :ecm_system_name: NECB_Default :electrical_loads_scale: NECB_Default :enable_costing: true :epw_file: CAN_NS_Halifax.Dockyard.713280_CWEC2016.epw :erv_package: NECB_Default :ext_floor_cond: NECB_Default :ext_roof_cond: NECB_Default :ext_wall_cond: NECB_Default :fdwr_set: NECB_Default :fixed_wind_solar_trans: NECB_Default :fixed_window_cond: NECB_Default :furnace_eff: NECB_Default :glass_door_cond: NECB_Default :glass_door_solar_trans: NECB_Default :ground_floor_cond: NECB_Default :ground_roof_cond: NECB_Default :ground_wall_cond: NECB_Default :image_name: btap_private_cli :infiltration_scale: NECB_Default :lights_scale: NECB_Default :lights_type: NECB_Default :nv_delta_temp_in_out: NECB_Default :nv_opening_fraction: NECB_Default :nv_temp_out_min: NECB_Default :nv_type: NECB_Default :oa_scale: NECB_Default :occupancy_loads_scale: NECB_Default :output_meters: [] :output_variables: [] :overhead_door_cond: NECB_Default :primary_heating_fuel: NaturalGas :pv_ground_azimuth_angle: NECB_Default :pv_ground_module_description: NECB_Default :pv_ground_tilt_angle: NECB_Default :pv_ground_total_area_pv_panels_m2: NECB_Default :pv_ground_type: NECB_Default :rotation_degrees: NECB_Default :run_annual_simulation: true :s3_bucket: '834599497928' :scale_x: NECB_Default :scale_y: NECB_Default :scale_z: NECB_Default :shw_eff: NECB_Default :skylight_cond: NECB_Default :skylight_solar_trans: NECB_Default :srr_set: NECB_Default :template: NECB2017 | reference | reference | d00dc69c-4a0d-479e-a22a-79418298e77b | NECB2017 | Hospital | NaturalGas | Natural Gas | CAN_NS_Halifax.Dockyard.713280_CWEC2016.epw | parametric |  | NECB_Default | NECB_Default | NECB_Default | NECB_Default | NECB_Default | NECB_Default | NECB_Default | NECB_Default | NECB_Default | NECB_Default | NECB_Default | NECB_Default | NECB_Default | NECB_Default | NECB_Default | NECB_Default | NECB_Default | NECB_Default | NECB_Default | NECB_Default | NECB_Default | NECB_Default | NECB_Default | NECB_Default | NECB_Default | NECB_Default | NECB_Default | NECB_Default | NECB_Default | NECB_Default | NECB_Default | NECB_Default | NECB_Default | NECB_Default | NECB_Default | NECB_Default | NECB_Default | NECB_Default | NECB_Default | NECB_Default | NECB_Default | NECB_Default | NECB_Default | NECB_Default | NECB_Default | aws_batch | 834599497928 | btap_private_cli |  | TRUE | TRUE |  |  | 74.5189 | 14.8823 | 68.5007 | 184.9362 | 22436.08 | 9006.9497 | 40 | Hospital |  |  | 2 | Hospital | 5 |  | 6 | NECB2017 | 0.10131 | 88900.7399 | 45.6902 | 16.8986 | 70.8806 | 1.722 | 348.8344 | 213.643 | HALIFAX | NOVA SCOTIA | 118.7821 | 23.4763 | 0 | 142.2584 | 23.2954 | 5.9256 | 0 | 29.221 | 0 | 0.029518 | 0 | 0 | 0.58575 | 0.1613 | 0.047557 | 0.36774 | 0.11637 | 0.2277 | 0.47179 | 0.003169 | 1.0575 | 0.10405 | 38.9004 | 80.4772 | 40 | 0.757 |  | 0.284 |  |  |  | 0.156 | 0.247 | 1.9 | 1.9 | 2 | Halifax Dockyard | CAN | 112 | 3647 | 44.655 | -63.577 | 6 | 4000 | NS | CAN_NS_Halifax.Dockyard.713280_CWEC2016.epw | 1.0575 | 14.8823 | 74.5189 | 19.8928 | 20.9419 | TRUE | FALSE | FALSE | FALSE | 9.3065 | 7.4569 | 0 | 0 | 0 | 0 | 2334.4 | 1581.5383 | 25.2193 | 0.015946 | 9217.64 | 0.00014396 | 1.0575 | 97.5 | 82.5 | 62.33 | 62.33 |  | https://s3.console.aws.amazon.com/s3/buckets/834599497928?region=ca-central-1&prefix=phylroy.lopez/reference/reference/output/d00dc69c-4a0d-479e-a22a-79418298e77b/ | 1.0.002
1176 |  | TRUE | 1757 | 0 | 0 | 2325.5195 |  |  |  | 0.1 | 2021-09-22 20:46:05 +0000 | 438c2ebff | 0.2.14 | :adv_dx_units: NECB_Default :airloop_economizer_type: NECB_Default :algorithm_type: parametric :analysis_id: reference :analysis_name: reference :boiler_eff: NECB_Default :btap_batch_version: 1.0.002 :building_type: Hospital :chiller_type: NECB_Default :compute_environment: aws_batch :datapoint_id: 0d2494b7-57cf-4b76-93b1-6006880688aa :daylighting_type: NECB_Default :dcv_type: NECB_Default :door_construction_cond: NECB_Default :ecm_system_name: NECB_Default :electrical_loads_scale: NECB_Default :enable_costing: true :epw_file: CAN_AB_Calgary.Intl.AP.718770_CWEC2016.epw :erv_package: NECB_Default :ext_floor_cond: NECB_Default :ext_roof_cond: NECB_Default :ext_wall_cond: NECB_Default :fdwr_set: NECB_Default :fixed_wind_solar_trans: NECB_Default :fixed_window_cond: NECB_Default :furnace_eff: NECB_Default :glass_door_cond: NECB_Default :glass_door_solar_trans: NECB_Default :ground_floor_cond: NECB_Default :ground_roof_cond: NECB_Default :ground_wall_cond: NECB_Default :image_name: btap_private_cli :infiltration_scale: NECB_Default :lights_scale: NECB_Default :lights_type: NECB_Default :nv_delta_temp_in_out: NECB_Default :nv_opening_fraction: NECB_Default :nv_temp_out_min: NECB_Default :nv_type: NECB_Default :oa_scale: NECB_Default :occupancy_loads_scale: NECB_Default :output_meters: [] :output_variables: [] :overhead_door_cond: NECB_Default :primary_heating_fuel: Electricity :pv_ground_azimuth_angle: NECB_Default :pv_ground_module_description: NECB_Default :pv_ground_tilt_angle: NECB_Default :pv_ground_total_area_pv_panels_m2: NECB_Default :pv_ground_type: NECB_Default :rotation_degrees: NECB_Default :run_annual_simulation: true :s3_bucket: '834599497928' :scale_x: NECB_Default :scale_y: NECB_Default :scale_z: NECB_Default :shw_eff: NECB_Default :skylight_cond: NECB_Default :skylight_solar_trans: NECB_Default :srr_set: NECB_Default :template: NECB2017 | reference | reference | 0d2494b7-57cf-4b76-93b1-6006880688aa | NECB2017 | Hospital | Electricity | Electricity | CAN_AB_Calgary.Intl.AP.718770_CWEC2016.epw | parametric |  | NECB_Default | NECB_Default | NECB_Default | NECB_Default | NECB_Default | NECB_Default | NECB_Default | NECB_Default | NECB_Default | NECB_Default | NECB_Default | NECB_Default | NECB_Default | NECB_Default | NECB_Default | NECB_Default | NECB_Default | NECB_Default | NECB_Default | NECB_Default | NECB_Default | NECB_Default | NECB_Default | NECB_Default | NECB_Default | NECB_Default | NECB_Default | NECB_Default | NECB_Default | NECB_Default | NECB_Default | NECB_Default | NECB_Default | NECB_Default | NECB_Default | NECB_Default | NECB_Default | NECB_Default | NECB_Default | NECB_Default | NECB_Default | NECB_Default | NECB_Default | NECB_Default | NECB_Default | aws_batch | 834599497928 | btap_private_cli |  | TRUE | TRUE |  |  | 99.0027 | 16.6176 | 79.0803 | 156.5519 | 22436.08 | 9006.9497 | 33.3 | Hospital |  |  | 2 | Hospital | 5 |  | 6 | NECB2017 | 0.10131 | 88900.7399 | 49.8207 | 10.6563 | 69.9163 | 5.2855 | 384.9548 | 249.2761 | CALGARY | ALBERTA | 209.4045 | 0 | 0 | 209.4045 | 19.8472 | 0 | 0 | 19.8472 | 0 | 0.02325 | 0 | 0 | 0.95419 | 0.16713 | 0.046442 | 0.28469 | 0.11637 | 0.2277 | 0 | 0.0015145 | 0.95419 | 0.087001 | 118.3804 | 0 | 33.3 | 0.757 |  | 0.284 |  |  |  | 0.138 | 0.21 | 1.9 | 1.9 | 2 | Calgary Intl AP | CAN | 64 | 4781 | 51.114 | -114.02 | 7a | 5000 | AB | CAN_AB_Calgary.Intl.AP.718770_CWEC2016.epw | 0.95419 | 16.6176 | 99.0027 | 18.466 | 19.7601 | TRUE | FALSE | FALSE | FALSE | 13.4706 | 14.3853 | 0 | 5.3405 | 0.0032729 | 1951.97 | 0 | 1631.7294 | 25.2193 | 0.015456 | 9217.64 | 9.4491e-05 | 0.95419 | 111.5 | 106 | 10.17 | 10.17 |  | https://s3.console.aws.amazon.com/s3/buckets/834599497928?region=ca-central-1&prefix=phylroy.lopez/reference/reference/output/0d2494b7-57cf-4b76-93b1-6006880688aa/ | 1.0.002
1177 |  | TRUE | 1594 | 0 | 0 | 2391.4292 |  |  |  | 0.1 | 2021-09-22 20:46:23 +0000 | 438c2ebff | 0.2.14 | :adv_dx_units: NECB_Default :airloop_economizer_type: NECB_Default :algorithm_type: parametric :analysis_id: reference :analysis_name: reference :boiler_eff: NECB_Default :btap_batch_version: 1.0.002 :building_type: Hospital :chiller_type: NECB_Default :compute_environment: aws_batch :datapoint_id: 3dcdd895-d654-4e48-8bf9-bd99893541fc :daylighting_type: NECB_Default :dcv_type: NECB_Default :door_construction_cond: NECB_Default :ecm_system_name: NECB_Default :electrical_loads_scale: NECB_Default :enable_costing: true :epw_file: CAN_QC_Montreal-Trudeau.Intl.AP.716270_CWEC2016.epw :erv_package: NECB_Default :ext_floor_cond: NECB_Default :ext_roof_cond: NECB_Default :ext_wall_cond: NECB_Default :fdwr_set: NECB_Default :fixed_wind_solar_trans: NECB_Default :fixed_window_cond: NECB_Default :furnace_eff: NECB_Default :glass_door_cond: NECB_Default :glass_door_solar_trans: NECB_Default :ground_floor_cond: NECB_Default :ground_roof_cond: NECB_Default :ground_wall_cond: NECB_Default :image_name: btap_private_cli :infiltration_scale: NECB_Default :lights_scale: NECB_Default :lights_type: NECB_Default :nv_delta_temp_in_out: NECB_Default :nv_opening_fraction: NECB_Default :nv_temp_out_min: NECB_Default :nv_type: NECB_Default :oa_scale: NECB_Default :occupancy_loads_scale: NECB_Default :output_meters: [] :output_variables: [] :overhead_door_cond: NECB_Default :primary_heating_fuel: NaturalGas :pv_ground_azimuth_angle: NECB_Default :pv_ground_module_description: NECB_Default :pv_ground_tilt_angle: NECB_Default :pv_ground_total_area_pv_panels_m2: NECB_Default :pv_ground_type: NECB_Default :rotation_degrees: NECB_Default :run_annual_simulation: true :s3_bucket: '834599497928' :scale_x: NECB_Default :scale_y: NECB_Default :scale_z: NECB_Default :shw_eff: NECB_Default :skylight_cond: NECB_Default :skylight_solar_trans: NECB_Default :srr_set: NECB_Default :template: NECB2015 | reference | reference | 3dcdd895-d654-4e48-8bf9-bd99893541fc | NECB2015 | Hospital | NaturalGas | Natural Gas | CAN_QC_Montreal-Trudeau.Intl.AP.716270_CWEC2016.epw | parametric |  | NECB_Default | NECB_Default | NECB_Default | NECB_Default | NECB_Default | NECB_Default | NECB_Default | NECB_Default | NECB_Default | NECB_Default | NECB_Default | NECB_Default | NECB_Default | NECB_Default | NECB_Default | NECB_Default | NECB_Default | NECB_Default | NECB_Default | NECB_Default | NECB_Default | NECB_Default | NECB_Default | NECB_Default | NECB_Default | NECB_Default | NECB_Default | NECB_Default | NECB_Default | NECB_Default | NECB_Default | NECB_Default | NECB_Default | NECB_Default | NECB_Default | NECB_Default | NECB_Default | NECB_Default | NECB_Default | NECB_Default | NECB_Default | NECB_Default | NECB_Default | NECB_Default | NECB_Default | aws_batch | 834599497928 | btap_private_cli |  | TRUE | TRUE |  |  | 182.994 | 30.7851 | 223.2401 | 403.3226 | 22436.08 | 9006.9497 | 37.3 | Hospital |  |  | 5 | Hospital | 5 |  | 6 | NECB2015 | 0.10131 | 88900.7399 | 46.7492 | 21.406 | 67.6019 | 1.717 | 335.5036 | 198.0295 | MONTREAL | QUEBEC | 0.22919 | 60.3437 | 0 | 60.5728 | 14.5968 | 15.8065 | 0 | 30.4033 | 0 | 0.063602 | 0 | 0 | 0.58977 | 0.16465 | 0 | 1.1162 | 0.11637 | 0.2427 | 1.2215 | 0.002188 | 1.8113 | 0.10535 | 54.35 | 186.9189 | 37.3 | 0.757 |  | 0.284 |  |  |  | 0.183 | 0.247 | 2.2 | 2.2 | 5 | Montreal-Trudeau Intl AP | CAN | 323 | 4090 | 45.471 | -73.741 | 6 | 4400 | QC | CAN_QC_Montreal-Trudeau.Intl.AP.716270_CWEC2016.epw | 1.8113 | 30.7851 | 182.994 | 20.4543 | 20.9188 | TRUE | FALSE | FALSE | FALSE | 13.814 | 13.6611 | 0 | 0 | 0 | 0 | 2363.73 | 1783.6919 | 25.2193 | 0.014139 | 9217.64 | 0.00026475 | 1.8113 | 248.33 | 231.5 | 30 | 29 |  | https://s3.console.aws.amazon.com/s3/buckets/834599497928?region=ca-central-1&prefix=phylroy.lopez/reference/reference/output/3dcdd895-d654-4e48-8bf9-bd99893541fc/ | 1.0.002
1178 |  | TRUE | 1726 | 0 | 0 | 2393.6237 |  |  |  | 0.1 | 2021-09-22 20:45:45 +0000 | 438c2ebff | 0.2.14 | :adv_dx_units: NECB_Default :airloop_economizer_type: NECB_Default :algorithm_type: parametric :analysis_id: reference :analysis_name: reference :boiler_eff: NECB_Default :btap_batch_version: 1.0.002 :building_type: Hospital :chiller_type: NECB_Default :compute_environment: aws_batch :datapoint_id: 82c09ea4-e044-4fde-bb63-dd0b7d3035ae :daylighting_type: NECB_Default :dcv_type: NECB_Default :door_construction_cond: NECB_Default :ecm_system_name: NECB_Default :electrical_loads_scale: NECB_Default :enable_costing: true :epw_file: CAN_BC_Vancouver.Intl.AP.718920_CWEC2016.epw :erv_package: NECB_Default :ext_floor_cond: NECB_Default :ext_roof_cond: NECB_Default :ext_wall_cond: NECB_Default :fdwr_set: NECB_Default :fixed_wind_solar_trans: NECB_Default :fixed_window_cond: NECB_Default :furnace_eff: NECB_Default :glass_door_cond: NECB_Default :glass_door_solar_trans: NECB_Default :ground_floor_cond: NECB_Default :ground_roof_cond: NECB_Default :ground_wall_cond: NECB_Default :image_name: btap_private_cli :infiltration_scale: NECB_Default :lights_scale: NECB_Default :lights_type: NECB_Default :nv_delta_temp_in_out: NECB_Default :nv_opening_fraction: NECB_Default :nv_temp_out_min: NECB_Default :nv_type: NECB_Default :oa_scale: NECB_Default :occupancy_loads_scale: NECB_Default :output_meters: [] :output_variables: [] :overhead_door_cond: NECB_Default :primary_heating_fuel: NaturalGas :pv_ground_azimuth_angle: NECB_Default :pv_ground_module_description: NECB_Default :pv_ground_tilt_angle: NECB_Default :pv_ground_total_area_pv_panels_m2: NECB_Default :pv_ground_type: NECB_Default :rotation_degrees: NECB_Default :run_annual_simulation: true :s3_bucket: '834599497928' :scale_x: NECB_Default :scale_y: NECB_Default :scale_z: NECB_Default :shw_eff: NECB_Default :skylight_cond: NECB_Default :skylight_solar_trans: NECB_Default :srr_set: NECB_Default :template: NECB2011 | reference | reference | 82c09ea4-e044-4fde-bb63-dd0b7d3035ae | NECB2011 | Hospital | NaturalGas | Natural Gas | CAN_BC_Vancouver.Intl.AP.718920_CWEC2016.epw | parametric |  | NECB_Default | NECB_Default | NECB_Default | NECB_Default | NECB_Default | NECB_Default | NECB_Default | NECB_Default | NECB_Default | NECB_Default | NECB_Default | NECB_Default | NECB_Default | NECB_Default | NECB_Default | NECB_Default | NECB_Default | NECB_Default | NECB_Default | NECB_Default | NECB_Default | NECB_Default | NECB_Default | NECB_Default | NECB_Default | NECB_Default | NECB_Default | NECB_Default | NECB_Default | NECB_Default | NECB_Default | NECB_Default | NECB_Default | NECB_Default | NECB_Default | NECB_Default | NECB_Default | NECB_Default | NECB_Default | NECB_Default | NECB_Default | NECB_Default | NECB_Default | NECB_Default | NECB_Default | aws_batch | 834599497928 | btap_private_cli |  | TRUE | TRUE |  |  | 96.6373 | 16.0576 | 136.2795 | 277.0383 | 22436.08 | 9006.9497 | 40 | Hospital |  |  | 5 | Hospital | 5 |  | 6 | NECB2011 | 0.10131 | 88900.7399 | 44.8985 | 16.3065 | 65.066 | 1.7307 | 328.6107 | 200.609 | VANCOUVER | BRITISH COLUMBIA | 1.6265 | 40.433 | 0 | 42.0595 | 16.2425 | 9.0708 | 0 | 25.3133 | 0 | 0.024008 | 0 | 0 | 0.57394 | 0.16863 | 0 | 0.69646 | 0.11866 | 0.25981 | 0.80201 | 0.0026881 | 1.376 | 0.10555 | 40.004 | 100.2054 | 40 | 0.757 |  | 0.568 |  |  |  | 0.227 | 0.315 | 2.4 | 2.4 | 5 | Vancouver Intl AP | CAN | 42 | 2797 | 49.195 | -123.184 | 4 | 2800 | BC | CAN_BC_Vancouver.Intl.AP.718920_CWEC2016.epw | 1.3759 | 16.0576 | 96.6373 | 18.7216 | 23.1614 | TRUE | FALSE | FALSE | FALSE | 11.9573 | 8.6622 | 0 | 0 | 0 | 0 | 2368.14 | 1463.4616 | 26.7946 | 0.018309 | 9793.44 | 0.00014396 | 1.376 | 139.33 | 133 | 151.5 | 151.17 |  | https://s3.console.aws.amazon.com/s3/buckets/834599497928?region=ca-central-1&prefix=phylroy.lopez/reference/reference/output/82c09ea4-e044-4fde-bb63-dd0b7d3035ae/ | 1.0.002
1179 |  | TRUE | 1675 | 0 | 0 | 2393.3655 |  |  |  | 0.1 | 2021-09-22 20:46:49 +0000 | 438c2ebff | 0.2.14 | :adv_dx_units: NECB_Default :airloop_economizer_type: NECB_Default :algorithm_type: parametric :analysis_id: reference :analysis_name: reference :boiler_eff: NECB_Default :btap_batch_version: 1.0.002 :building_type: Hospital :chiller_type: NECB_Default :compute_environment: aws_batch :datapoint_id: 0b2674e0-1e91-4ce2-aacf-2ffdd1d3d648 :daylighting_type: NECB_Default :dcv_type: NECB_Default :door_construction_cond: NECB_Default :ecm_system_name: NECB_Default :electrical_loads_scale: NECB_Default :enable_costing: true :epw_file: CAN_NS_Halifax.Dockyard.713280_CWEC2016.epw :erv_package: NECB_Default :ext_floor_cond: NECB_Default :ext_roof_cond: NECB_Default :ext_wall_cond: NECB_Default :fdwr_set: NECB_Default :fixed_wind_solar_trans: NECB_Default :fixed_window_cond: NECB_Default :furnace_eff: NECB_Default :glass_door_cond: NECB_Default :glass_door_solar_trans: NECB_Default :ground_floor_cond: NECB_Default :ground_roof_cond: NECB_Default :ground_wall_cond: NECB_Default :image_name: btap_private_cli :infiltration_scale: NECB_Default :lights_scale: NECB_Default :lights_type: NECB_Default :nv_delta_temp_in_out: NECB_Default :nv_opening_fraction: NECB_Default :nv_temp_out_min: NECB_Default :nv_type: NECB_Default :oa_scale: NECB_Default :occupancy_loads_scale: NECB_Default :output_meters: [] :output_variables: [] :overhead_door_cond: NECB_Default :primary_heating_fuel: NaturalGas :pv_ground_azimuth_angle: NECB_Default :pv_ground_module_description: NECB_Default :pv_ground_tilt_angle: NECB_Default :pv_ground_total_area_pv_panels_m2: NECB_Default :pv_ground_type: NECB_Default :rotation_degrees: NECB_Default :run_annual_simulation: true :s3_bucket: '834599497928' :scale_x: NECB_Default :scale_y: NECB_Default :scale_z: NECB_Default :shw_eff: NECB_Default :skylight_cond: NECB_Default :skylight_solar_trans: NECB_Default :srr_set: NECB_Default :template: NECB2015 | reference | reference | 0b2674e0-1e91-4ce2-aacf-2ffdd1d3d648 | NECB2015 | Hospital | NaturalGas | Natural Gas | CAN_NS_Halifax.Dockyard.713280_CWEC2016.epw | parametric |  | NECB_Default | NECB_Default | NECB_Default | NECB_Default | NECB_Default | NECB_Default | NECB_Default | NECB_Default | NECB_Default | NECB_Default | NECB_Default | NECB_Default | NECB_Default | NECB_Default | NECB_Default | NECB_Default | NECB_Default | NECB_Default | NECB_Default | NECB_Default | NECB_Default | NECB_Default | NECB_Default | NECB_Default | NECB_Default | NECB_Default | NECB_Default | NECB_Default | NECB_Default | NECB_Default | NECB_Default | NECB_Default | NECB_Default | NECB_Default | NECB_Default | NECB_Default | NECB_Default | NECB_Default | NECB_Default | NECB_Default | NECB_Default | NECB_Default | NECB_Default | NECB_Default | NECB_Default | aws_batch | 834599497928 | btap_private_cli |  | TRUE | TRUE |  |  | 142.2568 | 17.891 | 189.4337 | 348.5866 | 22436.08 | 9006.9497 | 40 | Hospital |  |  | 5 | Hospital | 5 |  | 6 | NECB2015 | 0.10131 | 88900.7399 | 44.3577 | 17.902 | 71.8046 | 1.722 | 328.5614 | 192.7751 | HALIFAX | NOVA SCOTIA | 112.7855 | 52.6442 | 0 | 165.4297 | 22.1193 | 13.2879 | 0 | 35.4072 | 0 | 0.028773 | 0 | 0 | 0.55618 | 0.16475 | 0 | 0.95393 | 0.11637 | 0.2427 | 1.058 | 0.0034346 | 1.6141 | 0.10403 | 40.9446 | 147.4935 | 40 | 0.757 |  | 0.284 |  |  |  | 0.183 | 0.247 | 2.2 | 2.2 | 5 | Halifax Dockyard | CAN | 112 | 3647 | 44.655 | -63.577 | 6 | 4000 | NS | CAN_NS_Halifax.Dockyard.713280_CWEC2016.epw | 1.6141 | 17.891 | 142.2568 | 19.8928 | 20.9419 | TRUE | FALSE | FALSE | FALSE | 9.3065 | 7.4569 | 0 | 0 | 0 | 0 | 2333.96 | 1642.1856 | 25.2193 | 0.015357 | 9217.64 | 0.00015422 | 1.6141 | 152.5 | 145.83 | 84.33 | 84.33 |  | https://s3.console.aws.amazon.com/s3/buckets/834599497928?region=ca-central-1&prefix=phylroy.lopez/reference/reference/output/0b2674e0-1e91-4ce2-aacf-2ffdd1d3d648/ | 1.0.002
1180 |  | TRUE | 1679 | 0 | 0 | 2393.964 |  |  |  | 0.1 | 2021-09-22 20:46:07 +0000 | 438c2ebff | 0.2.14 | :adv_dx_units: NECB_Default :airloop_economizer_type: NECB_Default :algorithm_type: parametric :analysis_id: reference :analysis_name: reference :boiler_eff: NECB_Default :btap_batch_version: 1.0.002 :building_type: Hospital :chiller_type: NECB_Default :compute_environment: aws_batch :datapoint_id: c9934cf4-5031-462c-96be-0b17d9cd6c84 :daylighting_type: NECB_Default :dcv_type: NECB_Default :door_construction_cond: NECB_Default :ecm_system_name: NECB_Default :electrical_loads_scale: NECB_Default :enable_costing: true :epw_file: CAN_AB_Calgary.Intl.AP.718770_CWEC2016.epw :erv_package: NECB_Default :ext_floor_cond: NECB_Default :ext_roof_cond: NECB_Default :ext_wall_cond: NECB_Default :fdwr_set: NECB_Default :fixed_wind_solar_trans: NECB_Default :fixed_window_cond: NECB_Default :furnace_eff: NECB_Default :glass_door_cond: NECB_Default :glass_door_solar_trans: NECB_Default :ground_floor_cond: NECB_Default :ground_roof_cond: NECB_Default :ground_wall_cond: NECB_Default :image_name: btap_private_cli :infiltration_scale: NECB_Default :lights_scale: NECB_Default :lights_type: NECB_Default :nv_delta_temp_in_out: NECB_Default :nv_opening_fraction: NECB_Default :nv_temp_out_min: NECB_Default :nv_type: NECB_Default :oa_scale: NECB_Default :occupancy_loads_scale: NECB_Default :output_meters: [] :output_variables: [] :overhead_door_cond: NECB_Default :primary_heating_fuel: NaturalGas :pv_ground_azimuth_angle: NECB_Default :pv_ground_module_description: NECB_Default :pv_ground_tilt_angle: NECB_Default :pv_ground_total_area_pv_panels_m2: NECB_Default :pv_ground_type: NECB_Default :rotation_degrees: NECB_Default :run_annual_simulation: true :s3_bucket: '834599497928' :scale_x: NECB_Default :scale_y: NECB_Default :scale_z: NECB_Default :shw_eff: NECB_Default :skylight_cond: NECB_Default :skylight_solar_trans: NECB_Default :srr_set: NECB_Default :template: NECB2015 | reference | reference | c9934cf4-5031-462c-96be-0b17d9cd6c84 | NECB2015 | Hospital | NaturalGas | Natural Gas | CAN_AB_Calgary.Intl.AP.718770_CWEC2016.epw | parametric |  | NECB_Default | NECB_Default | NECB_Default | NECB_Default | NECB_Default | NECB_Default | NECB_Default | NECB_Default | NECB_Default | NECB_Default | NECB_Default | NECB_Default | NECB_Default | NECB_Default | NECB_Default | NECB_Default | NECB_Default | NECB_Default | NECB_Default | NECB_Default | NECB_Default | NECB_Default | NECB_Default | NECB_Default | NECB_Default | NECB_Default | NECB_Default | NECB_Default | NECB_Default | NECB_Default | NECB_Default | NECB_Default | NECB_Default | NECB_Default | NECB_Default | NECB_Default | NECB_Default | NECB_Default | NECB_Default | NECB_Default | NECB_Default | NECB_Default | NECB_Default | NECB_Default | NECB_Default | aws_batch | 834599497928 | btap_private_cli |  | TRUE | TRUE |  |  | 160.123 | 20.6688 | 210.9894 | 383.1934 | 22436.08 | 9006.9497 | 33.3 | Hospital |  |  | 5 | Hospital | 5 |  | 6 | NECB2015 | 0.10131 | 88900.7399 | 48.7276 | 20.2914 | 70.8291 | 1.744 | 344.3265 | 202.7344 | CALGARY | ALBERTA | 122.42 | 59.5872 | 0 | 182.0072 | 11.6029 | 4.251 | 0 | 15.8539 | 0 | 0.024053 | 0 | 0 | 0.55783 | 0.17293 | 0 | 1.07 | 0.11637 | 0.2427 | 1.1808 | 0.0016745 | 1.7387 | 0.11087 | 44.387 | 166.6335 | 33.3 | 0.757 |  | 0.284 |  |  |  | 0.162 | 0.21 | 2.2 | 2.2 | 5 | Calgary Intl AP | CAN | 64 | 4781 | 51.114 | -114.02 | 7a | 5000 | AB | CAN_AB_Calgary.Intl.AP.718770_CWEC2016.epw | 1.7387 | 20.6688 | 160.123 | 18.466 | 19.7601 | TRUE | FALSE | FALSE | FALSE | 13.4706 | 14.3853 | 0 | 0 | 0 | 0 | 2487.5 | 1664.843 | 25.2193 | 0.015148 | 9217.64 | 0.00010251 | 1.7387 | 291.5 | 289.17 | 66.33 | 66 |  | https://s3.console.aws.amazon.com/s3/buckets/834599497928?region=ca-central-1&prefix=phylroy.lopez/reference/reference/output/c9934cf4-5031-462c-96be-0b17d9cd6c84/ | 1.0.002
1181 |  | TRUE | 1651 | 0 | 0 | 2389.0988 |  |  |  | 0.1 | 2021-09-22 20:46:53 +0000 | 438c2ebff | 0.2.14 | :adv_dx_units: NECB_Default :airloop_economizer_type: NECB_Default :algorithm_type: parametric :analysis_id: reference :analysis_name: reference :boiler_eff: NECB_Default :btap_batch_version: 1.0.002 :building_type: Hospital :chiller_type: NECB_Default :compute_environment: aws_batch :datapoint_id: 4b6062ea-d623-4061-bba4-ed35ca0076cf :daylighting_type: NECB_Default :dcv_type: NECB_Default :door_construction_cond: NECB_Default :ecm_system_name: NECB_Default :electrical_loads_scale: NECB_Default :enable_costing: true :epw_file: CAN_QC_Montreal-Trudeau.Intl.AP.716270_CWEC2016.epw :erv_package: NECB_Default :ext_floor_cond: NECB_Default :ext_roof_cond: NECB_Default :ext_wall_cond: NECB_Default :fdwr_set: NECB_Default :fixed_wind_solar_trans: NECB_Default :fixed_window_cond: NECB_Default :furnace_eff: NECB_Default :glass_door_cond: NECB_Default :glass_door_solar_trans: NECB_Default :ground_floor_cond: NECB_Default :ground_roof_cond: NECB_Default :ground_wall_cond: NECB_Default :image_name: btap_private_cli :infiltration_scale: NECB_Default :lights_scale: NECB_Default :lights_type: NECB_Default :nv_delta_temp_in_out: NECB_Default :nv_opening_fraction: NECB_Default :nv_temp_out_min: NECB_Default :nv_type: NECB_Default :oa_scale: NECB_Default :occupancy_loads_scale: NECB_Default :output_meters: [] :output_variables: [] :overhead_door_cond: NECB_Default :primary_heating_fuel: NaturalGas :pv_ground_azimuth_angle: NECB_Default :pv_ground_module_description: NECB_Default :pv_ground_tilt_angle: NECB_Default :pv_ground_total_area_pv_panels_m2: NECB_Default :pv_ground_type: NECB_Default :rotation_degrees: NECB_Default :run_annual_simulation: true :s3_bucket: '834599497928' :scale_x: NECB_Default :scale_y: NECB_Default :scale_z: NECB_Default :shw_eff: NECB_Default :skylight_cond: NECB_Default :skylight_solar_trans: NECB_Default :srr_set: NECB_Default :template: NECB2017 | reference | reference | 4b6062ea-d623-4061-bba4-ed35ca0076cf | NECB2017 | Hospital | NaturalGas | Natural Gas | CAN_QC_Montreal-Trudeau.Intl.AP.716270_CWEC2016.epw | parametric |  | NECB_Default | NECB_Default | NECB_Default | NECB_Default | NECB_Default | NECB_Default | NECB_Default | NECB_Default | NECB_Default | NECB_Default | NECB_Default | NECB_Default | NECB_Default | NECB_Default | NECB_Default | NECB_Default | NECB_Default | NECB_Default | NECB_Default | NECB_Default | NECB_Default | NECB_Default | NECB_Default | NECB_Default | NECB_Default | NECB_Default | NECB_Default | NECB_Default | NECB_Default | NECB_Default | NECB_Default | NECB_Default | NECB_Default | NECB_Default | NECB_Default | NECB_Default | NECB_Default | NECB_Default | NECB_Default | NECB_Default | NECB_Default | NECB_Default | NECB_Default | NECB_Default | NECB_Default | aws_batch | 834599497928 | btap_private_cli |  | TRUE | TRUE |  |  | 156.7844 | 26.1587 | 89.8514 | 223.8297 | 22436.08 | 9006.9497 | 37.3 | Hospital |  |  | 2 | Hospital | 5 |  | 6 | NECB2017 | 0.10131 | 88900.7399 | 48.0154 | 20.3041 | 66.7324 | 1.717 | 353.722 | 216.9531 | MONTREAL | QUEBEC | 0.23755 | 28.9457 | 0 | 29.1832 | 15.1291 | 7.5821 | 0 | 22.7112 | 0 | 0.057597 | 0 | 0 | 0.61128 | 0.16007 | 0.047125 | 0.48056 | 0.11637 | 0.2277 | 0.58594 | 0.0021755 | 1.1972 | 0.10538 | 50.1765 | 159.9543 | 37.3 | 0.757 |  | 0.284 |  |  |  | 0.156 | 0.247 | 1.9 | 1.9 | 2 | Montreal-Trudeau Intl AP | CAN | 323 | 4090 | 45.471 | -73.741 | 6 | 4400 | QC | CAN_QC_Montreal-Trudeau.Intl.AP.716270_CWEC2016.epw | 1.1972 | 26.1587 | 156.7844 | 20.4543 | 20.9188 | TRUE | FALSE | FALSE | FALSE | 13.814 | 13.6611 | 0 | 0 | 0 | 0 | 2364.33 | 1719.9765 | 25.2193 | 0.014663 | 9217.64 | 0.00023935 | 1.1972 | 178.67 | 156.83 | 35.17 | 34.17 |  | https://s3.console.aws.amazon.com/s3/buckets/834599497928?region=ca-central-1&prefix=phylroy.lopez/reference/reference/output/4b6062ea-d623-4061-bba4-ed35ca0076cf/ | 1.0.002
1182 |  | TRUE | 1886 | 0 | 0 | 2390.8671 |  |  |  | 0.1 | 2021-09-22 20:46:24 +0000 | 438c2ebff | 0.2.14 | :adv_dx_units: NECB_Default :airloop_economizer_type: NECB_Default :algorithm_type: parametric :analysis_id: reference :analysis_name: reference :boiler_eff: NECB_Default :btap_batch_version: 1.0.002 :building_type: Hospital :chiller_type: NECB_Default :compute_environment: aws_batch :datapoint_id: a356ca9d-4cdd-47f1-8da6-3dc84d982f9b :daylighting_type: NECB_Default :dcv_type: NECB_Default :door_construction_cond: NECB_Default :ecm_system_name: NECB_Default :electrical_loads_scale: NECB_Default :enable_costing: true :epw_file: CAN_BC_Vancouver.Intl.AP.718920_CWEC2016.epw :erv_package: NECB_Default :ext_floor_cond: NECB_Default :ext_roof_cond: NECB_Default :ext_wall_cond: NECB_Default :fdwr_set: NECB_Default :fixed_wind_solar_trans: NECB_Default :fixed_window_cond: NECB_Default :furnace_eff: NECB_Default :glass_door_cond: NECB_Default :glass_door_solar_trans: NECB_Default :ground_floor_cond: NECB_Default :ground_roof_cond: NECB_Default :ground_wall_cond: NECB_Default :image_name: btap_private_cli :infiltration_scale: NECB_Default :lights_scale: NECB_Default :lights_type: NECB_Default :nv_delta_temp_in_out: NECB_Default :nv_opening_fraction: NECB_Default :nv_temp_out_min: NECB_Default :nv_type: NECB_Default :oa_scale: NECB_Default :occupancy_loads_scale: NECB_Default :output_meters: [] :output_variables: [] :overhead_door_cond: NECB_Default :primary_heating_fuel: Electricity :pv_ground_azimuth_angle: NECB_Default :pv_ground_module_description: NECB_Default :pv_ground_tilt_angle: NECB_Default :pv_ground_total_area_pv_panels_m2: NECB_Default :pv_ground_type: NECB_Default :rotation_degrees: NECB_Default :run_annual_simulation: true :s3_bucket: '834599497928' :scale_x: NECB_Default :scale_y: NECB_Default :scale_z: NECB_Default :shw_eff: NECB_Default :skylight_cond: NECB_Default :skylight_solar_trans: NECB_Default :srr_set: NECB_Default :template: NECB2017 | reference | reference | a356ca9d-4cdd-47f1-8da6-3dc84d982f9b | NECB2017 | Hospital | Electricity | Electricity | CAN_BC_Vancouver.Intl.AP.718920_CWEC2016.epw | parametric |  | NECB_Default | NECB_Default | NECB_Default | NECB_Default | NECB_Default | NECB_Default | NECB_Default | NECB_Default | NECB_Default | NECB_Default | NECB_Default | NECB_Default | NECB_Default | NECB_Default | NECB_Default | NECB_Default | NECB_Default | NECB_Default | NECB_Default | NECB_Default | NECB_Default | NECB_Default | NECB_Default | NECB_Default | NECB_Default | NECB_Default | NECB_Default | NECB_Default | NECB_Default | NECB_Default | NECB_Default | NECB_Default | NECB_Default | NECB_Default | NECB_Default | NECB_Default | NECB_Default | NECB_Default | NECB_Default | NECB_Default | NECB_Default | NECB_Default | NECB_Default | NECB_Default | NECB_Default | aws_batch | 834599497928 | btap_private_cli |  | TRUE | TRUE |  |  | 40.007 | 13.6092 | 48.6288 | 121.9806 | 22436.08 | 9006.9497 | 40 | Hospital |  |  | 2 | Hospital | 5 |  | 6 | NECB2017 | 0.10131 | 88900.7399 | 44.9564 | 9.4056 | 65.066 | 5.2796 | 362.4029 | 237.6953 | VANCOUVER | BRITISH COLUMBIA | 2.335 | 0 | 0 | 2.335 | 23.3168 | 0 | 0 | 23.3168 | 0 | 0.022232 | 0 | 0 | 0.82392 | 0.16235 | 0.0406 | 0.17506 | 0.11637 | 0.2277 | 0 | 0.0017953 | 0.82392 | 0.077688 | 63.8258 | 0 | 40 | 0.757 |  | 0.568 |  |  |  | 0.193 | 0.315 | 2.1 | 2.1 | 2 | Vancouver Intl AP | CAN | 42 | 2797 | 49.195 | -123.184 | 4 | 2800 | BC | CAN_BC_Vancouver.Intl.AP.718920_CWEC2016.epw | 0.82391 | 13.6092 | 40.007 | 18.7216 | 23.1614 | TRUE | FALSE | FALSE | FALSE | 11.9566 | 8.6603 | 0 | 4.7689 | 0.0034373 | 1743.02 | 0 | 1387.4028 | 25.2193 | 0.018177 | 9217.64 | 0.00011588 | 0.82392 | 147.17 | 138.33 | 6.5 | 6.5 |  | https://s3.console.aws.amazon.com/s3/buckets/834599497928?region=ca-central-1&prefix=phylroy.lopez/reference/reference/output/a356ca9d-4cdd-47f1-8da6-3dc84d982f9b/ | 1.0.002
1183 |  | TRUE | 1677 | 0 | 0 | 2388.1023 |  |  |  | 0.1 | 2021-09-22 20:46:26 +0000 | 438c2ebff | 0.2.14 | :adv_dx_units: NECB_Default :airloop_economizer_type: NECB_Default :algorithm_type: parametric :analysis_id: reference :analysis_name: reference :boiler_eff: NECB_Default :btap_batch_version: 1.0.002 :building_type: Hospital :chiller_type: NECB_Default :compute_environment: aws_batch :datapoint_id: 8ae8607d-c348-492d-8cd0-055987edfa7c :daylighting_type: NECB_Default :dcv_type: NECB_Default :door_construction_cond: NECB_Default :ecm_system_name: NECB_Default :electrical_loads_scale: NECB_Default :enable_costing: true :epw_file: CAN_ON_Toronto.Pearson.Intl.AP.716240_CWEC2016.epw :erv_package: NECB_Default :ext_floor_cond: NECB_Default :ext_roof_cond: NECB_Default :ext_wall_cond: NECB_Default :fdwr_set: NECB_Default :fixed_wind_solar_trans: NECB_Default :fixed_window_cond: NECB_Default :furnace_eff: NECB_Default :glass_door_cond: NECB_Default :glass_door_solar_trans: NECB_Default :ground_floor_cond: NECB_Default :ground_roof_cond: NECB_Default :ground_wall_cond: NECB_Default :image_name: btap_private_cli :infiltration_scale: NECB_Default :lights_scale: NECB_Default :lights_type: NECB_Default :nv_delta_temp_in_out: NECB_Default :nv_opening_fraction: NECB_Default :nv_temp_out_min: NECB_Default :nv_type: NECB_Default :oa_scale: NECB_Default :occupancy_loads_scale: NECB_Default :output_meters: [] :output_variables: [] :overhead_door_cond: NECB_Default :primary_heating_fuel: Electricity :pv_ground_azimuth_angle: NECB_Default :pv_ground_module_description: NECB_Default :pv_ground_tilt_angle: NECB_Default :pv_ground_total_area_pv_panels_m2: NECB_Default :pv_ground_type: NECB_Default :rotation_degrees: NECB_Default :run_annual_simulation: true :s3_bucket: '834599497928' :scale_x: NECB_Default :scale_y: NECB_Default :scale_z: NECB_Default :shw_eff: NECB_Default :skylight_cond: NECB_Default :skylight_solar_trans: NECB_Default :srr_set: NECB_Default :template: NECB2017 | reference | reference | 8ae8607d-c348-492d-8cd0-055987edfa7c | NECB2017 | Hospital | Electricity | Electricity | CAN_ON_Toronto.Pearson.Intl.AP.716240_CWEC2016.epw | parametric |  | NECB_Default | NECB_Default | NECB_Default | NECB_Default | NECB_Default | NECB_Default | NECB_Default | NECB_Default | NECB_Default | NECB_Default | NECB_Default | NECB_Default | NECB_Default | NECB_Default | NECB_Default | NECB_Default | NECB_Default | NECB_Default | NECB_Default | NECB_Default | NECB_Default | NECB_Default | NECB_Default | NECB_Default | NECB_Default | NECB_Default | NECB_Default | NECB_Default | NECB_Default | NECB_Default | NECB_Default | NECB_Default | NECB_Default | NECB_Default | NECB_Default | NECB_Default | NECB_Default | NECB_Default | NECB_Default | NECB_Default | NECB_Default | NECB_Default | NECB_Default | NECB_Default | NECB_Default | aws_batch | 834599497928 | btap_private_cli |  | TRUE | TRUE |  |  | 72.6255 | 27.2742 | 72.5504 | 158.4017 | 22436.08 | 9006.9497 | 40 | Hospital |  |  | 2 | Hospital | 5 |  | 6 | NECB2017 | 0.10131 | 88900.7399 | 52.8432 | 11.9579 | 73.3071 | 5.3006 | 403.2291 | 259.8202 | TORONTO | ONTARIO | 5.3386 | 0 | 0 | 5.3386 | 42.7724 | 0 | 0 | 42.7724 | 0 | 0.063168 | 0 | 0 | 0.96118 | 0.16375 | 0.046607 | 0.26118 | 0.11637 | 0.2277 | 0 | 0.0021381 | 0.96118 | 0.08001 | 89.7277 | 0 | 40 | 0.757 |  | 0.379 |  |  |  | 0.156 | 0.278 | 1.9 | 1.9 | 2 | Toronto Pearson Intl AP | CAN | 382 | 3615 | 43.677 | -79.631 | 5 | 3890 | ON | CAN_ON_Toronto.Pearson.Intl.AP.716240_CWEC2016.epw | 0.96118 | 27.2742 | 72.6255 | 21.2558 | 19.8452 | TRUE | FALSE | FALSE | FALSE | 13.8373 | 8.4199 | 0 | 4.9114 | 0.0029074 | 1795.1 | 0 | 1689.2432 | 25.2193 | 0.014929 | 9217.64 | 0.00025495 | 0.96118 | 263.5 | 243 | 7.67 | 7.67 |  | https://s3.console.aws.amazon.com/s3/buckets/834599497928?region=ca-central-1&prefix=phylroy.lopez/reference/reference/output/8ae8607d-c348-492d-8cd0-055987edfa7c/ | 1.0.002
1184 |  | TRUE | 1728 | 1 | 0 | 2508.8671 |  |  |  | 0.1 | 2021-09-22 20:48:56 +0000 | 438c2ebff | 0.2.14 | :adv_dx_units: NECB_Default :airloop_economizer_type: NECB_Default :algorithm_type: parametric :analysis_id: reference :analysis_name: reference :boiler_eff: NECB_Default :btap_batch_version: 1.0.002 :building_type: Hospital :chiller_type: NECB_Default :compute_environment: aws_batch :datapoint_id: c6977133-ec94-4c40-822c-9fb7aca39d43 :daylighting_type: NECB_Default :dcv_type: NECB_Default :door_construction_cond: NECB_Default :ecm_system_name: NECB_Default :electrical_loads_scale: NECB_Default :enable_costing: true :epw_file: CAN_AB_Edmonton.Intl.AP.711230_CWEC2016.epw :erv_package: NECB_Default :ext_floor_cond: NECB_Default :ext_roof_cond: NECB_Default :ext_wall_cond: NECB_Default :fdwr_set: NECB_Default :fixed_wind_solar_trans: NECB_Default :fixed_window_cond: NECB_Default :furnace_eff: NECB_Default :glass_door_cond: NECB_Default :glass_door_solar_trans: NECB_Default :ground_floor_cond: NECB_Default :ground_roof_cond: NECB_Default :ground_wall_cond: NECB_Default :image_name: btap_private_cli :infiltration_scale: NECB_Default :lights_scale: NECB_Default :lights_type: NECB_Default :nv_delta_temp_in_out: NECB_Default :nv_opening_fraction: NECB_Default :nv_temp_out_min: NECB_Default :nv_type: NECB_Default :oa_scale: NECB_Default :occupancy_loads_scale: NECB_Default :output_meters: [] :output_variables: [] :overhead_door_cond: NECB_Default :primary_heating_fuel: NaturalGas :pv_ground_azimuth_angle: NECB_Default :pv_ground_module_description: NECB_Default :pv_ground_tilt_angle: NECB_Default :pv_ground_total_area_pv_panels_m2: NECB_Default :pv_ground_type: NECB_Default :rotation_degrees: NECB_Default :run_annual_simulation: true :s3_bucket: '834599497928' :scale_x: NECB_Default :scale_y: NECB_Default :scale_z: NECB_Default :shw_eff: NECB_Default :skylight_cond: NECB_Default :skylight_solar_trans: NECB_Default :srr_set: NECB_Default :template: NECB2017 | reference | reference | c6977133-ec94-4c40-822c-9fb7aca39d43 | NECB2017 | Hospital | NaturalGas | Natural Gas | CAN_AB_Edmonton.Intl.AP.711230_CWEC2016.epw | parametric |  | NECB_Default | NECB_Default | NECB_Default | NECB_Default | NECB_Default | NECB_Default | NECB_Default | NECB_Default | NECB_Default | NECB_Default | NECB_Default | NECB_Default | NECB_Default | NECB_Default | NECB_Default | NECB_Default | NECB_Default | NECB_Default | NECB_Default | NECB_Default | NECB_Default | NECB_Default | NECB_Default | NECB_Default | NECB_Default | NECB_Default | NECB_Default | NECB_Default | NECB_Default | NECB_Default | NECB_Default | NECB_Default | NECB_Default | NECB_Default | NECB_Default | NECB_Default | NECB_Default | NECB_Default | NECB_Default | NECB_Default | NECB_Default | NECB_Default | NECB_Default | NECB_Default | NECB_Default | aws_batch | 834599497928 | btap_private_cli |  | TRUE | TRUE |  |  | 179.7682 | 14.6851 | 108.9829 | 245.7051 | 22436.08 | 9006.9497 | 32.5 | Hospital |  |  | 2 | Hospital | 5 |  | 6 | NECB2017 | 0.10131 | 88900.7399 | 48.9841 | 20.0806 | 72.629 | 1.7439 | 364.374 | 220.9362 | EDMONTON | ALBERTA | 126.3045 | 35.328 | 0 | 161.6325 | 11.971 | 2.5203 | 0 | 14.4914 | 0 | 0.020172 | 0 | 0 | 0.57553 | 0.16262 | 0.04693 | 0.58434 | 0.11637 | 0.2277 | 0.70009 | 0.00165 | 1.2756 | 0.11575 | 38.8734 | 186.6744 | 32.5 | 0.757 |  | 0.284 |  |  |  | 0.138 | 0.21 | 1.9 | 1.9 | 2 | Edmonton Intl AP | CAN | 23 | 5588 | 53.31 | -113.579 | 7a | 5120 | AB | CAN_AB_Edmonton.Intl.AP.711230_CWEC2016.epw | 1.2756 | 14.6851 | 179.7682 | 18.7708 | 17.4681 | TRUE | FALSE | FALSE | FALSE | 12.5398 | 16.0347 | 0 | 0 | 0 | 0 | 2597.07 | 1640.0936 | 25.2193 | 0.015377 | 9217.64 | 8.6468e-05 | 1.2756 | 51.33 | 48.83 | 88.67 | 88.5 |  | https://s3.console.aws.amazon.com/s3/buckets/834599497928?region=ca-central-1&prefix=phylroy.lopez/reference/reference/output/c6977133-ec94-4c40-822c-9fb7aca39d43/ | 1.0.002
1185 |  | TRUE | 1676 | 0 | 0 | 2508.2033 |  |  |  | 0.1 | 2021-09-22 20:48:48 +0000 | 438c2ebff | 0.2.14 | :adv_dx_units: NECB_Default :airloop_economizer_type: NECB_Default :algorithm_type: parametric :analysis_id: reference :analysis_name: reference :boiler_eff: NECB_Default :btap_batch_version: 1.0.002 :building_type: Hospital :chiller_type: NECB_Default :compute_environment: aws_batch :datapoint_id: ffa9569d-4cb7-4ecc-b872-a626ec87cb58 :daylighting_type: NECB_Default :dcv_type: NECB_Default :door_construction_cond: NECB_Default :ecm_system_name: NECB_Default :electrical_loads_scale: NECB_Default :enable_costing: true :epw_file: CAN_ON_Toronto.Pearson.Intl.AP.716240_CWEC2016.epw :erv_package: NECB_Default :ext_floor_cond: NECB_Default :ext_roof_cond: NECB_Default :ext_wall_cond: NECB_Default :fdwr_set: NECB_Default :fixed_wind_solar_trans: NECB_Default :fixed_window_cond: NECB_Default :furnace_eff: NECB_Default :glass_door_cond: NECB_Default :glass_door_solar_trans: NECB_Default :ground_floor_cond: NECB_Default :ground_roof_cond: NECB_Default :ground_wall_cond: NECB_Default :image_name: btap_private_cli :infiltration_scale: NECB_Default :lights_scale: NECB_Default :lights_type: NECB_Default :nv_delta_temp_in_out: NECB_Default :nv_opening_fraction: NECB_Default :nv_temp_out_min: NECB_Default :nv_type: NECB_Default :oa_scale: NECB_Default :occupancy_loads_scale: NECB_Default :output_meters: [] :output_variables: [] :overhead_door_cond: NECB_Default :primary_heating_fuel: NaturalGas :pv_ground_azimuth_angle: NECB_Default :pv_ground_module_description: NECB_Default :pv_ground_tilt_angle: NECB_Default :pv_ground_total_area_pv_panels_m2: NECB_Default :pv_ground_type: NECB_Default :rotation_degrees: NECB_Default :run_annual_simulation: true :s3_bucket: '834599497928' :scale_x: NECB_Default :scale_y: NECB_Default :scale_z: NECB_Default :shw_eff: NECB_Default :skylight_cond: NECB_Default :skylight_solar_trans: NECB_Default :srr_set: NECB_Default :template: NECB2017 | reference | reference | ffa9569d-4cb7-4ecc-b872-a626ec87cb58 | NECB2017 | Hospital | NaturalGas | Natural Gas | CAN_ON_Toronto.Pearson.Intl.AP.716240_CWEC2016.epw | parametric |  | NECB_Default | NECB_Default | NECB_Default | NECB_Default | NECB_Default | NECB_Default | NECB_Default | NECB_Default | NECB_Default | NECB_Default | NECB_Default | NECB_Default | NECB_Default | NECB_Default | NECB_Default | NECB_Default | NECB_Default | NECB_Default | NECB_Default | NECB_Default | NECB_Default | NECB_Default | NECB_Default | NECB_Default | NECB_Default | NECB_Default | NECB_Default | NECB_Default | NECB_Default | NECB_Default | NECB_Default | NECB_Default | NECB_Default | NECB_Default | NECB_Default | NECB_Default | NECB_Default | NECB_Default | NECB_Default | NECB_Default | NECB_Default | NECB_Default | NECB_Default | NECB_Default | NECB_Default | aws_batch | 834599497928 | btap_private_cli |  | TRUE | TRUE |  |  | 92.3909 | 27.7586 | 72.5688 | 201.0536 | 22436.08 | 9006.9497 | 40 | Hospital |  |  | 2 | Hospital | 5 |  | 6 | NECB2017 | 0.10131 | 88900.7399 | 52.8432 | 21.4538 | 73.3071 | 1.7722 | 382.5353 | 233.1589 | TORONTO | ONTARIO | 3.4502 | 24.3906 | 0 | 27.8408 | 27.6429 | 4.3037 | 0 | 31.9467 | 0 | 0.064173 | 0 | 0 | 0.62119 | 0.16384 | 0.046618 | 0.39124 | 0.11637 | 0.2277 | 0.49354 | 0.0022397 | 1.1147 | 0.10231 | 52.0683 | 95.3924 | 40 | 0.757 |  | 0.379 |  |  |  | 0.156 | 0.278 | 1.9 | 1.9 | 2 | Toronto Pearson Intl AP | CAN | 382 | 3615 | 43.677 | -79.631 | 5 | 3890 | ON | CAN_ON_Toronto.Pearson.Intl.AP.716240_CWEC2016.epw | 1.1147 | 27.7586 | 92.3909 | 21.2558 | 19.8452 | TRUE | FALSE | FALSE | FALSE | 13.8373 | 8.4199 | 0 | 0 | 0 | 0 | 2295.42 | 1689.2432 | 25.2193 | 0.014929 | 9217.64 | 0.00025495 | 1.1147 | 264.67 | 243.83 | 28 | 27.33 |  | https://s3.console.aws.amazon.com/s3/buckets/834599497928?region=ca-central-1&prefix=phylroy.lopez/reference/reference/output/ffa9569d-4cb7-4ecc-b872-a626ec87cb58/ | 1.0.002
1186 |  | TRUE | 1755 | 0 | 0 | 2509.8576 |  |  |  | 0.1 | 2021-09-22 20:48:22 +0000 | 438c2ebff | 0.2.14 | :adv_dx_units: NECB_Default :airloop_economizer_type: NECB_Default :algorithm_type: parametric :analysis_id: reference :analysis_name: reference :boiler_eff: NECB_Default :btap_batch_version: 1.0.002 :building_type: Hospital :chiller_type: NECB_Default :compute_environment: aws_batch :datapoint_id: debf910f-ea20-4027-bd65-60c78dd7b749 :daylighting_type: NECB_Default :dcv_type: NECB_Default :door_construction_cond: NECB_Default :ecm_system_name: NECB_Default :electrical_loads_scale: NECB_Default :enable_costing: true :epw_file: CAN_AB_Calgary.Intl.AP.718770_CWEC2016.epw :erv_package: NECB_Default :ext_floor_cond: NECB_Default :ext_roof_cond: NECB_Default :ext_wall_cond: NECB_Default :fdwr_set: NECB_Default :fixed_wind_solar_trans: NECB_Default :fixed_window_cond: NECB_Default :furnace_eff: NECB_Default :glass_door_cond: NECB_Default :glass_door_solar_trans: NECB_Default :ground_floor_cond: NECB_Default :ground_roof_cond: NECB_Default :ground_wall_cond: NECB_Default :image_name: btap_private_cli :infiltration_scale: NECB_Default :lights_scale: NECB_Default :lights_type: NECB_Default :nv_delta_temp_in_out: NECB_Default :nv_opening_fraction: NECB_Default :nv_temp_out_min: NECB_Default :nv_type: NECB_Default :oa_scale: NECB_Default :occupancy_loads_scale: NECB_Default :output_meters: [] :output_variables: [] :overhead_door_cond: NECB_Default :primary_heating_fuel: NaturalGas :pv_ground_azimuth_angle: NECB_Default :pv_ground_module_description: NECB_Default :pv_ground_tilt_angle: NECB_Default :pv_ground_total_area_pv_panels_m2: NECB_Default :pv_ground_type: NECB_Default :rotation_degrees: NECB_Default :run_annual_simulation: true :s3_bucket: '834599497928' :scale_x: NECB_Default :scale_y: NECB_Default :scale_z: NECB_Default :shw_eff: NECB_Default :skylight_cond: NECB_Default :skylight_solar_trans: NECB_Default :srr_set: NECB_Default :template: NECB2017 | reference | reference | debf910f-ea20-4027-bd65-60c78dd7b749 | NECB2017 | Hospital | NaturalGas | Natural Gas | CAN_AB_Calgary.Intl.AP.718770_CWEC2016.epw | parametric |  | NECB_Default | NECB_Default | NECB_Default | NECB_Default | NECB_Default | NECB_Default | NECB_Default | NECB_Default | NECB_Default | NECB_Default | NECB_Default | NECB_Default | NECB_Default | NECB_Default | NECB_Default | NECB_Default | NECB_Default | NECB_Default | NECB_Default | NECB_Default | NECB_Default | NECB_Default | NECB_Default | NECB_Default | NECB_Default | NECB_Default | NECB_Default | NECB_Default | NECB_Default | NECB_Default | NECB_Default | NECB_Default | NECB_Default | NECB_Default | NECB_Default | NECB_Default | NECB_Default | NECB_Default | NECB_Default | NECB_Default | NECB_Default | NECB_Default | NECB_Default | NECB_Default | NECB_Default | aws_batch | 834599497928 | btap_private_cli |  | TRUE | TRUE |  |  | 127.9968 | 16.8898 | 79.0522 | 202.172 | 22436.08 | 9006.9497 | 33.3 | Hospital |  |  | 2 | Hospital | 5 |  | 6 | NECB2017 | 0.10131 | 88900.7399 | 49.8207 | 18.1025 | 69.9163 | 1.744 | 360.7318 | 221.1482 | CALGARY | ALBERTA | 128.3024 | 26.9369 | 0 | 155.2393 | 12.1604 | 1.9217 | 0 | 14.0821 | 0 | 0.023532 | 0 | 0 | 0.58463 | 0.16725 | 0.04646 | 0.42291 | 0.11637 | 0.2277 | 0.53381 | 0.0032327 | 1.1184 | 0.1109 | 41.1628 | 131.1554 | 33.3 | 0.757 |  | 0.284 |  |  |  | 0.138 | 0.21 | 1.9 | 1.9 | 2 | Calgary Intl AP | CAN | 64 | 4781 | 51.114 | -114.02 | 7a | 5000 | AB | CAN_AB_Calgary.Intl.AP.718770_CWEC2016.epw | 1.1184 | 16.8898 | 127.9968 | 18.466 | 19.7601 | TRUE | FALSE | FALSE | FALSE | 13.4706 | 14.3853 | 0 | 0 | 0 | 0 | 2488.05 | 1631.7294 | 25.2193 | 0.015456 | 9217.64 | 9.4491e-05 | 1.1184 | 110.33 | 105 | 50 | 50 |  | https://s3.console.aws.amazon.com/s3/buckets/834599497928?region=ca-central-1&prefix=phylroy.lopez/reference/reference/output/debf910f-ea20-4027-bd65-60c78dd7b749/ | 1.0.002
1187 |  | TRUE | 1808 | 0 | 0 | 2579.9073 |  |  |  | 0.1 | 2021-09-22 20:49:25 +0000 | 438c2ebff | 0.2.14 | :adv_dx_units: NECB_Default :airloop_economizer_type: NECB_Default :algorithm_type: parametric :analysis_id: reference :analysis_name: reference :boiler_eff: NECB_Default :btap_batch_version: 1.0.002 :building_type: Hospital :chiller_type: NECB_Default :compute_environment: aws_batch :datapoint_id: 3b9b379b-dd17-4796-8837-8a5e33ad8ea9 :daylighting_type: NECB_Default :dcv_type: NECB_Default :door_construction_cond: NECB_Default :ecm_system_name: NECB_Default :electrical_loads_scale: NECB_Default :enable_costing: true :epw_file: CAN_BC_Vancouver.Intl.AP.718920_CWEC2016.epw :erv_package: NECB_Default :ext_floor_cond: NECB_Default :ext_roof_cond: NECB_Default :ext_wall_cond: NECB_Default :fdwr_set: NECB_Default :fixed_wind_solar_trans: NECB_Default :fixed_window_cond: NECB_Default :furnace_eff: NECB_Default :glass_door_cond: NECB_Default :glass_door_solar_trans: NECB_Default :ground_floor_cond: NECB_Default :ground_roof_cond: NECB_Default :ground_wall_cond: NECB_Default :image_name: btap_private_cli :infiltration_scale: NECB_Default :lights_scale: NECB_Default :lights_type: NECB_Default :nv_delta_temp_in_out: NECB_Default :nv_opening_fraction: NECB_Default :nv_temp_out_min: NECB_Default :nv_type: NECB_Default :oa_scale: NECB_Default :occupancy_loads_scale: NECB_Default :output_meters: [] :output_variables: [] :overhead_door_cond: NECB_Default :primary_heating_fuel: NaturalGas :pv_ground_azimuth_angle: NECB_Default :pv_ground_module_description: NECB_Default :pv_ground_tilt_angle: NECB_Default :pv_ground_total_area_pv_panels_m2: NECB_Default :pv_ground_type: NECB_Default :rotation_degrees: NECB_Default :run_annual_simulation: true :s3_bucket: '834599497928' :scale_x: NECB_Default :scale_y: NECB_Default :scale_z: NECB_Default :shw_eff: NECB_Default :skylight_cond: NECB_Default :skylight_solar_trans: NECB_Default :srr_set: NECB_Default :template: NECB2015 | reference | reference | 3b9b379b-dd17-4796-8837-8a5e33ad8ea9 | NECB2015 | Hospital | NaturalGas | Natural Gas | CAN_BC_Vancouver.Intl.AP.718920_CWEC2016.epw | parametric |  | NECB_Default | NECB_Default | NECB_Default | NECB_Default | NECB_Default | NECB_Default | NECB_Default | NECB_Default | NECB_Default | NECB_Default | NECB_Default | NECB_Default | NECB_Default | NECB_Default | NECB_Default | NECB_Default | NECB_Default | NECB_Default | NECB_Default | NECB_Default | NECB_Default | NECB_Default | NECB_Default | NECB_Default | NECB_Default | NECB_Default | NECB_Default | NECB_Default | NECB_Default | NECB_Default | NECB_Default | NECB_Default | NECB_Default | NECB_Default | NECB_Default | NECB_Default | NECB_Default | NECB_Default | NECB_Default | NECB_Default | NECB_Default | NECB_Default | NECB_Default | NECB_Default | NECB_Default | aws_batch | 834599497928 | btap_private_cli |  | TRUE | TRUE |  |  | 90.8461 | 15.7879 | 137.1337 | 276.6062 | 22436.08 | 9006.9497 | 40 | Hospital |  |  | 5 | Hospital | 5 |  | 6 | NECB2015 | 0.10131 | 88900.7399 | 44.8985 | 16.9281 | 65.9127 | 1.7307 | 331.0131 | 201.5431 | VANCOUVER | BRITISH COLUMBIA | 1.5629 | 40.5065 | 0 | 42.0695 | 15.6076 | 9.0873 | 0 | 24.6948 | 0 | 0.022887 | 0 | 0 | 0.5515 | 0.16639 | 0 | 0.704 | 0.11637 | 0.2427 | 0.80347 | 0.0030308 | 1.355 | 0.099476 | 38.9679 | 94.4361 | 40 | 0.757 |  | 0.568 |  |  |  | 0.227 | 0.315 | 2.4 | 2.4 | 5 | Vancouver Intl AP | CAN | 42 | 2797 | 49.195 | -123.184 | 4 | 2800 | BC | CAN_BC_Vancouver.Intl.AP.718920_CWEC2016.epw | 1.355 | 15.7879 | 90.8461 | 18.7216 | 23.1614 | TRUE | FALSE | FALSE | FALSE | 11.9566 | 8.6603 | 0 | 0 | 0 | 0 | 2231.86 | 1429.2272 | 25.2193 | 0.017645 | 9217.64 | 0.00012435 | 1.355 | 168.67 | 164.67 | 150 | 149.67 |  | https://s3.console.aws.amazon.com/s3/buckets/834599497928?region=ca-central-1&prefix=phylroy.lopez/reference/reference/output/3b9b379b-dd17-4796-8837-8a5e33ad8ea9/ | 1.0.002
1188 |  | TRUE | 1711 | 0 | 0 | 2574.351 |  |  |  | 0.1 | 2021-09-22 20:49:07 +0000 | 438c2ebff | 0.2.14 | :adv_dx_units: NECB_Default :airloop_economizer_type: NECB_Default :algorithm_type: parametric :analysis_id: reference :analysis_name: reference :boiler_eff: NECB_Default :btap_batch_version: 1.0.002 :building_type: Hospital :chiller_type: NECB_Default :compute_environment: aws_batch :datapoint_id: 2c388222-dd19-4621-b466-62c492659228 :daylighting_type: NECB_Default :dcv_type: NECB_Default :door_construction_cond: NECB_Default :ecm_system_name: NECB_Default :electrical_loads_scale: NECB_Default :enable_costing: true :epw_file: CAN_NS_Halifax.Dockyard.713280_CWEC2016.epw :erv_package: NECB_Default :ext_floor_cond: NECB_Default :ext_roof_cond: NECB_Default :ext_wall_cond: NECB_Default :fdwr_set: NECB_Default :fixed_wind_solar_trans: NECB_Default :fixed_window_cond: NECB_Default :furnace_eff: NECB_Default :glass_door_cond: NECB_Default :glass_door_solar_trans: NECB_Default :ground_floor_cond: NECB_Default :ground_roof_cond: NECB_Default :ground_wall_cond: NECB_Default :image_name: btap_private_cli :infiltration_scale: NECB_Default :lights_scale: NECB_Default :lights_type: NECB_Default :nv_delta_temp_in_out: NECB_Default :nv_opening_fraction: NECB_Default :nv_temp_out_min: NECB_Default :nv_type: NECB_Default :oa_scale: NECB_Default :occupancy_loads_scale: NECB_Default :output_meters: [] :output_variables: [] :overhead_door_cond: NECB_Default :primary_heating_fuel: Electricity :pv_ground_azimuth_angle: NECB_Default :pv_ground_module_description: NECB_Default :pv_ground_tilt_angle: NECB_Default :pv_ground_total_area_pv_panels_m2: NECB_Default :pv_ground_type: NECB_Default :rotation_degrees: NECB_Default :run_annual_simulation: true :s3_bucket: '834599497928' :scale_x: NECB_Default :scale_y: NECB_Default :scale_z: NECB_Default :shw_eff: NECB_Default :skylight_cond: NECB_Default :skylight_solar_trans: NECB_Default :srr_set: NECB_Default :template: NECB2017 | reference | reference | 2c388222-dd19-4621-b466-62c492659228 | NECB2017 | Hospital | Electricity | Electricity | CAN_NS_Halifax.Dockyard.713280_CWEC2016.epw | parametric |  | NECB_Default | NECB_Default | NECB_Default | NECB_Default | NECB_Default | NECB_Default | NECB_Default | NECB_Default | NECB_Default | NECB_Default | NECB_Default | NECB_Default | NECB_Default | NECB_Default | NECB_Default | NECB_Default | NECB_Default | NECB_Default | NECB_Default | NECB_Default | NECB_Default | NECB_Default | NECB_Default | NECB_Default | NECB_Default | NECB_Default | NECB_Default | NECB_Default | NECB_Default | NECB_Default | NECB_Default | NECB_Default | NECB_Default | NECB_Default | NECB_Default | NECB_Default | NECB_Default | NECB_Default | NECB_Default | NECB_Default | NECB_Default | NECB_Default | NECB_Default | NECB_Default | NECB_Default | aws_batch | 834599497928 | btap_private_cli |  | TRUE | TRUE |  |  | 56.9175 | 14.6531 | 68.4725 | 144.4132 | 22436.08 | 9006.9497 | 40 | Hospital |  |  | 2 | Hospital | 5 |  | 6 | NECB2017 | 0.10131 | 88900.7399 | 45.6902 | 10.0371 | 70.8806 | 5.2674 | 371.3341 | 239.4587 | HALIFAX | NOVA SCOTIA | 184.8685 | 0 | 0 | 184.8685 | 36.2561 | 0 | 0 | 36.2561 | 0 | 0.029179 | 0 | 0 | 0.91164 | 0.16111 | 0.047544 | 0.2465 | 0.11637 | 0.2277 | 0 | 0.0017057 | 0.91164 | 0.081389 | 81.0085 | 0 | 40 | 0.757 |  | 0.284 |  |  |  | 0.156 | 0.247 | 1.9 | 1.9 | 2 | Halifax Dockyard | CAN | 112 | 3647 | 44.655 | -63.577 | 6 | 4000 | NS | CAN_NS_Halifax.Dockyard.713280_CWEC2016.epw | 0.91165 | 14.6531 | 56.9175 | 19.8928 | 20.9419 | TRUE | FALSE | FALSE | FALSE | 9.3065 | 7.4569 | 0 | 4.996 | 0.003159 | 1826.05 | 0 | 1581.5383 | 25.2193 | 0.015946 | 9217.64 | 0.00014396 | 0.91164 | 97.17 | 81.83 | 6.67 | 6.67 |  | https://s3.console.aws.amazon.com/s3/buckets/834599497928?region=ca-central-1&prefix=phylroy.lopez/reference/reference/output/2c388222-dd19-4621-b466-62c492659228/ | 1.0.002
1189 |  | TRUE | 1884 | 0 | 0 | 2633.0954 |  |  |  | 0.1 | 2021-09-22 20:49:54 +0000 | 438c2ebff | 0.2.14 | :adv_dx_units: NECB_Default :airloop_economizer_type: NECB_Default :algorithm_type: parametric :analysis_id: reference :analysis_name: reference :boiler_eff: NECB_Default :btap_batch_version: 1.0.002 :building_type: Hospital :chiller_type: NECB_Default :compute_environment: aws_batch :datapoint_id: 71e30359-8037-472c-8087-c2911ff017fc :daylighting_type: NECB_Default :dcv_type: NECB_Default :door_construction_cond: NECB_Default :ecm_system_name: NECB_Default :electrical_loads_scale: NECB_Default :enable_costing: true :epw_file: CAN_BC_Vancouver.Intl.AP.718920_CWEC2016.epw :erv_package: NECB_Default :ext_floor_cond: NECB_Default :ext_roof_cond: NECB_Default :ext_wall_cond: NECB_Default :fdwr_set: NECB_Default :fixed_wind_solar_trans: NECB_Default :fixed_window_cond: NECB_Default :furnace_eff: NECB_Default :glass_door_cond: NECB_Default :glass_door_solar_trans: NECB_Default :ground_floor_cond: NECB_Default :ground_roof_cond: NECB_Default :ground_wall_cond: NECB_Default :image_name: btap_private_cli :infiltration_scale: NECB_Default :lights_scale: NECB_Default :lights_type: NECB_Default :nv_delta_temp_in_out: NECB_Default :nv_opening_fraction: NECB_Default :nv_temp_out_min: NECB_Default :nv_type: NECB_Default :oa_scale: NECB_Default :occupancy_loads_scale: NECB_Default :output_meters: [] :output_variables: [] :overhead_door_cond: NECB_Default :primary_heating_fuel: NaturalGas :pv_ground_azimuth_angle: NECB_Default :pv_ground_module_description: NECB_Default :pv_ground_tilt_angle: NECB_Default :pv_ground_total_area_pv_panels_m2: NECB_Default :pv_ground_type: NECB_Default :rotation_degrees: NECB_Default :run_annual_simulation: true :s3_bucket: '834599497928' :scale_x: NECB_Default :scale_y: NECB_Default :scale_z: NECB_Default :shw_eff: NECB_Default :skylight_cond: NECB_Default :skylight_solar_trans: NECB_Default :srr_set: NECB_Default :template: NECB2017 | reference | reference | 71e30359-8037-472c-8087-c2911ff017fc | NECB2017 | Hospital | NaturalGas | Natural Gas | CAN_BC_Vancouver.Intl.AP.718920_CWEC2016.epw | parametric |  | NECB_Default | NECB_Default | NECB_Default | NECB_Default | NECB_Default | NECB_Default | NECB_Default | NECB_Default | NECB_Default | NECB_Default | NECB_Default | NECB_Default | NECB_Default | NECB_Default | NECB_Default | NECB_Default | NECB_Default | NECB_Default | NECB_Default | NECB_Default | NECB_Default | NECB_Default | NECB_Default | NECB_Default | NECB_Default | NECB_Default | NECB_Default | NECB_Default | NECB_Default | NECB_Default | NECB_Default | NECB_Default | NECB_Default | NECB_Default | NECB_Default | NECB_Default | NECB_Default | NECB_Default | NECB_Default | NECB_Default | NECB_Default | NECB_Default | NECB_Default | NECB_Default | NECB_Default | aws_batch | 834599497928 | btap_private_cli |  | TRUE | TRUE |  |  | 53.202 | 13.8603 | 48.6524 | 152.8708 | 22436.08 | 9006.9497 | 40 | Hospital |  |  | 2 | Hospital | 5 |  | 6 | NECB2017 | 0.10131 | 88900.7399 | 44.9564 | 15.2393 | 65.066 | 1.7307 | 342.0836 | 215.0912 | VANCOUVER | BRITISH COLUMBIA | 1.6225 | 18.2809 | 0 | 19.9034 | 16.2019 | 4.1012 | 0 | 20.3031 | 0 | 0.022452 | 0 | 0 | 0.57251 | 0.16255 | 0.0406 | 0.2631 | 0.11637 | 0.2277 | 0.36261 | 0.0027184 | 0.93512 | 0.099512 | 37.5217 | 56.8527 | 40 | 0.757 |  | 0.568 |  |  |  | 0.193 | 0.315 | 2.1 | 2.1 | 2 | Vancouver Intl AP | CAN | 42 | 2797 | 49.195 | -123.184 | 4 | 2800 | BC | CAN_BC_Vancouver.Intl.AP.718920_CWEC2016.epw | 0.93512 | 13.8603 | 53.202 | 18.7216 | 23.1614 | TRUE | FALSE | FALSE | FALSE | 11.9566 | 8.6603 | 0 | 0 | 0 | 0 | 2232.65 | 1387.4028 | 25.2193 | 0.018177 | 9217.64 | 0.00011588 | 0.93512 | 149 | 140 | 119.5 | 119.17 |  | https://s3.console.aws.amazon.com/s3/buckets/834599497928?region=ca-central-1&prefix=phylroy.lopez/reference/reference/output/71e30359-8037-472c-8087-c2911ff017fc/ | 1.0.002