## btap_data
| index | :no_of_threads | :dcv_type | :lights_type | :ecm_system_name | :erv_package | :ext_wall_cond | :ext_floor_cond | :ext_roof_cond | :fixed_window_cond | :building_type | :template | :epw_file | :primary_heating_fuel | :lights_scale | :daylighting_type | :boiler_eff | :furnace_eff | :shw_eff | :ground_wall_cond | :ground_floor_cond | :ground_roof_cond | :door_construction_cond | :glass_door_cond | :overhead_door_cond | :skylight_cond | :glass_door_solar_trans | :fixed_wind_solar_trans | :skylight_solar_trans | :fdwr_set | :srr_set | :rotation_degrees | :scale_x | :scale_y | :scale_z | :pv_ground_type | :pv_ground_total_area_pv_panels_m2 | :pv_ground_tilt_angle | :pv_ground_azimuth_angle | :pv_ground_module_description | :adv_dx_units | :compute_environment | :s3_bucket | :image_name | :nocache | :os_standards_branch | :btap_costing_branch | :os_version | :analysis_name | :analysis_id | :run_annual_simulation | :enable_costing | :datapoint_id | :kill_database | bldg_conditioned_floor_area_m_sq | bldg_exterior_area_m_sq | bldg_fdwr | bldg_name | bldg_nominal_floor_to_ceiling_height | bldg_nominal_floor_to_floor_height | bldg_srr | bldg_standards_building_type | bldg_standards_number_of_above_ground_stories | bldg_standards_number_of_living_units | bldg_standards_number_of_stories | bldg_standards_template | bldg_surface_to_volume_ratio | bldg_volume_m_cu | cost_equipment_envelope_total_cost_per_m_sq | cost_equipment_heating_and_cooling_total_cost_per_m_sq | cost_equipment_lighting_total_cost_per_m_sq | cost_equipment_shw_total_cost_per_m_sq | cost_equipment_total_cost_per_m_sq | cost_equipment_ventilation_total_cost_per_m_sq | cost_rs_means_city | cost_rs_means_prov | cost_utility_ghg_electricity_kg_per_m_sq | cost_utility_ghg_natural gas_kg_per_m_sq | cost_utility_ghg_oil_kg_per_m_sq | cost_utility_ghg_total_kg_per_m_sq | cost_utility_neb_electricity_cost_per_m_sq | cost_utility_neb_natural gas_cost_per_m_sq | cost_utility_neb_oil_cost_per_m_sq | cost_utility_neb_total_cost_per_m_sq | energy_eui_additional_fuel_gj_per_m_sq | energy_eui_cooling_gj_per_m_sq | energy_eui_district_cooling_gj_per_m_sq | energy_eui_district_heating_gj_per_m_sq | energy_eui_electricity_gj_per_m_sq | energy_eui_fans_gj_per_m_sq | energy_eui_heat recovery_gj_per_m_sq | energy_eui_heating_gj_per_m_sq | energy_eui_interior equipment_gj_per_m_sq | energy_eui_interior lighting_gj_per_m_sq | energy_eui_natural_gas_gj_per_m_sq | energy_eui_pumps_gj_per_m_sq | energy_eui_total_gj_per_m_sq | energy_eui_water systems_gj_per_m_sq | energy_peak_electric_w_per_m_sq | energy_peak_natural_gas_w_per_m_sq | energy_principal_heating_source | env_fdwr | env_ground_floors_average_conductance-w_per_m_sq_k | env_ground_roofs_average_conductance-w_per_m_sq_k | env_ground_walls_average_conductance-w_per_m_sq_k | env_outdoor_doors_average_conductance-w_per_m_sq_k | env_outdoor_floors_average_conductance-w_per_m_sq_k | env_outdoor_overhead_doors_average_conductance-w_per_m_sq_k | env_outdoor_roofs_average_conductance-w_per_m_sq_k | env_outdoor_walls_average_conductance-w_per_m_sq_k | env_outdoor_windows_average_conductance-w_per_m_sq_k | env_skylights_average_conductance-w_per_m_sq_k | env_srr | location_city | location_country | location_epw_cdd | location_epw_hdd | location_latitude | location_longitude | location_necb_climate_zone | location_necb_hdd | location_state_province_region | location_weather_file | shw_additional_fuel_per_year | shw_electricity_per_day | shw_electricity_per_day_per_occupant | shw_electricity_per_year | shw_natural_gas_per_year | shw_total_nominal_occupancy | shw_water_m_cu_per_day | shw_water_m_cu_per_day_per_occupant | shw_water_m_cu_per_year | simulation_btap_data_version | simulation_date | simulation_os_standards_revision | simulation_os_standards_version | run_options | energy_eui_heat rejection_gj_per_m_sq | success | simulation_time | container_output | datapoint_output_url | :btap_batch_version | baseline_savings_energy_cost_per_m_sq | baseline_difference_cost_equipment_total_cost_per_m_sq | baseline_simple_payback_years | baseline_peak_electric_percent_better | baseline_energy_percent_better | baseline_necb_tier | baseline_ghg_percent_better
0 |  |  | NECB_Default | NECB_Default | NECB_Default | NECB_Default | NECB_Default | NECB_Default | NECB_Default | NECB_Default | SmallOffice | NECB2017 | CAN_NS_Halifax.Dockyard.713280_CWEC2016.epw | Electricity | NECB_Default | NECB_Default | NECB_Default | NECB_Default | NECB_Default | NECB_Default | NECB_Default | NECB_Default | NECB_Default | NECB_Default | NECB_Default | NECB_Default | NECB_Default | NECB_Default | NECB_Default | NECB_Default | NECB_Default | NECB_Default | NECB_Default | NECB_Default | NECB_Default | NECB_Default | NECB_Default | NECB_Default | NECB_Default | NECB_Default | NECB_Default | aws_batch | 834599497928 | [5 empty] | baseline_2021_03_27 | 3160af0a-7f39-4875-8471-18cda6cd400b | TRUE | TRUE | d3c4495e-af7d-4675-a6cf-0cff0782ff2c |  | 511.16 | 937.0967 | 40 | SmallOffice |  |  | 0 | SmallOffice | 1 |  | 1 | NECB2017 | 0.39751 | 2357.444 | 214.9813 | 12.312 | 60.0202 | 23.3892 | 628.3047 | 317.602 | HALIFAX | NOVA SCOTIA | 81.2197 | 0 | 0 | 81.2197 | 15.9287 | 0 | 0 | 15.9287 | 0 | 0.038696 | 0 | 0 | 0.40052 | 0.079682 | 0.0082166 | 0.028249 | 0.099988 | 0.10003 | 0 | 0 | 0.40052 | 0.045661 | 47.5916 | 0 | Electricity | 40 | 0.757 |  |  |  | 0.183 |  | 0.156 | 0.247 | 1.9 |  | 0 | Halifax Dockyard | CAN | 112 | 3647 | 44.655 | -63.577 | 6 | 4000 | NS | CAN_NS_Halifax.Dockyard.713280_CWEC2016.epw | 0 | 0.063858 | 0.0024973 | 23.34 | 0 | 25.5708 | 0.2983 | 0.011666 | 109.03 | 0.1 | 2021-03-27 18:28:08 +0000 | f477b7f5 | 0.2.11 | :adv_dx_units: NECB_Default :analysis_id: 3160af0a-7f39-4875-8471-18cda6cd400b :analysis_name: baseline_2021_03_27 :boiler_eff: NECB_Default :btap_batch_version: 1.0.002 :building_type: SmallOffice :compute_environment: aws_batch :datapoint_id: d3c4495e-af7d-4675-a6cf-0cff0782ff2c :daylighting_type: NECB_Default :dcv_type: NECB_Default :door_construction_cond: NECB_Default :ecm_system_name: NECB_Default :enable_costing: true :epw_file: CAN_NS_Halifax.Dockyard.713280_CWEC2016.epw :erv_package: NECB_Default :ext_floor_cond: NECB_Default :ext_roof_cond: NECB_Default :ext_wall_cond: NECB_Default :fdwr_set: NECB_Default :fixed_wind_solar_trans: NECB_Default :fixed_window_cond: NECB_Default :furnace_eff: NECB_Default :glass_door_cond: NECB_Default :glass_door_solar_trans: NECB_Default :ground_floor_cond: NECB_Default :ground_roof_cond: NECB_Default :ground_wall_cond: NECB_Default :lights_scale: NECB_Default :lights_type: NECB_Default :overhead_door_cond: NECB_Default :primary_heating_fuel: Electricity :pv_ground_azimuth_angle: NECB_Default :pv_ground_module_description: NECB_Default :pv_ground_tilt_angle: NECB_Default :pv_ground_total_area_pv_panels_m2: NECB_Default :pv_ground_type: NECB_Default :rotation_degrees: NECB_Default :run_annual_simulation: true :s3_bucket: '834599497928' :scale_x: NECB_Default :scale_y: NECB_Default :scale_z: NECB_Default :shw_eff: NECB_Default :skylight_cond: NECB_Default :skylight_solar_trans: NECB_Default :srr_set: NECB_Default :template: NECB2017 | 0 | TRUE | 362.7758 |  | https://s3.console.aws.amazon.com/s3/buckets/834599497928?region=ca-central-1&prefix=osdev/baseline_2021_03_27/3160af0a-7f39-4875-8471-18cda6cd400b/output/d3c4495e-af7d-4675-a6cf-0cff0782ff2c/ | 1.0.002 | 0 | 0 |  | 0 | 0 | tier_1 | 0
1 |  |  | NECB_Default | NECB_Default | NECB_Default | NECB_Default | NECB_Default | NECB_Default | NECB_Default | NECB_Default | SmallOffice | NECB2017 | CAN_BC_Vancouver.Intl.AP.718920_CWEC2016.epw | NaturalGas | NECB_Default | NECB_Default | NECB_Default | NECB_Default | NECB_Default | NECB_Default | NECB_Default | NECB_Default | NECB_Default | NECB_Default | NECB_Default | NECB_Default | NECB_Default | NECB_Default | NECB_Default | NECB_Default | NECB_Default | NECB_Default | NECB_Default | NECB_Default | NECB_Default | NECB_Default | NECB_Default | NECB_Default | NECB_Default | NECB_Default | NECB_Default | aws_batch | 834599497928 | [5 empty] | baseline_2021_03_27 | 3160af0a-7f39-4875-8471-18cda6cd400b | TRUE | TRUE | 8db02d71-489b-401e-b909-d1566697286b |  | 511.16 | 937.0967 | 40 | SmallOffice |  |  | 0 | SmallOffice | 1 |  | 1 | NECB2017 | 0.39751 | 2357.444 | 231.4341 | 65.1879 | 60.2677 | 18.1041 | 664.1892 | 289.1953 | VANCOUVER | BRITISH COLUMBIA | 0.90492 | 4.4027 | 0 | 5.3077 | 9.0366 | 0.98771 | 0 | 10.0243 | 0 | 0.039264 | 0 | 0 | 0.31929 | 0.079232 | 0 | 0.03541 | 0.099988 | 0.10003 | 0.087331 | 0.00078253 | 0.40662 | 0.051921 | 34.5971 | 42.5822 | Natural Gas | 40 | 0.757 |  |  |  | 0.227 |  | 0.193 | 0.315 | 2.1 |  | 0 | Vancouver Intl AP | CAN | 42 | 2797 | 49.195 | -123.184 | 4 | 2800 | BC | CAN_BC_Vancouver.Intl.AP.718920_CWEC2016.epw | 0 | 0 | 0 | 0 | 26.54 | 25.5708 | 0.2983 | 0.011666 | 109.03 | 0.1 | 2021-03-27 18:28:09 +0000 | f477b7f5 | 0.2.11 | :adv_dx_units: NECB_Default :analysis_id: 3160af0a-7f39-4875-8471-18cda6cd400b :analysis_name: baseline_2021_03_27 :boiler_eff: NECB_Default :btap_batch_version: 1.0.002 :building_type: SmallOffice :compute_environment: aws_batch :datapoint_id: 8db02d71-489b-401e-b909-d1566697286b :daylighting_type: NECB_Default :dcv_type: NECB_Default :door_construction_cond: NECB_Default :ecm_system_name: NECB_Default :enable_costing: true :epw_file: CAN_BC_Vancouver.Intl.AP.718920_CWEC2016.epw :erv_package: NECB_Default :ext_floor_cond: NECB_Default :ext_roof_cond: NECB_Default :ext_wall_cond: NECB_Default :fdwr_set: NECB_Default :fixed_wind_solar_trans: NECB_Default :fixed_window_cond: NECB_Default :furnace_eff: NECB_Default :glass_door_cond: NECB_Default :glass_door_solar_trans: NECB_Default :ground_floor_cond: NECB_Default :ground_roof_cond: NECB_Default :ground_wall_cond: NECB_Default :lights_scale: NECB_Default :lights_type: NECB_Default :overhead_door_cond: NECB_Default :primary_heating_fuel: NaturalGas :pv_ground_azimuth_angle: NECB_Default :pv_ground_module_description: NECB_Default :pv_ground_tilt_angle: NECB_Default :pv_ground_total_area_pv_panels_m2: NECB_Default :pv_ground_type: NECB_Default :rotation_degrees: NECB_Default :run_annual_simulation: true :s3_bucket: '834599497928' :scale_x: NECB_Default :scale_y: NECB_Default :scale_z: NECB_Default :shw_eff: NECB_Default :skylight_cond: NECB_Default :skylight_solar_trans: NECB_Default :srr_set: NECB_Default :template: NECB2017 | 0 | TRUE | 363.0734 |  | https://s3.console.aws.amazon.com/s3/buckets/834599497928?region=ca-central-1&prefix=osdev/baseline_2021_03_27/3160af0a-7f39-4875-8471-18cda6cd400b/output/8db02d71-489b-401e-b909-d1566697286b/ | 1.0.002 | 0 | 0 |  | 0 | 0 | tier_1 | 0
2 |  |  | NECB_Default | NECB_Default | NECB_Default | NECB_Default | NECB_Default | NECB_Default | NECB_Default | NECB_Default | SmallOffice | NECB2017 | CAN_YT_Whitehorse.Intl.AP.719640_CWEC2016.epw | Electricity | NECB_Default | NECB_Default | NECB_Default | NECB_Default | NECB_Default | NECB_Default | NECB_Default | NECB_Default | NECB_Default | NECB_Default | NECB_Default | NECB_Default | NECB_Default | NECB_Default | NECB_Default | NECB_Default | NECB_Default | NECB_Default | NECB_Default | NECB_Default | NECB_Default | NECB_Default | NECB_Default | NECB_Default | NECB_Default | NECB_Default | NECB_Default | aws_batch | 834599497928 | [5 empty] | baseline_2021_03_27 | 3160af0a-7f39-4875-8471-18cda6cd400b | TRUE | TRUE | f70cdd05-8f21-4042-bdd6-e23458de80dd |  | 511.16 | 937.0967 | 22.8 | SmallOffice |  |  | 0 | SmallOffice | 1 |  | 1 | NECB2017 | 0.39751 | 2357.444 | 192.3951 | 12.0131 | 59.5632 | 23.1184 | 556.7888 | 269.699 | WHITEHORSE | YUKON | 6.916 | 0 | 0 | 6.916 | 15.8386 | 0 | 0 | 15.8386 | 0 | 0.020874 | 0 | 0 | 0.44464 | 0.065479 | 0.0082166 | 0.09813 | 0.099988 | 0.10003 | 0 | 0 | 0.44464 | 0.051921 | 74.4081 | 0 | Electricity | 22.8 | 0.757 |  |  |  | 0.162 |  | 0.138 | 0.21 | 1.9 |  | 0 | Whitehorse Intl AP | CAN | 5 | 6491 | 60.709 | -135.069 | 7b | 6580 | YT | CAN_YT_Whitehorse.Intl.AP.719640_CWEC2016.epw | 0 | 0.072613 | 0.0028397 | 26.54 | 0 | 25.5708 | 0.2983 | 0.011666 | 109.03 | 0.1 | 2021-03-27 18:28:07 +0000 | f477b7f5 | 0.2.11 | :adv_dx_units: NECB_Default :analysis_id: 3160af0a-7f39-4875-8471-18cda6cd400b :analysis_name: baseline_2021_03_27 :boiler_eff: NECB_Default :btap_batch_version: 1.0.002 :building_type: SmallOffice :compute_environment: aws_batch :datapoint_id: f70cdd05-8f21-4042-bdd6-e23458de80dd :daylighting_type: NECB_Default :dcv_type: NECB_Default :door_construction_cond: NECB_Default :ecm_system_name: NECB_Default :enable_costing: true :epw_file: CAN_YT_Whitehorse.Intl.AP.719640_CWEC2016.epw :erv_package: NECB_Default :ext_floor_cond: NECB_Default :ext_roof_cond: NECB_Default :ext_wall_cond: NECB_Default :fdwr_set: NECB_Default :fixed_wind_solar_trans: NECB_Default :fixed_window_cond: NECB_Default :furnace_eff: NECB_Default :glass_door_cond: NECB_Default :glass_door_solar_trans: NECB_Default :ground_floor_cond: NECB_Default :ground_roof_cond: NECB_Default :ground_wall_cond: NECB_Default :lights_scale: NECB_Default :lights_type: NECB_Default :overhead_door_cond: NECB_Default :primary_heating_fuel: Electricity :pv_ground_azimuth_angle: NECB_Default :pv_ground_module_description: NECB_Default :pv_ground_tilt_angle: NECB_Default :pv_ground_total_area_pv_panels_m2: NECB_Default :pv_ground_type: NECB_Default :rotation_degrees: NECB_Default :run_annual_simulation: true :s3_bucket: '834599497928' :scale_x: NECB_Default :scale_y: NECB_Default :scale_z: NECB_Default :shw_eff: NECB_Default :skylight_cond: NECB_Default :skylight_solar_trans: NECB_Default :srr_set: NECB_Default :template: NECB2017 | 0 | TRUE | 363.6468 |  | https://s3.console.aws.amazon.com/s3/buckets/834599497928?region=ca-central-1&prefix=osdev/baseline_2021_03_27/3160af0a-7f39-4875-8471-18cda6cd400b/output/f70cdd05-8f21-4042-bdd6-e23458de80dd/ | 1.0.002 | 0 | 0 |  | 0 | 0 | tier_1 | 0
3 |  |  | NECB_Default | NECB_Default | NECB_Default | NECB_Default | NECB_Default | NECB_Default | NECB_Default | NECB_Default | QuickServiceRestaurant | NECB2017 | CAN_ON_Toronto.Pearson.Intl.AP.716240_CWEC2016.epw | NaturalGas | NECB_Default | NECB_Default | NECB_Default | NECB_Default | NECB_Default | NECB_Default | NECB_Default | NECB_Default | NECB_Default | NECB_Default | NECB_Default | NECB_Default | NECB_Default | NECB_Default | NECB_Default | NECB_Default | NECB_Default | NECB_Default | NECB_Default | NECB_Default | NECB_Default | NECB_Default | NECB_Default | NECB_Default | NECB_Default | NECB_Default | NECB_Default | aws_batch | 834599497928 | [5 empty] | baseline_2021_03_27 | 3160af0a-7f39-4875-8471-18cda6cd400b | TRUE | TRUE | cd8bfd3f-963c-4d5f-a3df-fa02b8ab84f4 |  | 232.34 | 444.7457 | 40 | QuickServiceRestaurant |  |  | 0 | QuickServiceRestaurant | 1 |  | 1 | NECB2017 | 0.46263 | 961.3389 | 271.0872 | 132.111 | 66.6988 | 40.0338 | 878.0795 | 368.1486 | TORONTO | ONTARIO | 3.1919 | 21.6169 | 0 | 24.8088 | 25.573 | 3.8143 | 0 | 29.3873 | 0 | 0.072695 | 0 | 0 | 0.57468 | 0.14324 | 0.043083 | 0.30158 | 0.10696 | 0.20806 | 0.43738 | 0.00064561 | 1.0121 | 0.13579 | 47.1319 | 109.5195 | Natural Gas | 40 | 0.757 | [5 empty] | 0.156 | 0.278 | 1.9 |  | 0 | Toronto Pearson Intl AP | CAN | 382 | 3615 | 43.677 | -79.631 | 5 | 3890 | ON | CAN_ON_Toronto.Pearson.Intl.AP.716240_CWEC2016.epw | 0 | 0 | 0 | 0 | 31.55 | 17.4284 | 0.33814 | 0.019402 | 123.59 | 0.1 | 2021-03-27 18:28:10 +0000 | f477b7f5 | 0.2.11 | :adv_dx_units: NECB_Default :analysis_id: 3160af0a-7f39-4875-8471-18cda6cd400b :analysis_name: baseline_2021_03_27 :boiler_eff: NECB_Default :btap_batch_version: 1.0.002 :building_type: QuickServiceRestaurant :compute_environment: aws_batch :datapoint_id: cd8bfd3f-963c-4d5f-a3df-fa02b8ab84f4 :daylighting_type: NECB_Default :dcv_type: NECB_Default :door_construction_cond: NECB_Default :ecm_system_name: NECB_Default :enable_costing: true :epw_file: CAN_ON_Toronto.Pearson.Intl.AP.716240_CWEC2016.epw :erv_package: NECB_Default :ext_floor_cond: NECB_Default :ext_roof_cond: NECB_Default :ext_wall_cond: NECB_Default :fdwr_set: NECB_Default :fixed_wind_solar_trans: NECB_Default :fixed_window_cond: NECB_Default :furnace_eff: NECB_Default :glass_door_cond: NECB_Default :glass_door_solar_trans: NECB_Default :ground_floor_cond: NECB_Default :ground_roof_cond: NECB_Default :ground_wall_cond: NECB_Default :lights_scale: NECB_Default :lights_type: NECB_Default :overhead_door_cond: NECB_Default :primary_heating_fuel: NaturalGas :pv_ground_azimuth_angle: NECB_Default :pv_ground_module_description: NECB_Default :pv_ground_tilt_angle: NECB_Default :pv_ground_total_area_pv_panels_m2: NECB_Default :pv_ground_type: NECB_Default :rotation_degrees: NECB_Default :run_annual_simulation: true :s3_bucket: '834599497928' :scale_x: NECB_Default :scale_y: NECB_Default :scale_z: NECB_Default :shw_eff: NECB_Default :skylight_cond: NECB_Default :skylight_solar_trans: NECB_Default :srr_set: NECB_Default :template: NECB2017 | 0 | TRUE | 364.2643 |  | https://s3.console.aws.amazon.com/s3/buckets/834599497928?region=ca-central-1&prefix=osdev/baseline_2021_03_27/3160af0a-7f39-4875-8471-18cda6cd400b/output/cd8bfd3f-963c-4d5f-a3df-fa02b8ab84f4/ | 1.0.002 | 0 | 0 |  | 0 | 0 | tier_1 | 0
4 |  |  | NECB_Default | NECB_Default | NECB_Default | NECB_Default | NECB_Default | NECB_Default | NECB_Default | NECB_Default | FullServiceRestaurant | NECB2017 | CAN_YT_Whitehorse.Intl.AP.719640_CWEC2016.epw | NaturalGas | NECB_Default | NECB_Default | NECB_Default | NECB_Default | NECB_Default | NECB_Default | NECB_Default | NECB_Default | NECB_Default | NECB_Default | NECB_Default | NECB_Default | NECB_Default | NECB_Default | NECB_Default | NECB_Default | NECB_Default | NECB_Default | NECB_Default | NECB_Default | NECB_Default | NECB_Default | NECB_Default | NECB_Default | NECB_Default | NECB_Default | NECB_Default | aws_batch | 834599497928 | [5 empty] | baseline_2021_03_27 | 3160af0a-7f39-4875-8471-18cda6cd400b | TRUE | TRUE | 29a72495-9575-4eb5-a0da-9255b99fdc04 |  | 511.15 | 845.2233 | 22.8 | FullServiceRestaurant |  |  | 0 | FullServiceRestaurant | 1 |  | 1 | NECB2017 | 0.35452 | 2384.1067 | 183.8239 | 61.5985 | 59.5638 | 17.8976 | 546.6221 | 223.7383 | WHITEHORSE | YUKON | 6.2495 | 52.9116 | 0 | 59.1611 | 14.3121 | 9.6444 | 0 | 23.9565 | 0 | 0.0076494 | 0 | 0 | 0.40178 | 0.11298 | 0.045525 | 0.8404 | 0.067182 | 0.16792 | 1.0633 | 0.00052822 | 1.4651 | 0.22293 | 30.1537 | 291.5278 | Natural Gas | 22.8 | 0.757 | [5 empty] | 0.138 | 0.21 | 1.9 |  | 0 | Whitehorse Intl AP | CAN | 5 | 6491 | 60.709 | -135.069 | 7b | 6580 | YT | CAN_YT_Whitehorse.Intl.AP.719640_CWEC2016.epw | 0 | 0 | 0 | 0 | 113.95 | 44.149 | 1.0279 | 0.023283 | 375.71 | 0.1 | 2021-03-27 18:28:09 +0000 | f477b7f5 | 0.2.11 | :adv_dx_units: NECB_Default :analysis_id: 3160af0a-7f39-4875-8471-18cda6cd400b :analysis_name: baseline_2021_03_27 :boiler_eff: NECB_Default :btap_batch_version: 1.0.002 :building_type: FullServiceRestaurant :compute_environment: aws_batch :datapoint_id: 29a72495-9575-4eb5-a0da-9255b99fdc04 :daylighting_type: NECB_Default :dcv_type: NECB_Default :door_construction_cond: NECB_Default :ecm_system_name: NECB_Default :enable_costing: true :epw_file: CAN_YT_Whitehorse.Intl.AP.719640_CWEC2016.epw :erv_package: NECB_Default :ext_floor_cond: NECB_Default :ext_roof_cond: NECB_Default :ext_wall_cond: NECB_Default :fdwr_set: NECB_Default :fixed_wind_solar_trans: NECB_Default :fixed_window_cond: NECB_Default :furnace_eff: NECB_Default :glass_door_cond: NECB_Default :glass_door_solar_trans: NECB_Default :ground_floor_cond: NECB_Default :ground_roof_cond: NECB_Default :ground_wall_cond: NECB_Default :lights_scale: NECB_Default :lights_type: NECB_Default :overhead_door_cond: NECB_Default :primary_heating_fuel: NaturalGas :pv_ground_azimuth_angle: NECB_Default :pv_ground_module_description: NECB_Default :pv_ground_tilt_angle: NECB_Default :pv_ground_total_area_pv_panels_m2: NECB_Default :pv_ground_type: NECB_Default :rotation_degrees: NECB_Default :run_annual_simulation: true :s3_bucket: '834599497928' :scale_x: NECB_Default :scale_y: NECB_Default :scale_z: NECB_Default :shw_eff: NECB_Default :skylight_cond: NECB_Default :skylight_solar_trans: NECB_Default :srr_set: NECB_Default :template: NECB2017 | 0 | TRUE | 364.0404 |  | https://s3.console.aws.amazon.com/s3/buckets/834599497928?region=ca-central-1&prefix=osdev/baseline_2021_03_27/3160af0a-7f39-4875-8471-18cda6cd400b/output/29a72495-9575-4eb5-a0da-9255b99fdc04/ | 1.0.002 | 0 | 0 |  | 0 | 0 | tier_1 | 0
5 |  |  | NECB_Default | NECB_Default | NECB_Default | NECB_Default | NECB_Default | NECB_Default | NECB_Default | NECB_Default | FullServiceRestaurant | NECB2017 | CAN_QC_Montreal-Trudeau.Intl.AP.716270_CWEC2016.epw | NaturalGas | NECB_Default | NECB_Default | NECB_Default | NECB_Default | NECB_Default | NECB_Default | NECB_Default | NECB_Default | NECB_Default | NECB_Default | NECB_Default | NECB_Default | NECB_Default | NECB_Default | NECB_Default | NECB_Default | NECB_Default | NECB_Default | NECB_Default | NECB_Default | NECB_Default | NECB_Default | NECB_Default | NECB_Default | NECB_Default | NECB_Default | NECB_Default | aws_batch | 834599497928 | [5 empty] | baseline_2021_03_27 | 3160af0a-7f39-4875-8471-18cda6cd400b | TRUE | TRUE | f8a4cdc9-54c6-4c12-bac5-61ac9ea43b32 |  | 511.15 | 845.2233 | 37.3 | FullServiceRestaurant |  |  | 0 | FullServiceRestaurant | 1 |  | 1 | NECB2017 | 0.35452 | 2384.1067 | 236.3117 | 70.1066 | 62.0486 | 18.9622 | 643.09 | 255.6609 | MONTREAL | QUEBEC | 0.17684 | 36.4005 | 0 | 36.5773 | 11.263 | 9.5348 | 0 | 20.7978 | 0 | 0.053976 | 0 | 0 | 0.45505 | 0.11995 | 0.045525 | 0.54119 | 0.067182 | 0.16792 | 0.73685 | 0.00050866 | 1.1919 | 0.19566 | 44.3816 | 246.6153 | Natural Gas | 37.3 | 0.757 | [5 empty] | 0.156 | 0.247 | 1.9 |  | 0 | Montreal-Trudeau Intl AP | CAN | 323 | 4090 | 45.471 | -73.741 | 6 | 4400 | QC | CAN_QC_Montreal-Trudeau.Intl.AP.716270_CWEC2016.epw | 0 | 0 | 0 | 0 | 100.01 | 44.149 | 1.0279 | 0.023283 | 375.71 | 0.1 | 2021-03-27 18:28:07 +0000 | f477b7f5 | 0.2.11 | :adv_dx_units: NECB_Default :analysis_id: 3160af0a-7f39-4875-8471-18cda6cd400b :analysis_name: baseline_2021_03_27 :boiler_eff: NECB_Default :btap_batch_version: 1.0.002 :building_type: FullServiceRestaurant :compute_environment: aws_batch :datapoint_id: f8a4cdc9-54c6-4c12-bac5-61ac9ea43b32 :daylighting_type: NECB_Default :dcv_type: NECB_Default :door_construction_cond: NECB_Default :ecm_system_name: NECB_Default :enable_costing: true :epw_file: CAN_QC_Montreal-Trudeau.Intl.AP.716270_CWEC2016.epw :erv_package: NECB_Default :ext_floor_cond: NECB_Default :ext_roof_cond: NECB_Default :ext_wall_cond: NECB_Default :fdwr_set: NECB_Default :fixed_wind_solar_trans: NECB_Default :fixed_window_cond: NECB_Default :furnace_eff: NECB_Default :glass_door_cond: NECB_Default :glass_door_solar_trans: NECB_Default :ground_floor_cond: NECB_Default :ground_roof_cond: NECB_Default :ground_wall_cond: NECB_Default :lights_scale: NECB_Default :lights_type: NECB_Default :overhead_door_cond: NECB_Default :primary_heating_fuel: NaturalGas :pv_ground_azimuth_angle: NECB_Default :pv_ground_module_description: NECB_Default :pv_ground_tilt_angle: NECB_Default :pv_ground_total_area_pv_panels_m2: NECB_Default :pv_ground_type: NECB_Default :rotation_degrees: NECB_Default :run_annual_simulation: true :s3_bucket: '834599497928' :scale_x: NECB_Default :scale_y: NECB_Default :scale_z: NECB_Default :shw_eff: NECB_Default :skylight_cond: NECB_Default :skylight_solar_trans: NECB_Default :srr_set: NECB_Default :template: NECB2017 | 0 | TRUE | 365.2018 |  | https://s3.console.aws.amazon.com/s3/buckets/834599497928?region=ca-central-1&prefix=osdev/baseline_2021_03_27/3160af0a-7f39-4875-8471-18cda6cd400b/output/f8a4cdc9-54c6-4c12-bac5-61ac9ea43b32/ | 1.0.002 | 0 | 0 |  | 0 | 0 | tier_1 | 0
6 |  |  | NECB_Default | NECB_Default | NECB_Default | NECB_Default | NECB_Default | NECB_Default | NECB_Default | NECB_Default | FullServiceRestaurant | NECB2017 | CAN_NS_Halifax.Dockyard.713280_CWEC2016.epw | Electricity | NECB_Default | NECB_Default | NECB_Default | NECB_Default | NECB_Default | NECB_Default | NECB_Default | NECB_Default | NECB_Default | NECB_Default | NECB_Default | NECB_Default | NECB_Default | NECB_Default | NECB_Default | NECB_Default | NECB_Default | NECB_Default | NECB_Default | NECB_Default | NECB_Default | NECB_Default | NECB_Default | NECB_Default | NECB_Default | NECB_Default | NECB_Default | aws_batch | 834599497928 | [5 empty] | baseline_2021_03_27 | 3160af0a-7f39-4875-8471-18cda6cd400b | TRUE | TRUE | 217dd353-b63c-45df-8dc2-372d0a5f39bb |  | 511.15 | 845.2233 | 40 | FullServiceRestaurant |  |  | 0 | FullServiceRestaurant | 1 |  | 1 | NECB2017 | 0.35452 | 2384.1067 | 204.7695 | 9.8366 | 60.0209 | 32.6046 | 561.1713 | 253.9397 | HALIFAX | NOVA SCOTIA | 174.3166 | 0 | 0 | 174.3166 | 34.1867 | 0 | 0 | 34.1867 | 0 | 0.02557 | 0 | 0 | 0.85961 | 0.11744 | 0.045525 | 0.28481 | 0.067182 | 0.16792 | 0 | 0 | 0.85961 | 0.15117 | 113.622 | 0 | Electricity | 40 | 0.757 | [5 empty] | 0.156 | 0.247 | 1.9 |  | 0 | Halifax Dockyard | CAN | 112 | 3647 | 44.655 | -63.577 | 6 | 4000 | NS | CAN_NS_Halifax.Dockyard.713280_CWEC2016.epw | 0 | 0.21141 | 0.0047885 | 77.27 | 0 | 44.149 | 1.0279 | 0.023283 | 375.71 | 0.1 | 2021-03-27 18:28:11 +0000 | f477b7f5 | 0.2.11 | :adv_dx_units: NECB_Default :analysis_id: 3160af0a-7f39-4875-8471-18cda6cd400b :analysis_name: baseline_2021_03_27 :boiler_eff: NECB_Default :btap_batch_version: 1.0.002 :building_type: FullServiceRestaurant :compute_environment: aws_batch :datapoint_id: 217dd353-b63c-45df-8dc2-372d0a5f39bb :daylighting_type: NECB_Default :dcv_type: NECB_Default :door_construction_cond: NECB_Default :ecm_system_name: NECB_Default :enable_costing: true :epw_file: CAN_NS_Halifax.Dockyard.713280_CWEC2016.epw :erv_package: NECB_Default :ext_floor_cond: NECB_Default :ext_roof_cond: NECB_Default :ext_wall_cond: NECB_Default :fdwr_set: NECB_Default :fixed_wind_solar_trans: NECB_Default :fixed_window_cond: NECB_Default :furnace_eff: NECB_Default :glass_door_cond: NECB_Default :glass_door_solar_trans: NECB_Default :ground_floor_cond: NECB_Default :ground_roof_cond: NECB_Default :ground_wall_cond: NECB_Default :lights_scale: NECB_Default :lights_type: NECB_Default :overhead_door_cond: NECB_Default :primary_heating_fuel: Electricity :pv_ground_azimuth_angle: NECB_Default :pv_ground_module_description: NECB_Default :pv_ground_tilt_angle: NECB_Default :pv_ground_total_area_pv_panels_m2: NECB_Default :pv_ground_type: NECB_Default :rotation_degrees: NECB_Default :run_annual_simulation: true :s3_bucket: '834599497928' :scale_x: NECB_Default :scale_y: NECB_Default :scale_z: NECB_Default :shw_eff: NECB_Default :skylight_cond: NECB_Default :skylight_solar_trans: NECB_Default :srr_set: NECB_Default :template: NECB2017 | 0 | TRUE | 365.2779 |  | https://s3.console.aws.amazon.com/s3/buckets/834599497928?region=ca-central-1&prefix=osdev/baseline_2021_03_27/3160af0a-7f39-4875-8471-18cda6cd400b/output/217dd353-b63c-45df-8dc2-372d0a5f39bb/ | 1.0.002 | 0 | 0 |  | 0 | 0 | tier_1 | 0
7 |  |  | NECB_Default | NECB_Default | NECB_Default | NECB_Default | NECB_Default | NECB_Default | NECB_Default | NECB_Default | QuickServiceRestaurant | NECB2017 | CAN_AB_Edmonton.Intl.AP.711230_CWEC2016.epw | NaturalGas | NECB_Default | NECB_Default | NECB_Default | NECB_Default | NECB_Default | NECB_Default | NECB_Default | NECB_Default | NECB_Default | NECB_Default | NECB_Default | NECB_Default | NECB_Default | NECB_Default | NECB_Default | NECB_Default | NECB_Default | NECB_Default | NECB_Default | NECB_Default | NECB_Default | NECB_Default | NECB_Default | NECB_Default | NECB_Default | NECB_Default | NECB_Default | aws_batch | 834599497928 | [5 empty] | baseline_2021_03_27 | 3160af0a-7f39-4875-8471-18cda6cd400b | TRUE | TRUE | cebc5efa-5961-402d-b2b7-965f8be2fd57 |  | 232.34 | 444.7457 | 32.5 | QuickServiceRestaurant |  |  | 0 | QuickServiceRestaurant | 1 |  | 1 | NECB2017 | 0.46263 | 961.3389 | 252.212 | 128.8909 | 67.2035 | 39.5565 | 822.4447 | 334.5817 | EDMONTON | ALBERTA | 116.0101 | 30.4521 | 0 | 146.4622 | 10.9953 | 2.1725 | 0 | 13.1678 | 0 | 0.03327 | 0 | 0 | 0.52866 | 0.13648 | 0.043083 | 0.45046 | 0.10696 | 0.20806 | 0.60347 | 0.00081777 | 1.1321 | 0.15301 | 39.1262 | 178.3562 | Natural Gas | 32.5 | 0.757 | [5 empty] | 0.138 | 0.21 | 1.9 |  | 0 | Edmonton Intl AP | CAN | 23 | 5588 | 53.31 | -113.579 | 7a | 5120 | AB | CAN_AB_Edmonton.Intl.AP.711230_CWEC2016.epw | 0 | 0 | 0 | 0 | 35.55 | 17.4284 | 0.33814 | 0.019402 | 123.59 | 0.1 | 2021-03-27 18:28:00 +0000 | f477b7f5 | 0.2.11 | :adv_dx_units: NECB_Default :analysis_id: 3160af0a-7f39-4875-8471-18cda6cd400b :analysis_name: baseline_2021_03_27 :boiler_eff: NECB_Default :btap_batch_version: 1.0.002 :building_type: QuickServiceRestaurant :compute_environment: aws_batch :datapoint_id: cebc5efa-5961-402d-b2b7-965f8be2fd57 :daylighting_type: NECB_Default :dcv_type: NECB_Default :door_construction_cond: NECB_Default :ecm_system_name: NECB_Default :enable_costing: true :epw_file: CAN_AB_Edmonton.Intl.AP.711230_CWEC2016.epw :erv_package: NECB_Default :ext_floor_cond: NECB_Default :ext_roof_cond: NECB_Default :ext_wall_cond: NECB_Default :fdwr_set: NECB_Default :fixed_wind_solar_trans: NECB_Default :fixed_window_cond: NECB_Default :furnace_eff: NECB_Default :glass_door_cond: NECB_Default :glass_door_solar_trans: NECB_Default :ground_floor_cond: NECB_Default :ground_roof_cond: NECB_Default :ground_wall_cond: NECB_Default :lights_scale: NECB_Default :lights_type: NECB_Default :overhead_door_cond: NECB_Default :primary_heating_fuel: NaturalGas :pv_ground_azimuth_angle: NECB_Default :pv_ground_module_description: NECB_Default :pv_ground_tilt_angle: NECB_Default :pv_ground_total_area_pv_panels_m2: NECB_Default :pv_ground_type: NECB_Default :rotation_degrees: NECB_Default :run_annual_simulation: true :s3_bucket: '834599497928' :scale_x: NECB_Default :scale_y: NECB_Default :scale_z: NECB_Default :shw_eff: NECB_Default :skylight_cond: NECB_Default :skylight_solar_trans: NECB_Default :srr_set: NECB_Default :template: NECB2017 | 0 | TRUE | 365.4502 |  | https://s3.console.aws.amazon.com/s3/buckets/834599497928?region=ca-central-1&prefix=osdev/baseline_2021_03_27/3160af0a-7f39-4875-8471-18cda6cd400b/output/cebc5efa-5961-402d-b2b7-965f8be2fd57/ | 1.0.002 | 0 | 0 |  | 0 | 0 | tier_1 | 0
8 |  |  | NECB_Default | NECB_Default | NECB_Default | NECB_Default | NECB_Default | NECB_Default | NECB_Default | NECB_Default | FullServiceRestaurant | NECB2017 | CAN_AB_Edmonton.Intl.AP.711230_CWEC2016.epw | NaturalGas | NECB_Default | NECB_Default | NECB_Default | NECB_Default | NECB_Default | NECB_Default | NECB_Default | NECB_Default | NECB_Default | NECB_Default | NECB_Default | NECB_Default | NECB_Default | NECB_Default | NECB_Default | NECB_Default | NECB_Default | NECB_Default | NECB_Default | NECB_Default | NECB_Default | NECB_Default | NECB_Default | NECB_Default | NECB_Default | NECB_Default | NECB_Default | aws_batch | 834599497928 | [5 empty] | baseline_2021_03_27 | 3160af0a-7f39-4875-8471-18cda6cd400b | TRUE | TRUE | 6311ff11-298b-4e89-bd35-5cd3799dded2 |  | 511.15 | 845.2233 | 32.5 | FullServiceRestaurant |  |  | 0 | FullServiceRestaurant | 1 |  | 1 | NECB2017 | 0.35452 | 2384.1067 | 235.299 | 67.8856 | 67.2031 | 18.9304 | 631.5573 | 242.239 | EDMONTON | ALBERTA | 92.2095 | 43.1346 | 0 | 135.3442 | 8.7395 | 3.0773 | 0 | 11.8168 | 0 | 0.020503 | 0 | 0 | 0.42015 | 0.11846 | 0.045525 | 0.64087 | 0.067182 | 0.16792 | 0.85482 | 0.00056735 | 1.275 | 0.21395 | 34.4288 | 226.7238 | Natural Gas | 32.5 | 0.757 | [5 empty] | 0.138 | 0.21 | 1.9 |  | 0 | Edmonton Intl AP | CAN | 23 | 5588 | 53.31 | -113.579 | 7a | 5120 | AB | CAN_AB_Edmonton.Intl.AP.711230_CWEC2016.epw | 0 | 0 | 0 | 0 | 109.36 | 44.149 | 1.0279 | 0.023283 | 375.71 | 0.1 | 2021-03-27 18:28:09 +0000 | f477b7f5 | 0.2.11 | :adv_dx_units: NECB_Default :analysis_id: 3160af0a-7f39-4875-8471-18cda6cd400b :analysis_name: baseline_2021_03_27 :boiler_eff: NECB_Default :btap_batch_version: 1.0.002 :building_type: FullServiceRestaurant :compute_environment: aws_batch :datapoint_id: 6311ff11-298b-4e89-bd35-5cd3799dded2 :daylighting_type: NECB_Default :dcv_type: NECB_Default :door_construction_cond: NECB_Default :ecm_system_name: NECB_Default :enable_costing: true :epw_file: CAN_AB_Edmonton.Intl.AP.711230_CWEC2016.epw :erv_package: NECB_Default :ext_floor_cond: NECB_Default :ext_roof_cond: NECB_Default :ext_wall_cond: NECB_Default :fdwr_set: NECB_Default :fixed_wind_solar_trans: NECB_Default :fixed_window_cond: NECB_Default :furnace_eff: NECB_Default :glass_door_cond: NECB_Default :glass_door_solar_trans: NECB_Default :ground_floor_cond: NECB_Default :ground_roof_cond: NECB_Default :ground_wall_cond: NECB_Default :lights_scale: NECB_Default :lights_type: NECB_Default :overhead_door_cond: NECB_Default :primary_heating_fuel: NaturalGas :pv_ground_azimuth_angle: NECB_Default :pv_ground_module_description: NECB_Default :pv_ground_tilt_angle: NECB_Default :pv_ground_total_area_pv_panels_m2: NECB_Default :pv_ground_type: NECB_Default :rotation_degrees: NECB_Default :run_annual_simulation: true :s3_bucket: '834599497928' :scale_x: NECB_Default :scale_y: NECB_Default :scale_z: NECB_Default :shw_eff: NECB_Default :skylight_cond: NECB_Default :skylight_solar_trans: NECB_Default :srr_set: NECB_Default :template: NECB2017 | 0 | TRUE | 365.3749 |  | https://s3.console.aws.amazon.com/s3/buckets/834599497928?region=ca-central-1&prefix=osdev/baseline_2021_03_27/3160af0a-7f39-4875-8471-18cda6cd400b/output/6311ff11-298b-4e89-bd35-5cd3799dded2/ | 1.0.002 | 0 | 0 |  | 0 | 0 | tier_1 | 0
9 |  |  | NECB_Default | NECB_Default | NECB_Default | NECB_Default | NECB_Default | NECB_Default | NECB_Default | NECB_Default | QuickServiceRestaurant | NECB2017 | CAN_BC_Vancouver.Intl.AP.718920_CWEC2016.epw | Electricity | NECB_Default | NECB_Default | NECB_Default | NECB_Default | NECB_Default | NECB_Default | NECB_Default | NECB_Default | NECB_Default | NECB_Default | NECB_Default | NECB_Default | NECB_Default | NECB_Default | NECB_Default | NECB_Default | NECB_Default | NECB_Default | NECB_Default | NECB_Default | NECB_Default | NECB_Default | NECB_Default | NECB_Default | NECB_Default | NECB_Default | NECB_Default | aws_batch | 834599497928 | [5 empty] | baseline_2021_03_27 | 3160af0a-7f39-4875-8471-18cda6cd400b | TRUE | TRUE | c8025b58-7855-401f-9467-43bcda4b8153 |  | 232.34 | 444.7457 | 40 | QuickServiceRestaurant |  |  | 0 | QuickServiceRestaurant | 1 |  | 1 | NECB2017 | 0.46263 | 961.3389 | 236.791 | 13.1478 | 60.2688 | 51.6237 | 707.1679 | 345.3367 | VANCOUVER | BRITISH COLUMBIA | 2.3453 | 0 | 0 | 2.3453 | 23.4205 | 0 | 0 | 23.4205 | 0 | 0.03964 | 0 | 0 | 0.82758 | 0.13364 | 0.029267 | 0.2016 | 0.10696 | 0.20806 | 0 | 0 | 0.82758 | 0.10842 | 80.5434 | 0 | Electricity | 40 | 0.757 | [5 empty] | 0.193 | 0.315 | 2.1 |  | 0 | Vancouver Intl AP | CAN | 42 | 2797 | 49.195 | -123.184 | 4 | 2800 | BC | CAN_BC_Vancouver.Intl.AP.718920_CWEC2016.epw | 0 | 0.068919 | 0.0039544 | 25.19 | 0 | 17.4284 | 0.33814 | 0.019402 | 123.59 | 0.1 | 2021-03-27 18:27:53 +0000 | f477b7f5 | 0.2.11 | :adv_dx_units: NECB_Default :analysis_id: 3160af0a-7f39-4875-8471-18cda6cd400b :analysis_name: baseline_2021_03_27 :boiler_eff: NECB_Default :btap_batch_version: 1.0.002 :building_type: QuickServiceRestaurant :compute_environment: aws_batch :datapoint_id: c8025b58-7855-401f-9467-43bcda4b8153 :daylighting_type: NECB_Default :dcv_type: NECB_Default :door_construction_cond: NECB_Default :ecm_system_name: NECB_Default :enable_costing: true :epw_file: CAN_BC_Vancouver.Intl.AP.718920_CWEC2016.epw :erv_package: NECB_Default :ext_floor_cond: NECB_Default :ext_roof_cond: NECB_Default :ext_wall_cond: NECB_Default :fdwr_set: NECB_Default :fixed_wind_solar_trans: NECB_Default :fixed_window_cond: NECB_Default :furnace_eff: NECB_Default :glass_door_cond: NECB_Default :glass_door_solar_trans: NECB_Default :ground_floor_cond: NECB_Default :ground_roof_cond: NECB_Default :ground_wall_cond: NECB_Default :lights_scale: NECB_Default :lights_type: NECB_Default :overhead_door_cond: NECB_Default :primary_heating_fuel: Electricity :pv_ground_azimuth_angle: NECB_Default :pv_ground_module_description: NECB_Default :pv_ground_tilt_angle: NECB_Default :pv_ground_total_area_pv_panels_m2: NECB_Default :pv_ground_type: NECB_Default :rotation_degrees: NECB_Default :run_annual_simulation: true :s3_bucket: '834599497928' :scale_x: NECB_Default :scale_y: NECB_Default :scale_z: NECB_Default :shw_eff: NECB_Default :skylight_cond: NECB_Default :skylight_solar_trans: NECB_Default :srr_set: NECB_Default :template: NECB2017 | 0 | TRUE | 365.9867 |  | https://s3.console.aws.amazon.com/s3/buckets/834599497928?region=ca-central-1&prefix=osdev/baseline_2021_03_27/3160af0a-7f39-4875-8471-18cda6cd400b/output/c8025b58-7855-401f-9467-43bcda4b8153/ | 1.0.002 | 0 | 0 |  | 0 | 0 | tier_1 | 0
10 |  |  | NECB_Default | NECB_Default | NECB_Default | NECB_Default | NECB_Default | NECB_Default | NECB_Default | NECB_Default | QuickServiceRestaurant | NECB2017 | CAN_AB_Calgary.Intl.AP.718770_CWEC2016.epw | Electricity | NECB_Default | NECB_Default | NECB_Default | NECB_Default | NECB_Default | NECB_Default | NECB_Default | NECB_Default | NECB_Default | NECB_Default | NECB_Default | NECB_Default | NECB_Default | NECB_Default | NECB_Default | NECB_Default | NECB_Default | NECB_Default | NECB_Default | NECB_Default | NECB_Default | NECB_Default | NECB_Default | NECB_Default | NECB_Default | NECB_Default | NECB_Default | aws_batch | 834599497928 | [5 empty] | baseline_2021_03_27 | 3160af0a-7f39-4875-8471-18cda6cd400b | TRUE | TRUE | e1a61af0-fad4-4f6e-aee4-c53bc54c6223 |  | 232.34 | 444.7457 | 33.3 | QuickServiceRestaurant |  |  | 0 | QuickServiceRestaurant | 1 |  | 1 | NECB2017 | 0.46263 | 961.3389 | 252.2997 | 16.7716 | 66.3675 | 52.1824 | 788.3706 | 400.7493 | CALGARY | ALBERTA | 197.2322 | 0 | 0 | 197.2322 | 18.6935 | 0 | 0 | 18.6935 | 0 | 0.036843 | 0 | 0 | 0.89877 | 0.14363 | 0.043083 | 0.23969 | 0.10696 | 0.20806 | 0 | 0 | 0.89877 | 0.12051 | 169.9876 | 0 | Electricity | 33.3 | 0.757 | [5 empty] | 0.138 | 0.21 | 1.9 |  | 0 | Calgary Intl AP | CAN | 64 | 4781 | 51.114 | -114.02 | 7a | 5000 | AB | CAN_AB_Calgary.Intl.AP.718770_CWEC2016.epw | 0 | 0.076607 | 0.0043955 | 28 | 0 | 17.4284 | 0.33814 | 0.019402 | 123.59 | 0.1 | 2021-03-27 18:27:47 +0000 | f477b7f5 | 0.2.11 | :adv_dx_units: NECB_Default :analysis_id: 3160af0a-7f39-4875-8471-18cda6cd400b :analysis_name: baseline_2021_03_27 :boiler_eff: NECB_Default :btap_batch_version: 1.0.002 :building_type: QuickServiceRestaurant :compute_environment: aws_batch :datapoint_id: e1a61af0-fad4-4f6e-aee4-c53bc54c6223 :daylighting_type: NECB_Default :dcv_type: NECB_Default :door_construction_cond: NECB_Default :ecm_system_name: NECB_Default :enable_costing: true :epw_file: CAN_AB_Calgary.Intl.AP.718770_CWEC2016.epw :erv_package: NECB_Default :ext_floor_cond: NECB_Default :ext_roof_cond: NECB_Default :ext_wall_cond: NECB_Default :fdwr_set: NECB_Default :fixed_wind_solar_trans: NECB_Default :fixed_window_cond: NECB_Default :furnace_eff: NECB_Default :glass_door_cond: NECB_Default :glass_door_solar_trans: NECB_Default :ground_floor_cond: NECB_Default :ground_roof_cond: NECB_Default :ground_wall_cond: NECB_Default :lights_scale: NECB_Default :lights_type: NECB_Default :overhead_door_cond: NECB_Default :primary_heating_fuel: Electricity :pv_ground_azimuth_angle: NECB_Default :pv_ground_module_description: NECB_Default :pv_ground_tilt_angle: NECB_Default :pv_ground_total_area_pv_panels_m2: NECB_Default :pv_ground_type: NECB_Default :rotation_degrees: NECB_Default :run_annual_simulation: true :s3_bucket: '834599497928' :scale_x: NECB_Default :scale_y: NECB_Default :scale_z: NECB_Default :shw_eff: NECB_Default :skylight_cond: NECB_Default :skylight_solar_trans: NECB_Default :srr_set: NECB_Default :template: NECB2017 | 0 | TRUE | 366.6059 |  | https://s3.console.aws.amazon.com/s3/buckets/834599497928?region=ca-central-1&prefix=osdev/baseline_2021_03_27/3160af0a-7f39-4875-8471-18cda6cd400b/output/e1a61af0-fad4-4f6e-aee4-c53bc54c6223/ | 1.0.002 | 0 | 0 |  | 0 | 0 | tier_1 | 0
11 |  |  | NECB_Default | NECB_Default | NECB_Default | NECB_Default | NECB_Default | NECB_Default | NECB_Default | NECB_Default | FullServiceRestaurant | NECB2017 | CAN_AB_Calgary.Intl.AP.718770_CWEC2016.epw | NaturalGas | NECB_Default | NECB_Default | NECB_Default | NECB_Default | NECB_Default | NECB_Default | NECB_Default | NECB_Default | NECB_Default | NECB_Default | NECB_Default | NECB_Default | NECB_Default | NECB_Default | NECB_Default | NECB_Default | NECB_Default | NECB_Default | NECB_Default | NECB_Default | NECB_Default | NECB_Default | NECB_Default | NECB_Default | NECB_Default | NECB_Default | NECB_Default | aws_batch | 834599497928 | [5 empty] | baseline_2021_03_27 | 3160af0a-7f39-4875-8471-18cda6cd400b | TRUE | TRUE | 631fcdbe-2a8d-4888-8c42-36f096a46ad4 |  | 511.15 | 845.2233 | 33.3 | FullServiceRestaurant |  |  | 0 | FullServiceRestaurant | 1 |  | 1 | NECB2017 | 0.35452 | 2384.1067 | 235.1698 | 67.8182 | 66.3671 | 18.9352 | 634.105 | 245.8148 | CALGARY | ALBERTA | 93.3215 | 34.1786 | 0 | 127.5001 | 8.8449 | 2.4383 | 0 | 11.2833 | 0 | 0.023476 | 0 | 0 | 0.42522 | 0.12073 | 0.045525 | 0.47199 | 0.067182 | 0.16792 | 0.67732 | 0.00039127 | 1.1025 | 0.20532 | 34.9481 | 210.7853 | Natural Gas | 33.3 | 0.757 | [5 empty] | 0.138 | 0.21 | 1.9 |  | 0 | Calgary Intl AP | CAN | 64 | 4781 | 51.114 | -114.02 | 7a | 5000 | AB | CAN_AB_Calgary.Intl.AP.718770_CWEC2016.epw | 0 | 0 | 0 | 0 | 104.95 | 44.149 | 1.0279 | 0.023283 | 375.71 | 0.1 | 2021-03-27 18:28:09 +0000 | f477b7f5 | 0.2.11 | :adv_dx_units: NECB_Default :analysis_id: 3160af0a-7f39-4875-8471-18cda6cd400b :analysis_name: baseline_2021_03_27 :boiler_eff: NECB_Default :btap_batch_version: 1.0.002 :building_type: FullServiceRestaurant :compute_environment: aws_batch :datapoint_id: 631fcdbe-2a8d-4888-8c42-36f096a46ad4 :daylighting_type: NECB_Default :dcv_type: NECB_Default :door_construction_cond: NECB_Default :ecm_system_name: NECB_Default :enable_costing: true :epw_file: CAN_AB_Calgary.Intl.AP.718770_CWEC2016.epw :erv_package: NECB_Default :ext_floor_cond: NECB_Default :ext_roof_cond: NECB_Default :ext_wall_cond: NECB_Default :fdwr_set: NECB_Default :fixed_wind_solar_trans: NECB_Default :fixed_window_cond: NECB_Default :furnace_eff: NECB_Default :glass_door_cond: NECB_Default :glass_door_solar_trans: NECB_Default :ground_floor_cond: NECB_Default :ground_roof_cond: NECB_Default :ground_wall_cond: NECB_Default :lights_scale: NECB_Default :lights_type: NECB_Default :overhead_door_cond: NECB_Default :primary_heating_fuel: NaturalGas :pv_ground_azimuth_angle: NECB_Default :pv_ground_module_description: NECB_Default :pv_ground_tilt_angle: NECB_Default :pv_ground_total_area_pv_panels_m2: NECB_Default :pv_ground_type: NECB_Default :rotation_degrees: NECB_Default :run_annual_simulation: true :s3_bucket: '834599497928' :scale_x: NECB_Default :scale_y: NECB_Default :scale_z: NECB_Default :shw_eff: NECB_Default :skylight_cond: NECB_Default :skylight_solar_trans: NECB_Default :srr_set: NECB_Default :template: NECB2017 | 0 | TRUE | 366.7841 |  | https://s3.console.aws.amazon.com/s3/buckets/834599497928?region=ca-central-1&prefix=osdev/baseline_2021_03_27/3160af0a-7f39-4875-8471-18cda6cd400b/output/631fcdbe-2a8d-4888-8c42-36f096a46ad4/ | 1.0.002 | 0 | 0 |  | 0 | 0 | tier_1 | 0
12 |  |  | NECB_Default | NECB_Default | NECB_Default | NECB_Default | NECB_Default | NECB_Default | NECB_Default | NECB_Default | QuickServiceRestaurant | NECB2017 | CAN_YT_Whitehorse.Intl.AP.719640_CWEC2016.epw | NaturalGas | NECB_Default | NECB_Default | NECB_Default | NECB_Default | NECB_Default | NECB_Default | NECB_Default | NECB_Default | NECB_Default | NECB_Default | NECB_Default | NECB_Default | NECB_Default | NECB_Default | NECB_Default | NECB_Default | NECB_Default | NECB_Default | NECB_Default | NECB_Default | NECB_Default | NECB_Default | NECB_Default | NECB_Default | NECB_Default | NECB_Default | NECB_Default | aws_batch | 834599497928 | [5 empty] | baseline_2021_03_27 | 3160af0a-7f39-4875-8471-18cda6cd400b | TRUE | TRUE | 476c2acc-b3ac-4aea-a8c1-80527f099066 |  | 232.34 | 444.7457 | 22.8 | QuickServiceRestaurant |  |  | 0 | QuickServiceRestaurant | 1 |  | 1 | NECB2017 | 0.46263 | 961.3389 | 200.2913 | 117.1424 | 59.5642 | 37.5853 | 707.0065 | 292.4232 | WHITEHORSE | YUKON | 7.6108 | 38.6128 | 0 | 46.2236 | 17.4298 | 7.0381 | 0 | 24.4679 | 0 | 0.015236 | 0 | 0 | 0.48933 | 0.11522 | 0.043083 | 0.61642 | 0.10696 | 0.20806 | 0.77597 | 0.00077473 | 1.2653 | 0.15955 | 33.8327 | 224.1048 | Natural Gas | 22.8 | 0.757 | [5 empty] | 0.138 | 0.21 | 1.9 |  | 0 | Whitehorse Intl AP | CAN | 5 | 6491 | 60.709 | -135.069 | 7b | 6580 | YT | CAN_YT_Whitehorse.Intl.AP.719640_CWEC2016.epw | 0 | 0 | 0 | 0 | 37.07 | 17.4284 | 0.33814 | 0.019402 | 123.59 | 0.1 | 2021-03-27 18:28:07 +0000 | f477b7f5 | 0.2.11 | :adv_dx_units: NECB_Default :analysis_id: 3160af0a-7f39-4875-8471-18cda6cd400b :analysis_name: baseline_2021_03_27 :boiler_eff: NECB_Default :btap_batch_version: 1.0.002 :building_type: QuickServiceRestaurant :compute_environment: aws_batch :datapoint_id: 476c2acc-b3ac-4aea-a8c1-80527f099066 :daylighting_type: NECB_Default :dcv_type: NECB_Default :door_construction_cond: NECB_Default :ecm_system_name: NECB_Default :enable_costing: true :epw_file: CAN_YT_Whitehorse.Intl.AP.719640_CWEC2016.epw :erv_package: NECB_Default :ext_floor_cond: NECB_Default :ext_roof_cond: NECB_Default :ext_wall_cond: NECB_Default :fdwr_set: NECB_Default :fixed_wind_solar_trans: NECB_Default :fixed_window_cond: NECB_Default :furnace_eff: NECB_Default :glass_door_cond: NECB_Default :glass_door_solar_trans: NECB_Default :ground_floor_cond: NECB_Default :ground_roof_cond: NECB_Default :ground_wall_cond: NECB_Default :lights_scale: NECB_Default :lights_type: NECB_Default :overhead_door_cond: NECB_Default :primary_heating_fuel: NaturalGas :pv_ground_azimuth_angle: NECB_Default :pv_ground_module_description: NECB_Default :pv_ground_tilt_angle: NECB_Default :pv_ground_total_area_pv_panels_m2: NECB_Default :pv_ground_type: NECB_Default :rotation_degrees: NECB_Default :run_annual_simulation: true :s3_bucket: '834599497928' :scale_x: NECB_Default :scale_y: NECB_Default :scale_z: NECB_Default :shw_eff: NECB_Default :skylight_cond: NECB_Default :skylight_solar_trans: NECB_Default :srr_set: NECB_Default :template: NECB2017 | 0 | TRUE | 367.3329 |  | https://s3.console.aws.amazon.com/s3/buckets/834599497928?region=ca-central-1&prefix=osdev/baseline_2021_03_27/3160af0a-7f39-4875-8471-18cda6cd400b/output/476c2acc-b3ac-4aea-a8c1-80527f099066/ | 1.0.002 | 0 | 0 |  | 0 | 0 | tier_1 | 0
13 |  |  | NECB_Default | NECB_Default | NECB_Default | NECB_Default | NECB_Default | NECB_Default | NECB_Default | NECB_Default | Warehouse | NECB2017 | CAN_ON_Toronto.Pearson.Intl.AP.716240_CWEC2016.epw | Electricity | NECB_Default | NECB_Default | NECB_Default | NECB_Default | NECB_Default | NECB_Default | NECB_Default | NECB_Default | NECB_Default | NECB_Default | NECB_Default | NECB_Default | NECB_Default | NECB_Default | NECB_Default | NECB_Default | NECB_Default | NECB_Default | NECB_Default | NECB_Default | NECB_Default | NECB_Default | NECB_Default | NECB_Default | NECB_Default | NECB_Default | NECB_Default | aws_batch | 834599497928 | [5 empty] | baseline_2021_03_27 | 3160af0a-7f39-4875-8471-18cda6cd400b | TRUE | TRUE | 1a560ebe-a4bb-4b12-888c-d05d463f2e14 |  | 4835.13 | 7095.2421 | 40 | Warehouse |  |  | 2 | Warehouse | 1 |  | 1 | NECB2017 | 0.18734 | 37873.9042 | 231.347 | 13.9607 | 64.9787 | 2.937 | 430.0308 | 116.8075 | TORONTO | ONTARIO | 1.9723 | 0 | 0 | 1.9723 | 15.8018 | 0 | 0 | 15.8018 | 0 | 0.040493 | 0 | 0 | 0.3551 | 0.076683 | 0.0014746 | 0.1549 | 0.017578 | 0.05403 | 0 | 2.0682e-06 | 0.3551 | 0.0099335 | 99.8853 | 0 | Electricity | 40 | 0.757 | [5 empty] | 0.156 | 0.278 | 1.9 | 1.9 | 2 | Toronto Pearson Intl AP | CAN | 382 | 3615 | 43.677 | -79.631 | 5 | 3890 | ON | CAN_ON_Toronto.Pearson.Intl.AP.716240_CWEC2016.epw | 0 | 0.13141 | 0.0018305 | 48.03 | 0 | 71.7905 | 0.64331 | 0.0089609 | 235.13 | 0.1 | 2021-03-27 18:28:01 +0000 | f477b7f5 | 0.2.11 | :adv_dx_units: NECB_Default :analysis_id: 3160af0a-7f39-4875-8471-18cda6cd400b :analysis_name: baseline_2021_03_27 :boiler_eff: NECB_Default :btap_batch_version: 1.0.002 :building_type: Warehouse :compute_environment: aws_batch :datapoint_id: 1a560ebe-a4bb-4b12-888c-d05d463f2e14 :daylighting_type: NECB_Default :dcv_type: NECB_Default :door_construction_cond: NECB_Default :ecm_system_name: NECB_Default :enable_costing: true :epw_file: CAN_ON_Toronto.Pearson.Intl.AP.716240_CWEC2016.epw :erv_package: NECB_Default :ext_floor_cond: NECB_Default :ext_roof_cond: NECB_Default :ext_wall_cond: NECB_Default :fdwr_set: NECB_Default :fixed_wind_solar_trans: NECB_Default :fixed_window_cond: NECB_Default :furnace_eff: NECB_Default :glass_door_cond: NECB_Default :glass_door_solar_trans: NECB_Default :ground_floor_cond: NECB_Default :ground_roof_cond: NECB_Default :ground_wall_cond: NECB_Default :lights_scale: NECB_Default :lights_type: NECB_Default :overhead_door_cond: NECB_Default :primary_heating_fuel: Electricity :pv_ground_azimuth_angle: NECB_Default :pv_ground_module_description: NECB_Default :pv_ground_tilt_angle: NECB_Default :pv_ground_total_area_pv_panels_m2: NECB_Default :pv_ground_type: NECB_Default :rotation_degrees: NECB_Default :run_annual_simulation: true :s3_bucket: '834599497928' :scale_x: NECB_Default :scale_y: NECB_Default :scale_z: NECB_Default :shw_eff: NECB_Default :skylight_cond: NECB_Default :skylight_solar_trans: NECB_Default :srr_set: NECB_Default :template: NECB2017 | 0 | TRUE | 368.2558 |  | https://s3.console.aws.amazon.com/s3/buckets/834599497928?region=ca-central-1&prefix=osdev/baseline_2021_03_27/3160af0a-7f39-4875-8471-18cda6cd400b/output/1a560ebe-a4bb-4b12-888c-d05d463f2e14/ | 1.0.002 | 0 | 0 |  | 0 | 0 | tier_1 | 0
14 |  |  | NECB_Default | NECB_Default | NECB_Default | NECB_Default | NECB_Default | NECB_Default | NECB_Default | NECB_Default | Warehouse | NECB2017 | CAN_QC_Montreal-Trudeau.Intl.AP.716270_CWEC2016.epw | Electricity | NECB_Default | NECB_Default | NECB_Default | NECB_Default | NECB_Default | NECB_Default | NECB_Default | NECB_Default | NECB_Default | NECB_Default | NECB_Default | NECB_Default | NECB_Default | NECB_Default | NECB_Default | NECB_Default | NECB_Default | NECB_Default | NECB_Default | NECB_Default | NECB_Default | NECB_Default | NECB_Default | NECB_Default | NECB_Default | NECB_Default | NECB_Default | aws_batch | 834599497928 | [5 empty] | baseline_2021_03_27 | 3160af0a-7f39-4875-8471-18cda6cd400b | TRUE | TRUE | 8ed7639b-866c-44b6-addc-9cde1f999818 |  | 4835.13 | 7095.2421 | 37.3 | Warehouse |  |  | 2 | Warehouse | 1 |  | 1 | NECB2017 | 0.18734 | 37873.9042 | 215.1411 | 13.8877 | 59.9006 | 2.8852 | 401.4889 | 109.6743 | MONTREAL | QUEBEC | 0.14206 | 0 | 0 | 0.14206 | 9.0478 | 0 | 0 | 9.0478 | 0 | 0.034661 | 0 | 0 | 0.36557 | 0.069841 | 0.0015553 | 0.17767 | 0.017578 | 0.05403 | 0 | 2.0682e-06 | 0.36557 | 0.010231 | 98.0823 | 0 | Electricity | 37.3 | 0.757 | [5 empty] | 0.156 | 0.247 | 1.9 | 1.9 | 2 | Montreal-Trudeau Intl AP | CAN | 323 | 4090 | 45.471 | -73.741 | 6 | 4400 | QC | CAN_QC_Montreal-Trudeau.Intl.AP.716270_CWEC2016.epw | 0 | 0.13535 | 0.0018853 | 49.47 | 0 | 71.7905 | 0.64331 | 0.0089609 | 235.13 | 0.1 | 2021-03-27 18:28:18 +0000 | f477b7f5 | 0.2.11 | :adv_dx_units: NECB_Default :analysis_id: 3160af0a-7f39-4875-8471-18cda6cd400b :analysis_name: baseline_2021_03_27 :boiler_eff: NECB_Default :btap_batch_version: 1.0.002 :building_type: Warehouse :compute_environment: aws_batch :datapoint_id: 8ed7639b-866c-44b6-addc-9cde1f999818 :daylighting_type: NECB_Default :dcv_type: NECB_Default :door_construction_cond: NECB_Default :ecm_system_name: NECB_Default :enable_costing: true :epw_file: CAN_QC_Montreal-Trudeau.Intl.AP.716270_CWEC2016.epw :erv_package: NECB_Default :ext_floor_cond: NECB_Default :ext_roof_cond: NECB_Default :ext_wall_cond: NECB_Default :fdwr_set: NECB_Default :fixed_wind_solar_trans: NECB_Default :fixed_window_cond: NECB_Default :furnace_eff: NECB_Default :glass_door_cond: NECB_Default :glass_door_solar_trans: NECB_Default :ground_floor_cond: NECB_Default :ground_roof_cond: NECB_Default :ground_wall_cond: NECB_Default :lights_scale: NECB_Default :lights_type: NECB_Default :overhead_door_cond: NECB_Default :primary_heating_fuel: Electricity :pv_ground_azimuth_angle: NECB_Default :pv_ground_module_description: NECB_Default :pv_ground_tilt_angle: NECB_Default :pv_ground_total_area_pv_panels_m2: NECB_Default :pv_ground_type: NECB_Default :rotation_degrees: NECB_Default :run_annual_simulation: true :s3_bucket: '834599497928' :scale_x: NECB_Default :scale_y: NECB_Default :scale_z: NECB_Default :shw_eff: NECB_Default :skylight_cond: NECB_Default :skylight_solar_trans: NECB_Default :srr_set: NECB_Default :template: NECB2017 | 0 | TRUE | 368.4606 |  | https://s3.console.aws.amazon.com/s3/buckets/834599497928?region=ca-central-1&prefix=osdev/baseline_2021_03_27/3160af0a-7f39-4875-8471-18cda6cd400b/output/8ed7639b-866c-44b6-addc-9cde1f999818/ | 1.0.002 | 0 | 0 |  | 0 | 0 | tier_1 | 0
15 |  |  | NECB_Default | NECB_Default | NECB_Default | NECB_Default | NECB_Default | NECB_Default | NECB_Default | NECB_Default | FullServiceRestaurant | NECB2017 | CAN_ON_Toronto.Pearson.Intl.AP.716240_CWEC2016.epw | NaturalGas | NECB_Default | NECB_Default | NECB_Default | NECB_Default | NECB_Default | NECB_Default | NECB_Default | NECB_Default | NECB_Default | NECB_Default | NECB_Default | NECB_Default | NECB_Default | NECB_Default | NECB_Default | NECB_Default | NECB_Default | NECB_Default | NECB_Default | NECB_Default | NECB_Default | NECB_Default | NECB_Default | NECB_Default | NECB_Default | NECB_Default | NECB_Default | aws_batch | 834599497928 | [5 empty] | baseline_2021_03_27 | 3160af0a-7f39-4875-8471-18cda6cd400b | TRUE | TRUE | bf9e222e-35da-4e08-b0db-28c70891c11e |  | 511.15 | 845.2233 | 40 | FullServiceRestaurant |  |  | 0 | FullServiceRestaurant | 1 |  | 1 | NECB2017 | 0.35452 | 2384.1067 | 252.673 | 69.6792 | 66.6984 | 19.1711 | 669.5188 | 261.2971 | TORONTO | ONTARIO | 2.5764 | 31.1462 | 0 | 33.7226 | 20.6416 | 5.4957 | 0 | 26.1373 | 0 | 0.060139 | 0 | 0 | 0.46384 | 0.12265 | 0.045525 | 0.44001 | 0.067182 | 0.16792 | 0.63025 | 0.0004304 | 1.0941 | 0.19024 | 45.2767 | 134.6119 | Natural Gas | 40 | 0.757 | [5 empty] | 0.156 | 0.278 | 1.9 |  | 0 | Toronto Pearson Intl AP | CAN | 382 | 3615 | 43.677 | -79.631 | 5 | 3890 | ON | CAN_ON_Toronto.Pearson.Intl.AP.716240_CWEC2016.epw | 0 | 0 | 0 | 0 | 97.24 | 44.149 | 1.0279 | 0.023283 | 375.71 | 0.1 | 2021-03-27 18:28:07 +0000 | f477b7f5 | 0.2.11 | :adv_dx_units: NECB_Default :analysis_id: 3160af0a-7f39-4875-8471-18cda6cd400b :analysis_name: baseline_2021_03_27 :boiler_eff: NECB_Default :btap_batch_version: 1.0.002 :building_type: FullServiceRestaurant :compute_environment: aws_batch :datapoint_id: bf9e222e-35da-4e08-b0db-28c70891c11e :daylighting_type: NECB_Default :dcv_type: NECB_Default :door_construction_cond: NECB_Default :ecm_system_name: NECB_Default :enable_costing: true :epw_file: CAN_ON_Toronto.Pearson.Intl.AP.716240_CWEC2016.epw :erv_package: NECB_Default :ext_floor_cond: NECB_Default :ext_roof_cond: NECB_Default :ext_wall_cond: NECB_Default :fdwr_set: NECB_Default :fixed_wind_solar_trans: NECB_Default :fixed_window_cond: NECB_Default :furnace_eff: NECB_Default :glass_door_cond: NECB_Default :glass_door_solar_trans: NECB_Default :ground_floor_cond: NECB_Default :ground_roof_cond: NECB_Default :ground_wall_cond: NECB_Default :lights_scale: NECB_Default :lights_type: NECB_Default :overhead_door_cond: NECB_Default :primary_heating_fuel: NaturalGas :pv_ground_azimuth_angle: NECB_Default :pv_ground_module_description: NECB_Default :pv_ground_tilt_angle: NECB_Default :pv_ground_total_area_pv_panels_m2: NECB_Default :pv_ground_type: NECB_Default :rotation_degrees: NECB_Default :run_annual_simulation: true :s3_bucket: '834599497928' :scale_x: NECB_Default :scale_y: NECB_Default :scale_z: NECB_Default :shw_eff: NECB_Default :skylight_cond: NECB_Default :skylight_solar_trans: NECB_Default :srr_set: NECB_Default :template: NECB2017 | 0 | TRUE | 367.4817 |  | https://s3.console.aws.amazon.com/s3/buckets/834599497928?region=ca-central-1&prefix=osdev/baseline_2021_03_27/3160af0a-7f39-4875-8471-18cda6cd400b/output/bf9e222e-35da-4e08-b0db-28c70891c11e/ | 1.0.002 | 0 | 0 |  | 0 | 0 | tier_1 | 0
16 |  |  | NECB_Default | NECB_Default | NECB_Default | NECB_Default | NECB_Default | NECB_Default | NECB_Default | NECB_Default | FullServiceRestaurant | NECB2017 | CAN_YT_Whitehorse.Intl.AP.719640_CWEC2016.epw | Electricity | NECB_Default | NECB_Default | NECB_Default | NECB_Default | NECB_Default | NECB_Default | NECB_Default | NECB_Default | NECB_Default | NECB_Default | NECB_Default | NECB_Default | NECB_Default | NECB_Default | NECB_Default | NECB_Default | NECB_Default | NECB_Default | NECB_Default | NECB_Default | NECB_Default | NECB_Default | NECB_Default | NECB_Default | NECB_Default | NECB_Default | NECB_Default | aws_batch | 834599497928 | [5 empty] | baseline_2021_03_27 | 3160af0a-7f39-4875-8471-18cda6cd400b | TRUE | TRUE | 0b541fd9-0b0e-427e-b870-5491cfc3f351 |  | 511.15 | 845.2233 | 22.8 | FullServiceRestaurant |  |  | 0 | FullServiceRestaurant | 1 |  | 1 | NECB2017 | 0.35452 | 2384.1067 | 183.8239 | 9.884 | 59.5638 | 32.2612 | 545.2835 | 259.7505 | WHITEHORSE | YUKON | 18.1304 | 0 | 0 | 18.1304 | 41.521 | 0 | 0 | 41.521 | 0 | 0.0075907 | 0 | 0 | 1.1656 | 0.11249 | 0.045525 | 0.5891 | 0.067182 | 0.16792 | 0 | 0 | 1.1656 | 0.17584 | 248.5672 | 0 | Electricity | 22.8 | 0.757 | [5 empty] | 0.138 | 0.21 | 1.9 |  | 0 | Whitehorse Intl AP | CAN | 5 | 6491 | 60.709 | -135.069 | 7b | 6580 | YT | CAN_YT_Whitehorse.Intl.AP.719640_CWEC2016.epw | 0 | 0.24591 | 0.00557 | 89.88 | 0 | 44.149 | 1.0279 | 0.023283 | 375.71 | 0.1 | 2021-03-27 18:28:05 +0000 | f477b7f5 | 0.2.11 | :adv_dx_units: NECB_Default :analysis_id: 3160af0a-7f39-4875-8471-18cda6cd400b :analysis_name: baseline_2021_03_27 :boiler_eff: NECB_Default :btap_batch_version: 1.0.002 :building_type: FullServiceRestaurant :compute_environment: aws_batch :datapoint_id: 0b541fd9-0b0e-427e-b870-5491cfc3f351 :daylighting_type: NECB_Default :dcv_type: NECB_Default :door_construction_cond: NECB_Default :ecm_system_name: NECB_Default :enable_costing: true :epw_file: CAN_YT_Whitehorse.Intl.AP.719640_CWEC2016.epw :erv_package: NECB_Default :ext_floor_cond: NECB_Default :ext_roof_cond: NECB_Default :ext_wall_cond: NECB_Default :fdwr_set: NECB_Default :fixed_wind_solar_trans: NECB_Default :fixed_window_cond: NECB_Default :furnace_eff: NECB_Default :glass_door_cond: NECB_Default :glass_door_solar_trans: NECB_Default :ground_floor_cond: NECB_Default :ground_roof_cond: NECB_Default :ground_wall_cond: NECB_Default :lights_scale: NECB_Default :lights_type: NECB_Default :overhead_door_cond: NECB_Default :primary_heating_fuel: Electricity :pv_ground_azimuth_angle: NECB_Default :pv_ground_module_description: NECB_Default :pv_ground_tilt_angle: NECB_Default :pv_ground_total_area_pv_panels_m2: NECB_Default :pv_ground_type: NECB_Default :rotation_degrees: NECB_Default :run_annual_simulation: true :s3_bucket: '834599497928' :scale_x: NECB_Default :scale_y: NECB_Default :scale_z: NECB_Default :shw_eff: NECB_Default :skylight_cond: NECB_Default :skylight_solar_trans: NECB_Default :srr_set: NECB_Default :template: NECB2017 | 0 | TRUE | 367.5669 |  | https://s3.console.aws.amazon.com/s3/buckets/834599497928?region=ca-central-1&prefix=osdev/baseline_2021_03_27/3160af0a-7f39-4875-8471-18cda6cd400b/output/0b541fd9-0b0e-427e-b870-5491cfc3f351/ | 1.0.002 | 0 | 0 |  | 0 | 0 | tier_1 | 0
17 |  |  | NECB_Default | NECB_Default | NECB_Default | NECB_Default | NECB_Default | NECB_Default | NECB_Default | NECB_Default | FullServiceRestaurant | NECB2017 | CAN_NS_Halifax.Dockyard.713280_CWEC2016.epw | NaturalGas | NECB_Default | NECB_Default | NECB_Default | NECB_Default | NECB_Default | NECB_Default | NECB_Default | NECB_Default | NECB_Default | NECB_Default | NECB_Default | NECB_Default | NECB_Default | NECB_Default | NECB_Default | NECB_Default | NECB_Default | NECB_Default | NECB_Default | NECB_Default | NECB_Default | NECB_Default | NECB_Default | NECB_Default | NECB_Default | NECB_Default | NECB_Default | aws_batch | 834599497928 | [5 empty] | baseline_2021_03_27 | 3160af0a-7f39-4875-8471-18cda6cd400b | TRUE | TRUE | 821fe167-5ea0-4581-8481-c0a42865d36f |  | 511.15 | 845.2233 | 40 | FullServiceRestaurant |  |  | 0 | FullServiceRestaurant | 1 |  | 1 | NECB2017 | 0.35452 | 2384.1067 | 204.7695 | 62.35 | 60.0209 | 18.1898 | 574.5821 | 229.2519 | HALIFAX | NOVA SCOTIA | 86.0851 | 30.6019 | 0 | 116.6871 | 16.8829 | 7.7242 | 0 | 24.6071 | 0 | 0.025844 | 0 | 0 | 0.42451 | 0.11777 | 0.045525 | 0.42177 | 0.067182 | 0.16792 | 0.61501 | 0.00027389 | 1.0395 | 0.19323 | 34.8858 | 131.2433 | Natural Gas | 40 | 0.757 | [5 empty] | 0.156 | 0.247 | 1.9 |  | 0 | Halifax Dockyard | CAN | 112 | 3647 | 44.655 | -63.577 | 6 | 4000 | NS | CAN_NS_Halifax.Dockyard.713280_CWEC2016.epw | 0 | 0 | 0 | 0 | 98.77 | 44.149 | 1.0279 | 0.023283 | 375.71 | 0.1 | 2021-03-27 18:28:19 +0000 | f477b7f5 | 0.2.11 | :adv_dx_units: NECB_Default :analysis_id: 3160af0a-7f39-4875-8471-18cda6cd400b :analysis_name: baseline_2021_03_27 :boiler_eff: NECB_Default :btap_batch_version: 1.0.002 :building_type: FullServiceRestaurant :compute_environment: aws_batch :datapoint_id: 821fe167-5ea0-4581-8481-c0a42865d36f :daylighting_type: NECB_Default :dcv_type: NECB_Default :door_construction_cond: NECB_Default :ecm_system_name: NECB_Default :enable_costing: true :epw_file: CAN_NS_Halifax.Dockyard.713280_CWEC2016.epw :erv_package: NECB_Default :ext_floor_cond: NECB_Default :ext_roof_cond: NECB_Default :ext_wall_cond: NECB_Default :fdwr_set: NECB_Default :fixed_wind_solar_trans: NECB_Default :fixed_window_cond: NECB_Default :furnace_eff: NECB_Default :glass_door_cond: NECB_Default :glass_door_solar_trans: NECB_Default :ground_floor_cond: NECB_Default :ground_roof_cond: NECB_Default :ground_wall_cond: NECB_Default :lights_scale: NECB_Default :lights_type: NECB_Default :overhead_door_cond: NECB_Default :primary_heating_fuel: NaturalGas :pv_ground_azimuth_angle: NECB_Default :pv_ground_module_description: NECB_Default :pv_ground_tilt_angle: NECB_Default :pv_ground_total_area_pv_panels_m2: NECB_Default :pv_ground_type: NECB_Default :rotation_degrees: NECB_Default :run_annual_simulation: true :s3_bucket: '834599497928' :scale_x: NECB_Default :scale_y: NECB_Default :scale_z: NECB_Default :shw_eff: NECB_Default :skylight_cond: NECB_Default :skylight_solar_trans: NECB_Default :srr_set: NECB_Default :template: NECB2017 | 0 | TRUE | 368.3714 |  | https://s3.console.aws.amazon.com/s3/buckets/834599497928?region=ca-central-1&prefix=osdev/baseline_2021_03_27/3160af0a-7f39-4875-8471-18cda6cd400b/output/821fe167-5ea0-4581-8481-c0a42865d36f/ | 1.0.002 | 0 | 0 |  | 0 | 0 | tier_1 | 0
18 |  |  | NECB_Default | NECB_Default | NECB_Default | NECB_Default | NECB_Default | NECB_Default | NECB_Default | NECB_Default | QuickServiceRestaurant | NECB2017 | CAN_AB_Edmonton.Intl.AP.711230_CWEC2016.epw | Electricity | NECB_Default | NECB_Default | NECB_Default | NECB_Default | NECB_Default | NECB_Default | NECB_Default | NECB_Default | NECB_Default | NECB_Default | NECB_Default | NECB_Default | NECB_Default | NECB_Default | NECB_Default | NECB_Default | NECB_Default | NECB_Default | NECB_Default | NECB_Default | NECB_Default | NECB_Default | NECB_Default | NECB_Default | NECB_Default | NECB_Default | NECB_Default | aws_batch | 834599497928 | [5 empty] | baseline_2021_03_27 | 3160af0a-7f39-4875-8471-18cda6cd400b | TRUE | TRUE | bd604f22-74a5-4e3a-8b64-1e5f6ad5ea58 |  | 232.34 | 444.7457 | 32.5 | QuickServiceRestaurant |  |  | 0 | QuickServiceRestaurant | 1 |  | 1 | NECB2017 | 0.46263 | 961.3389 | 252.212 | 17.4786 | 67.2035 | 52.1521 | 761.7973 | 372.751 | EDMONTON | ALBERTA | 219.8071 | 0 | 0 | 219.8071 | 20.8331 | 0 | 0 | 20.8331 | 0 | 0.03327 | 0 | 0 | 1.0016 | 0.13648 | 0.043083 | 0.34807 | 0.10696 | 0.20806 | 0 | 0 | 1.0016 | 0.12568 | 173.1998 | 0 | Electricity | 32.5 | 0.757 | [5 empty] | 0.138 | 0.21 | 1.9 |  | 0 | Edmonton Intl AP | CAN | 23 | 5588 | 53.31 | -113.579 | 7a | 5120 | AB | CAN_AB_Edmonton.Intl.AP.711230_CWEC2016.epw | 0 | 0.079891 | 0.0045839 | 29.2 | 0 | 17.4284 | 0.33814 | 0.019402 | 123.59 | 0.1 | 2021-03-27 18:28:05 +0000 | f477b7f5 | 0.2.11 | :adv_dx_units: NECB_Default :analysis_id: 3160af0a-7f39-4875-8471-18cda6cd400b :analysis_name: baseline_2021_03_27 :boiler_eff: NECB_Default :btap_batch_version: 1.0.002 :building_type: QuickServiceRestaurant :compute_environment: aws_batch :datapoint_id: bd604f22-74a5-4e3a-8b64-1e5f6ad5ea58 :daylighting_type: NECB_Default :dcv_type: NECB_Default :door_construction_cond: NECB_Default :ecm_system_name: NECB_Default :enable_costing: true :epw_file: CAN_AB_Edmonton.Intl.AP.711230_CWEC2016.epw :erv_package: NECB_Default :ext_floor_cond: NECB_Default :ext_roof_cond: NECB_Default :ext_wall_cond: NECB_Default :fdwr_set: NECB_Default :fixed_wind_solar_trans: NECB_Default :fixed_window_cond: NECB_Default :furnace_eff: NECB_Default :glass_door_cond: NECB_Default :glass_door_solar_trans: NECB_Default :ground_floor_cond: NECB_Default :ground_roof_cond: NECB_Default :ground_wall_cond: NECB_Default :lights_scale: NECB_Default :lights_type: NECB_Default :overhead_door_cond: NECB_Default :primary_heating_fuel: Electricity :pv_ground_azimuth_angle: NECB_Default :pv_ground_module_description: NECB_Default :pv_ground_tilt_angle: NECB_Default :pv_ground_total_area_pv_panels_m2: NECB_Default :pv_ground_type: NECB_Default :rotation_degrees: NECB_Default :run_annual_simulation: true :s3_bucket: '834599497928' :scale_x: NECB_Default :scale_y: NECB_Default :scale_z: NECB_Default :shw_eff: NECB_Default :skylight_cond: NECB_Default :skylight_solar_trans: NECB_Default :srr_set: NECB_Default :template: NECB2017 | 0 | TRUE | 369.1577 |  | https://s3.console.aws.amazon.com/s3/buckets/834599497928?region=ca-central-1&prefix=osdev/baseline_2021_03_27/3160af0a-7f39-4875-8471-18cda6cd400b/output/bd604f22-74a5-4e3a-8b64-1e5f6ad5ea58/ | 1.0.002 | 0 | 0 |  | 0 | 0 | tier_1 | 0
19 |  |  | NECB_Default | NECB_Default | NECB_Default | NECB_Default | NECB_Default | NECB_Default | NECB_Default | NECB_Default | FullServiceRestaurant | NECB2017 | CAN_QC_Montreal-Trudeau.Intl.AP.716270_CWEC2016.epw | Electricity | NECB_Default | NECB_Default | NECB_Default | NECB_Default | NECB_Default | NECB_Default | NECB_Default | NECB_Default | NECB_Default | NECB_Default | NECB_Default | NECB_Default | NECB_Default | NECB_Default | NECB_Default | NECB_Default | NECB_Default | NECB_Default | NECB_Default | NECB_Default | NECB_Default | NECB_Default | NECB_Default | NECB_Default | NECB_Default | NECB_Default | NECB_Default | aws_batch | 834599497928 | [5 empty] | baseline_2021_03_27 | 3160af0a-7f39-4875-8471-18cda6cd400b | TRUE | TRUE | 754bbc72-432c-4416-894c-eb91a6d52fb0 |  | 511.15 | 845.2233 | 37.3 | FullServiceRestaurant |  |  | 0 | FullServiceRestaurant | 1 |  | 1 | NECB2017 | 0.35452 | 2384.1067 | 236.3117 | 12.4691 | 62.0486 | 33.138 | 633.592 | 289.6246 | MONTREAL | QUEBEC | 0.38087 | 0 | 0 | 0.38087 | 24.2576 | 0 | 0 | 24.2576 | 0 | 0.053292 | 0 | 0 | 0.98006 | 0.11979 | 0.045525 | 0.37318 | 0.067182 | 0.16792 | 0 | 0 | 0.98006 | 0.15318 | 212.3208 | 0 | Electricity | 37.3 | 0.757 | [5 empty] | 0.156 | 0.247 | 1.9 |  | 0 | Montreal-Trudeau Intl AP | CAN | 323 | 4090 | 45.471 | -73.741 | 6 | 4400 | QC | CAN_QC_Montreal-Trudeau.Intl.AP.716270_CWEC2016.epw | 0 | 0.21423 | 0.0048524 | 78.3 | 0 | 44.149 | 1.0279 | 0.023283 | 375.71 | 0.1 | 2021-03-27 18:28:01 +0000 | f477b7f5 | 0.2.11 | :adv_dx_units: NECB_Default :analysis_id: 3160af0a-7f39-4875-8471-18cda6cd400b :analysis_name: baseline_2021_03_27 :boiler_eff: NECB_Default :btap_batch_version: 1.0.002 :building_type: FullServiceRestaurant :compute_environment: aws_batch :datapoint_id: 754bbc72-432c-4416-894c-eb91a6d52fb0 :daylighting_type: NECB_Default :dcv_type: NECB_Default :door_construction_cond: NECB_Default :ecm_system_name: NECB_Default :enable_costing: true :epw_file: CAN_QC_Montreal-Trudeau.Intl.AP.716270_CWEC2016.epw :erv_package: NECB_Default :ext_floor_cond: NECB_Default :ext_roof_cond: NECB_Default :ext_wall_cond: NECB_Default :fdwr_set: NECB_Default :fixed_wind_solar_trans: NECB_Default :fixed_window_cond: NECB_Default :furnace_eff: NECB_Default :glass_door_cond: NECB_Default :glass_door_solar_trans: NECB_Default :ground_floor_cond: NECB_Default :ground_roof_cond: NECB_Default :ground_wall_cond: NECB_Default :lights_scale: NECB_Default :lights_type: NECB_Default :overhead_door_cond: NECB_Default :primary_heating_fuel: Electricity :pv_ground_azimuth_angle: NECB_Default :pv_ground_module_description: NECB_Default :pv_ground_tilt_angle: NECB_Default :pv_ground_total_area_pv_panels_m2: NECB_Default :pv_ground_type: NECB_Default :rotation_degrees: NECB_Default :run_annual_simulation: true :s3_bucket: '834599497928' :scale_x: NECB_Default :scale_y: NECB_Default :scale_z: NECB_Default :shw_eff: NECB_Default :skylight_cond: NECB_Default :skylight_solar_trans: NECB_Default :srr_set: NECB_Default :template: NECB2017 | 0 | TRUE | 369.0222 |  | https://s3.console.aws.amazon.com/s3/buckets/834599497928?region=ca-central-1&prefix=osdev/baseline_2021_03_27/3160af0a-7f39-4875-8471-18cda6cd400b/output/754bbc72-432c-4416-894c-eb91a6d52fb0/ | 1.0.002 | 0 | 0 |  | 0 | 0 | tier_1 | 0
20 |  |  | NECB_Default | NECB_Default | NECB_Default | NECB_Default | NECB_Default | NECB_Default | NECB_Default | NECB_Default | QuickServiceRestaurant | NECB2017 | CAN_NS_Halifax.Dockyard.713280_CWEC2016.epw | NaturalGas | NECB_Default | NECB_Default | NECB_Default | NECB_Default | NECB_Default | NECB_Default | NECB_Default | NECB_Default | NECB_Default | NECB_Default | NECB_Default | NECB_Default | NECB_Default | NECB_Default | NECB_Default | NECB_Default | NECB_Default | NECB_Default | NECB_Default | NECB_Default | NECB_Default | NECB_Default | NECB_Default | NECB_Default | NECB_Default | NECB_Default | NECB_Default | aws_batch | 834599497928 | [5 empty] | baseline_2021_03_27 | 3160af0a-7f39-4875-8471-18cda6cd400b | TRUE | TRUE | c5ab626f-98d8-4f32-9bf0-78e422d1e4ab |  | 232.34 | 444.7457 | 40 | QuickServiceRestaurant |  |  | 0 | QuickServiceRestaurant | 1 |  | 1 | NECB2017 | 0.46263 | 961.3389 | 221.2557 | 118.6591 | 60.0213 | 38.1445 | 766.0886 | 328.008 | HALIFAX | NOVA SCOTIA | 108.6108 | 20.2455 | 0 | 128.8563 | 21.3006 | 5.1102 | 0 | 26.4108 | 0 | 0.040931 | 0 | 0 | 0.53559 | 0.13618 | 0.043083 | 0.26887 | 0.10696 | 0.20806 | 0.40686 | 0.00038736 | 0.94246 | 0.13799 | 39.4571 | 93.7004 | Natural Gas | 40 | 0.757 | [5 empty] | 0.156 | 0.247 | 1.9 |  | 0 | Halifax Dockyard | CAN | 112 | 3647 | 44.655 | -63.577 | 6 | 4000 | NS | CAN_NS_Halifax.Dockyard.713280_CWEC2016.epw | 0 | 0 | 0 | 0 | 32.06 | 17.4284 | 0.33814 | 0.019402 | 123.59 | 0.1 | 2021-03-27 18:28:09 +0000 | f477b7f5 | 0.2.11 | :adv_dx_units: NECB_Default :analysis_id: 3160af0a-7f39-4875-8471-18cda6cd400b :analysis_name: baseline_2021_03_27 :boiler_eff: NECB_Default :btap_batch_version: 1.0.002 :building_type: QuickServiceRestaurant :compute_environment: aws_batch :datapoint_id: c5ab626f-98d8-4f32-9bf0-78e422d1e4ab :daylighting_type: NECB_Default :dcv_type: NECB_Default :door_construction_cond: NECB_Default :ecm_system_name: NECB_Default :enable_costing: true :epw_file: CAN_NS_Halifax.Dockyard.713280_CWEC2016.epw :erv_package: NECB_Default :ext_floor_cond: NECB_Default :ext_roof_cond: NECB_Default :ext_wall_cond: NECB_Default :fdwr_set: NECB_Default :fixed_wind_solar_trans: NECB_Default :fixed_window_cond: NECB_Default :furnace_eff: NECB_Default :glass_door_cond: NECB_Default :glass_door_solar_trans: NECB_Default :ground_floor_cond: NECB_Default :ground_roof_cond: NECB_Default :ground_wall_cond: NECB_Default :lights_scale: NECB_Default :lights_type: NECB_Default :overhead_door_cond: NECB_Default :primary_heating_fuel: NaturalGas :pv_ground_azimuth_angle: NECB_Default :pv_ground_module_description: NECB_Default :pv_ground_tilt_angle: NECB_Default :pv_ground_total_area_pv_panels_m2: NECB_Default :pv_ground_type: NECB_Default :rotation_degrees: NECB_Default :run_annual_simulation: true :s3_bucket: '834599497928' :scale_x: NECB_Default :scale_y: NECB_Default :scale_z: NECB_Default :shw_eff: NECB_Default :skylight_cond: NECB_Default :skylight_solar_trans: NECB_Default :srr_set: NECB_Default :template: NECB2017 | 0 | TRUE | 369.3746 |  | https://s3.console.aws.amazon.com/s3/buckets/834599497928?region=ca-central-1&prefix=osdev/baseline_2021_03_27/3160af0a-7f39-4875-8471-18cda6cd400b/output/c5ab626f-98d8-4f32-9bf0-78e422d1e4ab/ | 1.0.002 | 0 | 0 |  | 0 | 0 | tier_1 | 0
21 |  |  | NECB_Default | NECB_Default | NECB_Default | NECB_Default | NECB_Default | NECB_Default | NECB_Default | NECB_Default | QuickServiceRestaurant | NECB2017 | CAN_QC_Montreal-Trudeau.Intl.AP.716270_CWEC2016.epw | Electricity | NECB_Default | NECB_Default | NECB_Default | NECB_Default | NECB_Default | NECB_Default | NECB_Default | NECB_Default | NECB_Default | NECB_Default | NECB_Default | NECB_Default | NECB_Default | NECB_Default | NECB_Default | NECB_Default | NECB_Default | NECB_Default | NECB_Default | NECB_Default | NECB_Default | NECB_Default | NECB_Default | NECB_Default | NECB_Default | NECB_Default | NECB_Default | aws_batch | 834599497928 | [5 empty] | baseline_2021_03_27 | 3160af0a-7f39-4875-8471-18cda6cd400b | TRUE | TRUE | d9a2ce41-8d36-470f-88a4-f8542c8d0ac6 |  | 232.34 | 444.7457 | 37.3 | QuickServiceRestaurant |  |  | 0 | QuickServiceRestaurant | 1 |  | 1 | NECB2017 | 0.46263 | 961.3389 | 253.0167 | 17.9274 | 62.049 | 52.1559 | 772.1976 | 387.0486 | MONTREAL | QUEBEC | 0.3771 | 0 | 0 | 0.3771 | 24.0171 | 0 | 0 | 24.0171 | 0 | 0.066067 | 0 | 0 | 0.97039 | 0.13321 | 0.043083 | 0.29836 | 0.10696 | 0.20806 | 0 | 0 | 0.97039 | 0.11466 | 189.1432 | 0 | Electricity | 37.3 | 0.757 | [5 empty] | 0.156 | 0.247 | 1.9 |  | 0 | Montreal-Trudeau Intl AP | CAN | 323 | 4090 | 45.471 | -73.741 | 6 | 4400 | QC | CAN_QC_Montreal-Trudeau.Intl.AP.716270_CWEC2016.epw | 0 | 0.072886 | 0.004182 | 26.64 | 0 | 17.4284 | 0.33814 | 0.019402 | 123.59 | 0.1 | 2021-03-27 18:27:57 +0000 | f477b7f5 | 0.2.11 | :adv_dx_units: NECB_Default :analysis_id: 3160af0a-7f39-4875-8471-18cda6cd400b :analysis_name: baseline_2021_03_27 :boiler_eff: NECB_Default :btap_batch_version: 1.0.002 :building_type: QuickServiceRestaurant :compute_environment: aws_batch :datapoint_id: d9a2ce41-8d36-470f-88a4-f8542c8d0ac6 :daylighting_type: NECB_Default :dcv_type: NECB_Default :door_construction_cond: NECB_Default :ecm_system_name: NECB_Default :enable_costing: true :epw_file: CAN_QC_Montreal-Trudeau.Intl.AP.716270_CWEC2016.epw :erv_package: NECB_Default :ext_floor_cond: NECB_Default :ext_roof_cond: NECB_Default :ext_wall_cond: NECB_Default :fdwr_set: NECB_Default :fixed_wind_solar_trans: NECB_Default :fixed_window_cond: NECB_Default :furnace_eff: NECB_Default :glass_door_cond: NECB_Default :glass_door_solar_trans: NECB_Default :ground_floor_cond: NECB_Default :ground_roof_cond: NECB_Default :ground_wall_cond: NECB_Default :lights_scale: NECB_Default :lights_type: NECB_Default :overhead_door_cond: NECB_Default :primary_heating_fuel: Electricity :pv_ground_azimuth_angle: NECB_Default :pv_ground_module_description: NECB_Default :pv_ground_tilt_angle: NECB_Default :pv_ground_total_area_pv_panels_m2: NECB_Default :pv_ground_type: NECB_Default :rotation_degrees: NECB_Default :run_annual_simulation: true :s3_bucket: '834599497928' :scale_x: NECB_Default :scale_y: NECB_Default :scale_z: NECB_Default :shw_eff: NECB_Default :skylight_cond: NECB_Default :skylight_solar_trans: NECB_Default :srr_set: NECB_Default :template: NECB2017 | 0 | TRUE | 369.4713 |  | https://s3.console.aws.amazon.com/s3/buckets/834599497928?region=ca-central-1&prefix=osdev/baseline_2021_03_27/3160af0a-7f39-4875-8471-18cda6cd400b/output/d9a2ce41-8d36-470f-88a4-f8542c8d0ac6/ | 1.0.002 | 0 | 0 |  | 0 | 0 | tier_1 | 0
22 |  |  | NECB_Default | NECB_Default | NECB_Default | NECB_Default | NECB_Default | NECB_Default | NECB_Default | NECB_Default | FullServiceRestaurant | NECB2017 | CAN_ON_Toronto.Pearson.Intl.AP.716240_CWEC2016.epw | Electricity | NECB_Default | NECB_Default | NECB_Default | NECB_Default | NECB_Default | NECB_Default | NECB_Default | NECB_Default | NECB_Default | NECB_Default | NECB_Default | NECB_Default | NECB_Default | NECB_Default | NECB_Default | NECB_Default | NECB_Default | NECB_Default | NECB_Default | NECB_Default | NECB_Default | NECB_Default | NECB_Default | NECB_Default | NECB_Default | NECB_Default | NECB_Default | aws_batch | 834599497928 | [5 empty] | baseline_2021_03_27 | 3160af0a-7f39-4875-8471-18cda6cd400b | TRUE | TRUE | 46979428-79f5-4edb-8554-aedb23d56a65 |  | 511.15 | 845.2233 | 40 | FullServiceRestaurant |  |  | 0 | FullServiceRestaurant | 1 |  | 1 | NECB2017 | 0.35452 | 2384.1067 | 252.673 | 12.394 | 66.6984 | 33.2536 | 660.1259 | 295.1068 | TORONTO | ONTARIO | 5.0634 | 0 | 0 | 5.0634 | 40.5676 | 0 | 0 | 40.5676 | 0 | 0.059395 | 0 | 0 | 0.91165 | 0.12239 | 0.045525 | 0.30054 | 0.067182 | 0.16792 | 0 | 0 | 0.91165 | 0.1487 | 119.1872 | 0 | Electricity | 40 | 0.757 | [5 empty] | 0.156 | 0.278 | 1.9 |  | 0 | Toronto Pearson Intl AP | CAN | 382 | 3615 | 43.677 | -79.631 | 5 | 3890 | ON | CAN_ON_Toronto.Pearson.Intl.AP.716240_CWEC2016.epw | 0 | 0.20796 | 0.0047105 | 76.01 | 0 | 44.149 | 1.0279 | 0.023283 | 375.71 | 0.1 | 2021-03-27 18:28:05 +0000 | f477b7f5 | 0.2.11 | :adv_dx_units: NECB_Default :analysis_id: 3160af0a-7f39-4875-8471-18cda6cd400b :analysis_name: baseline_2021_03_27 :boiler_eff: NECB_Default :btap_batch_version: 1.0.002 :building_type: FullServiceRestaurant :compute_environment: aws_batch :datapoint_id: 46979428-79f5-4edb-8554-aedb23d56a65 :daylighting_type: NECB_Default :dcv_type: NECB_Default :door_construction_cond: NECB_Default :ecm_system_name: NECB_Default :enable_costing: true :epw_file: CAN_ON_Toronto.Pearson.Intl.AP.716240_CWEC2016.epw :erv_package: NECB_Default :ext_floor_cond: NECB_Default :ext_roof_cond: NECB_Default :ext_wall_cond: NECB_Default :fdwr_set: NECB_Default :fixed_wind_solar_trans: NECB_Default :fixed_window_cond: NECB_Default :furnace_eff: NECB_Default :glass_door_cond: NECB_Default :glass_door_solar_trans: NECB_Default :ground_floor_cond: NECB_Default :ground_roof_cond: NECB_Default :ground_wall_cond: NECB_Default :lights_scale: NECB_Default :lights_type: NECB_Default :overhead_door_cond: NECB_Default :primary_heating_fuel: Electricity :pv_ground_azimuth_angle: NECB_Default :pv_ground_module_description: NECB_Default :pv_ground_tilt_angle: NECB_Default :pv_ground_total_area_pv_panels_m2: NECB_Default :pv_ground_type: NECB_Default :rotation_degrees: NECB_Default :run_annual_simulation: true :s3_bucket: '834599497928' :scale_x: NECB_Default :scale_y: NECB_Default :scale_z: NECB_Default :shw_eff: NECB_Default :skylight_cond: NECB_Default :skylight_solar_trans: NECB_Default :srr_set: NECB_Default :template: NECB2017 | 0 | TRUE | 369.1754 |  | https://s3.console.aws.amazon.com/s3/buckets/834599497928?region=ca-central-1&prefix=osdev/baseline_2021_03_27/3160af0a-7f39-4875-8471-18cda6cd400b/output/46979428-79f5-4edb-8554-aedb23d56a65/ | 1.0.002 | 0 | 0 |  | 0 | 0 | tier_1 | 0
23 |  |  | NECB_Default | NECB_Default | NECB_Default | NECB_Default | NECB_Default | NECB_Default | NECB_Default | NECB_Default | RetailStandalone | NECB2017 | CAN_YT_Whitehorse.Intl.AP.719640_CWEC2016.epw | Electricity | NECB_Default | NECB_Default | NECB_Default | NECB_Default | NECB_Default | NECB_Default | NECB_Default | NECB_Default | NECB_Default | NECB_Default | NECB_Default | NECB_Default | NECB_Default | NECB_Default | NECB_Default | NECB_Default | NECB_Default | NECB_Default | NECB_Default | NECB_Default | NECB_Default | NECB_Default | NECB_Default | NECB_Default | NECB_Default | NECB_Default | NECB_Default | aws_batch | 834599497928 | [5 empty] | baseline_2021_03_27 | 3160af0a-7f39-4875-8471-18cda6cd400b | TRUE | TRUE | b1f68c8e-e1f7-4027-9037-971c7815fa39 |  | 2293.99 | 3471.0086 | 22.8 | RetailStandalone |  |  | 2 | RetailStandalone | 1 |  | 1 | NECB2017 | 0.24821 | 13984.1807 | 179.5765 | 9.8983 | 96.0358 | 5.3904 | 470.644 | 179.743 | WHITEHORSE | YUKON | 8.8093 | 0 | 0 | 8.8093 | 20.1745 | 0 | 0 | 20.1745 | 0 | 0.012249 | 0 | 0 | 0.56638 | 0.094194 | 0.0069094 | 0.23558 | 0.032271 | 0.17303 | 0 | 0 | 0.56638 | 0.012149 | 120.7868 | 0 | Electricity | 22.8 | 0.757 | [5 empty] | 0.138 | 0.21 | 1.9 | 1.9 | 2 | Whitehorse Intl AP | CAN | 5 | 6491 | 60.709 | -135.069 | 7b | 6580 | YT | CAN_YT_Whitehorse.Intl.AP.719640_CWEC2016.epw | 0 | 0.076252 | 0.0011144 | 27.87 | 0 | 68.4249 | 0.3214 | 0.0046971 | 117.47 | 0.1 | 2021-03-27 18:28:15 +0000 | f477b7f5 | 0.2.11 | :adv_dx_units: NECB_Default :analysis_id: 3160af0a-7f39-4875-8471-18cda6cd400b :analysis_name: baseline_2021_03_27 :boiler_eff: NECB_Default :btap_batch_version: 1.0.002 :building_type: RetailStandalone :compute_environment: aws_batch :datapoint_id: b1f68c8e-e1f7-4027-9037-971c7815fa39 :daylighting_type: NECB_Default :dcv_type: NECB_Default :door_construction_cond: NECB_Default :ecm_system_name: NECB_Default :enable_costing: true :epw_file: CAN_YT_Whitehorse.Intl.AP.719640_CWEC2016.epw :erv_package: NECB_Default :ext_floor_cond: NECB_Default :ext_roof_cond: NECB_Default :ext_wall_cond: NECB_Default :fdwr_set: NECB_Default :fixed_wind_solar_trans: NECB_Default :fixed_window_cond: NECB_Default :furnace_eff: NECB_Default :glass_door_cond: NECB_Default :glass_door_solar_trans: NECB_Default :ground_floor_cond: NECB_Default :ground_roof_cond: NECB_Default :ground_wall_cond: NECB_Default :lights_scale: NECB_Default :lights_type: NECB_Default :overhead_door_cond: NECB_Default :primary_heating_fuel: Electricity :pv_ground_azimuth_angle: NECB_Default :pv_ground_module_description: NECB_Default :pv_ground_tilt_angle: NECB_Default :pv_ground_total_area_pv_panels_m2: NECB_Default :pv_ground_type: NECB_Default :rotation_degrees: NECB_Default :run_annual_simulation: true :s3_bucket: '834599497928' :scale_x: NECB_Default :scale_y: NECB_Default :scale_z: NECB_Default :shw_eff: NECB_Default :skylight_cond: NECB_Default :skylight_solar_trans: NECB_Default :srr_set: NECB_Default :template: NECB2017 | 0 | TRUE | 370.2408 |  | https://s3.console.aws.amazon.com/s3/buckets/834599497928?region=ca-central-1&prefix=osdev/baseline_2021_03_27/3160af0a-7f39-4875-8471-18cda6cd400b/output/b1f68c8e-e1f7-4027-9037-971c7815fa39/ | 1.0.002 | 0 | 0 |  | 0 | 0 | tier_1 | 0
24 |  |  | NECB_Default | NECB_Default | NECB_Default | NECB_Default | NECB_Default | NECB_Default | NECB_Default | NECB_Default | QuickServiceRestaurant | NECB2017 | CAN_NS_Halifax.Dockyard.713280_CWEC2016.epw | Electricity | NECB_Default | NECB_Default | NECB_Default | NECB_Default | NECB_Default | NECB_Default | NECB_Default | NECB_Default | NECB_Default | NECB_Default | NECB_Default | NECB_Default | NECB_Default | NECB_Default | NECB_Default | NECB_Default | NECB_Default | NECB_Default | NECB_Default | NECB_Default | NECB_Default | NECB_Default | NECB_Default | NECB_Default | NECB_Default | NECB_Default | NECB_Default | aws_batch | 834599497928 | [5 empty] | baseline_2021_03_27 | 3160af0a-7f39-4875-8471-18cda6cd400b | TRUE | TRUE | 83a88b04-ebce-4d42-8fde-e4879d19a8a8 |  | 232.34 | 444.7457 | 40 | QuickServiceRestaurant |  |  | 0 | QuickServiceRestaurant | 1 |  | 1 | NECB2017 | 0.46263 | 961.3389 | 221.2557 | 13.8804 | 60.0213 | 51.1258 | 706.9514 | 360.6683 | HALIFAX | NOVA SCOTIA | 172.7875 | 0 | 0 | 172.7875 | 33.8868 | 0 | 0 | 33.8868 | 0 | 0.040931 | 0 | 0 | 0.85207 | 0.13584 | 0.043083 | 0.20401 | 0.10696 | 0.20806 | 0 | 0 | 0.85207 | 0.1132 | 97.7192 | 0 | Electricity | 40 | 0.757 | [5 empty] | 0.156 | 0.247 | 1.9 |  | 0 | Halifax Dockyard | CAN | 112 | 3647 | 44.655 | -63.577 | 6 | 4000 | NS | CAN_NS_Halifax.Dockyard.713280_CWEC2016.epw | 0 | 0.071956 | 0.0041287 | 26.3 | 0 | 17.4284 | 0.33814 | 0.019402 | 123.59 | 0.1 | 2021-03-27 18:27:55 +0000 | f477b7f5 | 0.2.11 | :adv_dx_units: NECB_Default :analysis_id: 3160af0a-7f39-4875-8471-18cda6cd400b :analysis_name: baseline_2021_03_27 :boiler_eff: NECB_Default :btap_batch_version: 1.0.002 :building_type: QuickServiceRestaurant :compute_environment: aws_batch :datapoint_id: 83a88b04-ebce-4d42-8fde-e4879d19a8a8 :daylighting_type: NECB_Default :dcv_type: NECB_Default :door_construction_cond: NECB_Default :ecm_system_name: NECB_Default :enable_costing: true :epw_file: CAN_NS_Halifax.Dockyard.713280_CWEC2016.epw :erv_package: NECB_Default :ext_floor_cond: NECB_Default :ext_roof_cond: NECB_Default :ext_wall_cond: NECB_Default :fdwr_set: NECB_Default :fixed_wind_solar_trans: NECB_Default :fixed_window_cond: NECB_Default :furnace_eff: NECB_Default :glass_door_cond: NECB_Default :glass_door_solar_trans: NECB_Default :ground_floor_cond: NECB_Default :ground_roof_cond: NECB_Default :ground_wall_cond: NECB_Default :lights_scale: NECB_Default :lights_type: NECB_Default :overhead_door_cond: NECB_Default :primary_heating_fuel: Electricity :pv_ground_azimuth_angle: NECB_Default :pv_ground_module_description: NECB_Default :pv_ground_tilt_angle: NECB_Default :pv_ground_total_area_pv_panels_m2: NECB_Default :pv_ground_type: NECB_Default :rotation_degrees: NECB_Default :run_annual_simulation: true :s3_bucket: '834599497928' :scale_x: NECB_Default :scale_y: NECB_Default :scale_z: NECB_Default :shw_eff: NECB_Default :skylight_cond: NECB_Default :skylight_solar_trans: NECB_Default :srr_set: NECB_Default :template: NECB2017 | 0 | TRUE | 370.0795 |  | https://s3.console.aws.amazon.com/s3/buckets/834599497928?region=ca-central-1&prefix=osdev/baseline_2021_03_27/3160af0a-7f39-4875-8471-18cda6cd400b/output/83a88b04-ebce-4d42-8fde-e4879d19a8a8/ | 1.0.002 | 0 | 0 |  | 0 | 0 | tier_1 | 0
25 |  |  | NECB_Default | NECB_Default | NECB_Default | NECB_Default | NECB_Default | NECB_Default | NECB_Default | NECB_Default | SmallOffice | NECB2017 | CAN_AB_Edmonton.Intl.AP.711230_CWEC2016.epw | Electricity | NECB_Default | NECB_Default | NECB_Default | NECB_Default | NECB_Default | NECB_Default | NECB_Default | NECB_Default | NECB_Default | NECB_Default | NECB_Default | NECB_Default | NECB_Default | NECB_Default | NECB_Default | NECB_Default | NECB_Default | NECB_Default | NECB_Default | NECB_Default | NECB_Default | NECB_Default | NECB_Default | NECB_Default | NECB_Default | NECB_Default | NECB_Default | aws_batch | 834599497928 | [5 empty] | baseline_2021_03_27 | 3160af0a-7f39-4875-8471-18cda6cd400b | TRUE | TRUE | f1c6980b-aaf5-4548-86a6-b1f7a6560865 |  | 511.16 | 937.0967 | 32.5 | SmallOffice |  |  | 0 | SmallOffice | 1 |  | 1 | NECB2017 | 0.39751 | 2357.444 | 247.5279 | 14.2459 | 67.2023 | 23.8808 | 683.3661 | 330.5092 | EDMONTON | ALBERTA | 95.8699 | 0 | 0 | 95.8699 | 9.0865 | 0 | 0 | 9.0865 | 0 | 0.033003 | 0 | 0 | 0.43683 | 0.07884 | 0.0082166 | 0.066555 | 0.099988 | 0.10003 | 0 | 0 | 0.43683 | 0.0502 | 73.0615 | 0 | Electricity | 32.5 | 0.757 |  |  |  | 0.162 |  | 0.138 | 0.21 | 1.9 |  | 0 | Edmonton Intl AP | CAN | 23 | 5588 | 53.31 | -113.579 | 7a | 5120 | AB | CAN_AB_Edmonton.Intl.AP.711230_CWEC2016.epw | 0 | 0.070205 | 0.0027455 | 25.66 | 0 | 25.5708 | 0.2983 | 0.011666 | 109.03 | 0.1 | 2021-03-27 18:28:01 +0000 | f477b7f5 | 0.2.11 | :adv_dx_units: NECB_Default :analysis_id: 3160af0a-7f39-4875-8471-18cda6cd400b :analysis_name: baseline_2021_03_27 :boiler_eff: NECB_Default :btap_batch_version: 1.0.002 :building_type: SmallOffice :compute_environment: aws_batch :datapoint_id: f1c6980b-aaf5-4548-86a6-b1f7a6560865 :daylighting_type: NECB_Default :dcv_type: NECB_Default :door_construction_cond: NECB_Default :ecm_system_name: NECB_Default :enable_costing: true :epw_file: CAN_AB_Edmonton.Intl.AP.711230_CWEC2016.epw :erv_package: NECB_Default :ext_floor_cond: NECB_Default :ext_roof_cond: NECB_Default :ext_wall_cond: NECB_Default :fdwr_set: NECB_Default :fixed_wind_solar_trans: NECB_Default :fixed_window_cond: NECB_Default :furnace_eff: NECB_Default :glass_door_cond: NECB_Default :glass_door_solar_trans: NECB_Default :ground_floor_cond: NECB_Default :ground_roof_cond: NECB_Default :ground_wall_cond: NECB_Default :lights_scale: NECB_Default :lights_type: NECB_Default :overhead_door_cond: NECB_Default :primary_heating_fuel: Electricity :pv_ground_azimuth_angle: NECB_Default :pv_ground_module_description: NECB_Default :pv_ground_tilt_angle: NECB_Default :pv_ground_total_area_pv_panels_m2: NECB_Default :pv_ground_type: NECB_Default :rotation_degrees: NECB_Default :run_annual_simulation: true :s3_bucket: '834599497928' :scale_x: NECB_Default :scale_y: NECB_Default :scale_z: NECB_Default :shw_eff: NECB_Default :skylight_cond: NECB_Default :skylight_solar_trans: NECB_Default :srr_set: NECB_Default :template: NECB2017 | 0 | TRUE | 371.9195 |  | https://s3.console.aws.amazon.com/s3/buckets/834599497928?region=ca-central-1&prefix=osdev/baseline_2021_03_27/3160af0a-7f39-4875-8471-18cda6cd400b/output/f1c6980b-aaf5-4548-86a6-b1f7a6560865/ | 1.0.002 | 0 | 0 |  | 0 | 0 | tier_1 | 0
26 |  |  | NECB_Default | NECB_Default | NECB_Default | NECB_Default | NECB_Default | NECB_Default | NECB_Default | NECB_Default | FullServiceRestaurant | NECB2017 | CAN_BC_Vancouver.Intl.AP.718920_CWEC2016.epw | NaturalGas | NECB_Default | NECB_Default | NECB_Default | NECB_Default | NECB_Default | NECB_Default | NECB_Default | NECB_Default | NECB_Default | NECB_Default | NECB_Default | NECB_Default | NECB_Default | NECB_Default | NECB_Default | NECB_Default | NECB_Default | NECB_Default | NECB_Default | NECB_Default | NECB_Default | NECB_Default | NECB_Default | NECB_Default | NECB_Default | NECB_Default | NECB_Default | aws_batch | 834599497928 | [5 empty] | baseline_2021_03_27 | 3160af0a-7f39-4875-8471-18cda6cd400b | TRUE | TRUE | f3a08fe7-dc22-4b75-8398-beada866be5d |  | 511.15 | 845.2233 | 40 | FullServiceRestaurant |  |  | 0 | FullServiceRestaurant | 1 |  | 1 | NECB2017 | 0.35452 | 2384.1067 | 220.6419 | 62.0661 | 60.2685 | 18.4824 | 586.4835 | 225.0246 | VANCOUVER | BRITISH COLUMBIA | 1.1773 | 26.6546 | 0 | 27.8319 | 11.7563 | 5.9797 | 0 | 17.736 | 0 | 0.021872 | 0 | 0 | 0.41542 | 0.11991 | 0.038384 | 0.34346 | 0.067182 | 0.16792 | 0.52871 | 0.00015651 | 0.94413 | 0.18525 | 33.8913 | 115.0025 | Natural Gas | 40 | 0.757 | [5 empty] | 0.193 | 0.315 | 2.1 |  | 0 | Vancouver Intl AP | CAN | 42 | 2797 | 49.195 | -123.184 | 4 | 2800 | BC | CAN_BC_Vancouver.Intl.AP.718920_CWEC2016.epw | 0 | 0 | 0 | 0 | 94.69 | 44.149 | 1.0279 | 0.023283 | 375.71 | 0.1 | 2021-03-27 18:28:07 +0000 | f477b7f5 | 0.2.11 | :adv_dx_units: NECB_Default :analysis_id: 3160af0a-7f39-4875-8471-18cda6cd400b :analysis_name: baseline_2021_03_27 :boiler_eff: NECB_Default :btap_batch_version: 1.0.002 :building_type: FullServiceRestaurant :compute_environment: aws_batch :datapoint_id: f3a08fe7-dc22-4b75-8398-beada866be5d :daylighting_type: NECB_Default :dcv_type: NECB_Default :door_construction_cond: NECB_Default :ecm_system_name: NECB_Default :enable_costing: true :epw_file: CAN_BC_Vancouver.Intl.AP.718920_CWEC2016.epw :erv_package: NECB_Default :ext_floor_cond: NECB_Default :ext_roof_cond: NECB_Default :ext_wall_cond: NECB_Default :fdwr_set: NECB_Default :fixed_wind_solar_trans: NECB_Default :fixed_window_cond: NECB_Default :furnace_eff: NECB_Default :glass_door_cond: NECB_Default :glass_door_solar_trans: NECB_Default :ground_floor_cond: NECB_Default :ground_roof_cond: NECB_Default :ground_wall_cond: NECB_Default :lights_scale: NECB_Default :lights_type: NECB_Default :overhead_door_cond: NECB_Default :primary_heating_fuel: NaturalGas :pv_ground_azimuth_angle: NECB_Default :pv_ground_module_description: NECB_Default :pv_ground_tilt_angle: NECB_Default :pv_ground_total_area_pv_panels_m2: NECB_Default :pv_ground_type: NECB_Default :rotation_degrees: NECB_Default :run_annual_simulation: true :s3_bucket: '834599497928' :scale_x: NECB_Default :scale_y: NECB_Default :scale_z: NECB_Default :shw_eff: NECB_Default :skylight_cond: NECB_Default :skylight_solar_trans: NECB_Default :srr_set: NECB_Default :template: NECB2017 | 0 | TRUE | 370.0166 |  | https://s3.console.aws.amazon.com/s3/buckets/834599497928?region=ca-central-1&prefix=osdev/baseline_2021_03_27/3160af0a-7f39-4875-8471-18cda6cd400b/output/f3a08fe7-dc22-4b75-8398-beada866be5d/ | 1.0.002 | 0 | 0 |  | 0 | 0 | tier_1 | 0
27 |  |  | NECB_Default | NECB_Default | NECB_Default | NECB_Default | NECB_Default | NECB_Default | NECB_Default | NECB_Default | Warehouse | NECB2017 | CAN_AB_Edmonton.Intl.AP.711230_CWEC2016.epw | Electricity | NECB_Default | NECB_Default | NECB_Default | NECB_Default | NECB_Default | NECB_Default | NECB_Default | NECB_Default | NECB_Default | NECB_Default | NECB_Default | NECB_Default | NECB_Default | NECB_Default | NECB_Default | NECB_Default | NECB_Default | NECB_Default | NECB_Default | NECB_Default | NECB_Default | NECB_Default | NECB_Default | NECB_Default | NECB_Default | NECB_Default | NECB_Default | aws_batch | 834599497928 | [5 empty] | baseline_2021_03_27 | 3160af0a-7f39-4875-8471-18cda6cd400b | TRUE | TRUE | b9e9b825-bbbe-4db8-9027-df94dee41b61 |  | 4835.13 | 7095.2421 | 32.5 | Warehouse |  |  | 2 | Warehouse | 1 |  | 1 | NECB2017 | 0.18734 | 37873.9042 | 214.461 | 12.5547 | 65.4355 | 2.9286 | 400.3704 | 104.9906 | EDMONTON | ALBERTA | 80.0788 | 0 | 0 | 80.0788 | 7.5898 | 0 | 0 | 7.5898 | 0 | 0.018128 | 0 | 0 | 0.3649 | 0.069028 | 0.0012637 | 0.19372 | 0.017578 | 0.05403 | 0 | 2.0682e-06 | 0.3649 | 0.011148 | 81.201 | 0 | Electricity | 32.5 | 0.757 | [5 empty] | 0.138 | 0.21 | 1.9 | 1.9 | 2 | Edmonton Intl AP | CAN | 23 | 5588 | 53.31 | -113.579 | 7a | 5120 | AB | CAN_AB_Edmonton.Intl.AP.711230_CWEC2016.epw | 0 | 0.14747 | 0.0020542 | 53.9 | 0 | 71.7905 | 0.64331 | 0.0089609 | 235.13 | 0.1 | 2021-03-27 18:28:15 +0000 | f477b7f5 | 0.2.11 | :adv_dx_units: NECB_Default :analysis_id: 3160af0a-7f39-4875-8471-18cda6cd400b :analysis_name: baseline_2021_03_27 :boiler_eff: NECB_Default :btap_batch_version: 1.0.002 :building_type: Warehouse :compute_environment: aws_batch :datapoint_id: b9e9b825-bbbe-4db8-9027-df94dee41b61 :daylighting_type: NECB_Default :dcv_type: NECB_Default :door_construction_cond: NECB_Default :ecm_system_name: NECB_Default :enable_costing: true :epw_file: CAN_AB_Edmonton.Intl.AP.711230_CWEC2016.epw :erv_package: NECB_Default :ext_floor_cond: NECB_Default :ext_roof_cond: NECB_Default :ext_wall_cond: NECB_Default :fdwr_set: NECB_Default :fixed_wind_solar_trans: NECB_Default :fixed_window_cond: NECB_Default :furnace_eff: NECB_Default :glass_door_cond: NECB_Default :glass_door_solar_trans: NECB_Default :ground_floor_cond: NECB_Default :ground_roof_cond: NECB_Default :ground_wall_cond: NECB_Default :lights_scale: NECB_Default :lights_type: NECB_Default :overhead_door_cond: NECB_Default :primary_heating_fuel: Electricity :pv_ground_azimuth_angle: NECB_Default :pv_ground_module_description: NECB_Default :pv_ground_tilt_angle: NECB_Default :pv_ground_total_area_pv_panels_m2: NECB_Default :pv_ground_type: NECB_Default :rotation_degrees: NECB_Default :run_annual_simulation: true :s3_bucket: '834599497928' :scale_x: NECB_Default :scale_y: NECB_Default :scale_z: NECB_Default :shw_eff: NECB_Default :skylight_cond: NECB_Default :skylight_solar_trans: NECB_Default :srr_set: NECB_Default :template: NECB2017 | 0 | TRUE | 371.7138 |  | https://s3.console.aws.amazon.com/s3/buckets/834599497928?region=ca-central-1&prefix=osdev/baseline_2021_03_27/3160af0a-7f39-4875-8471-18cda6cd400b/output/b9e9b825-bbbe-4db8-9027-df94dee41b61/ | 1.0.002 | 0 | 0 |  | 0 | 0 | tier_1 | 0
28 |  |  | NECB_Default | NECB_Default | NECB_Default | NECB_Default | NECB_Default | NECB_Default | NECB_Default | NECB_Default | Warehouse | NECB2017 | CAN_YT_Whitehorse.Intl.AP.719640_CWEC2016.epw | NaturalGas | NECB_Default | NECB_Default | NECB_Default | NECB_Default | NECB_Default | NECB_Default | NECB_Default | NECB_Default | NECB_Default | NECB_Default | NECB_Default | NECB_Default | NECB_Default | NECB_Default | NECB_Default | NECB_Default | NECB_Default | NECB_Default | NECB_Default | NECB_Default | NECB_Default | NECB_Default | NECB_Default | NECB_Default | NECB_Default | NECB_Default | NECB_Default | aws_batch | 834599497928 | [5 empty] | baseline_2021_03_27 | 3160af0a-7f39-4875-8471-18cda6cd400b | TRUE | TRUE | 07c02341-8893-4c5d-bf0e-b9b30f3ec6c9 |  | 4835.13 | 7095.2421 | 22.8 | Warehouse |  |  | 2 | Warehouse | 1 |  | 1 | NECB2017 | 0.18734 | 37873.9042 | 169.9871 | 25.5818 | 55.9159 | 2.7956 | 327.0237 | 72.7433 | WHITEHORSE | YUKON | 2.0836 | 14.9385 | 0 | 17.0221 | 4.7716 | 2.7229 | 0 | 7.4945 | 0 | 0.0053918 | 0 | 0 | 0.13396 | 0.052584 | 0.0013919 | 0.28605 | 0.017578 | 0.05403 | 0.30021 | 0.0029844 | 0.43417 | 0.014155 | 23.1913 | 108.0864 | Natural Gas | 22.8 | 0.757 | [5 empty] | 0.138 | 0.21 | 1.9 | 1.9 | 2 | Whitehorse Intl AP | CAN | 5 | 6491 | 60.709 | -135.069 | 7b | 6580 | YT | CAN_YT_Whitehorse.Intl.AP.719640_CWEC2016.epw | 0 | 0 | 0 | 0 | 68.44 | 71.7905 | 0.64331 | 0.0089609 | 235.13 | 0.1 | 2021-03-27 18:28:22 +0000 | f477b7f5 | 0.2.11 | :adv_dx_units: NECB_Default :analysis_id: 3160af0a-7f39-4875-8471-18cda6cd400b :analysis_name: baseline_2021_03_27 :boiler_eff: NECB_Default :btap_batch_version: 1.0.002 :building_type: Warehouse :compute_environment: aws_batch :datapoint_id: 07c02341-8893-4c5d-bf0e-b9b30f3ec6c9 :daylighting_type: NECB_Default :dcv_type: NECB_Default :door_construction_cond: NECB_Default :ecm_system_name: NECB_Default :enable_costing: true :epw_file: CAN_YT_Whitehorse.Intl.AP.719640_CWEC2016.epw :erv_package: NECB_Default :ext_floor_cond: NECB_Default :ext_roof_cond: NECB_Default :ext_wall_cond: NECB_Default :fdwr_set: NECB_Default :fixed_wind_solar_trans: NECB_Default :fixed_window_cond: NECB_Default :furnace_eff: NECB_Default :glass_door_cond: NECB_Default :glass_door_solar_trans: NECB_Default :ground_floor_cond: NECB_Default :ground_roof_cond: NECB_Default :ground_wall_cond: NECB_Default :lights_scale: NECB_Default :lights_type: NECB_Default :overhead_door_cond: NECB_Default :primary_heating_fuel: NaturalGas :pv_ground_azimuth_angle: NECB_Default :pv_ground_module_description: NECB_Default :pv_ground_tilt_angle: NECB_Default :pv_ground_total_area_pv_panels_m2: NECB_Default :pv_ground_type: NECB_Default :rotation_degrees: NECB_Default :run_annual_simulation: true :s3_bucket: '834599497928' :scale_x: NECB_Default :scale_y: NECB_Default :scale_z: NECB_Default :shw_eff: NECB_Default :skylight_cond: NECB_Default :skylight_solar_trans: NECB_Default :srr_set: NECB_Default :template: NECB2017 | 0 | TRUE | 372.2512 |  | https://s3.console.aws.amazon.com/s3/buckets/834599497928?region=ca-central-1&prefix=osdev/baseline_2021_03_27/3160af0a-7f39-4875-8471-18cda6cd400b/output/07c02341-8893-4c5d-bf0e-b9b30f3ec6c9/ | 1.0.002 | 0 | 0 |  | 0 | 0 | tier_1 | 0
29 |  |  | NECB_Default | NECB_Default | NECB_Default | NECB_Default | NECB_Default | NECB_Default | NECB_Default | NECB_Default | QuickServiceRestaurant | NECB2017 | CAN_YT_Whitehorse.Intl.AP.719640_CWEC2016.epw | Electricity | NECB_Default | NECB_Default | NECB_Default | NECB_Default | NECB_Default | NECB_Default | NECB_Default | NECB_Default | NECB_Default | NECB_Default | NECB_Default | NECB_Default | NECB_Default | NECB_Default | NECB_Default | NECB_Default | NECB_Default | NECB_Default | NECB_Default | NECB_Default | NECB_Default | NECB_Default | NECB_Default | NECB_Default | NECB_Default | NECB_Default | NECB_Default | aws_batch | 834599497928 | [5 empty] | baseline_2021_03_27 | 3160af0a-7f39-4875-8471-18cda6cd400b | TRUE | TRUE | 5161f257-a9a3-491e-ab2d-7ce006796756 |  | 232.34 | 444.7457 | 22.8 | QuickServiceRestaurant |  |  | 0 | QuickServiceRestaurant | 1 |  | 1 | NECB2017 | 0.46263 | 961.3389 | 200.2913 | 14.1721 | 59.5642 | 50.5598 | 651.0968 | 326.5093 | WHITEHORSE | YUKON | 17.2058 | 0 | 0 | 17.2058 | 39.4037 | 0 | 0 | 39.4037 | 0 | 0.015236 | 0 | 0 | 1.1062 | 0.11513 | 0.043083 | 0.48666 | 0.10696 | 0.20806 | 0 | 0 | 1.1062 | 0.1311 | 221.5065 | 0 | Electricity | 22.8 | 0.757 | [5 empty] | 0.138 | 0.21 | 1.9 |  | 0 | Whitehorse Intl AP | CAN | 5 | 6491 | 60.709 | -135.069 | 7b | 6580 | YT | CAN_YT_Whitehorse.Intl.AP.719640_CWEC2016.epw | 0 | 0.083338 | 0.0047817 | 30.46 | 0 | 17.4284 | 0.33814 | 0.019402 | 123.59 | 0.1 | 2021-03-27 18:28:14 +0000 | f477b7f5 | 0.2.11 | :adv_dx_units: NECB_Default :analysis_id: 3160af0a-7f39-4875-8471-18cda6cd400b :analysis_name: baseline_2021_03_27 :boiler_eff: NECB_Default :btap_batch_version: 1.0.002 :building_type: QuickServiceRestaurant :compute_environment: aws_batch :datapoint_id: 5161f257-a9a3-491e-ab2d-7ce006796756 :daylighting_type: NECB_Default :dcv_type: NECB_Default :door_construction_cond: NECB_Default :ecm_system_name: NECB_Default :enable_costing: true :epw_file: CAN_YT_Whitehorse.Intl.AP.719640_CWEC2016.epw :erv_package: NECB_Default :ext_floor_cond: NECB_Default :ext_roof_cond: NECB_Default :ext_wall_cond: NECB_Default :fdwr_set: NECB_Default :fixed_wind_solar_trans: NECB_Default :fixed_window_cond: NECB_Default :furnace_eff: NECB_Default :glass_door_cond: NECB_Default :glass_door_solar_trans: NECB_Default :ground_floor_cond: NECB_Default :ground_roof_cond: NECB_Default :ground_wall_cond: NECB_Default :lights_scale: NECB_Default :lights_type: NECB_Default :overhead_door_cond: NECB_Default :primary_heating_fuel: Electricity :pv_ground_azimuth_angle: NECB_Default :pv_ground_module_description: NECB_Default :pv_ground_tilt_angle: NECB_Default :pv_ground_total_area_pv_panels_m2: NECB_Default :pv_ground_type: NECB_Default :rotation_degrees: NECB_Default :run_annual_simulation: true :s3_bucket: '834599497928' :scale_x: NECB_Default :scale_y: NECB_Default :scale_z: NECB_Default :shw_eff: NECB_Default :skylight_cond: NECB_Default :skylight_solar_trans: NECB_Default :srr_set: NECB_Default :template: NECB2017 | 0 | TRUE | 371.6426 |  | https://s3.console.aws.amazon.com/s3/buckets/834599497928?region=ca-central-1&prefix=osdev/baseline_2021_03_27/3160af0a-7f39-4875-8471-18cda6cd400b/output/5161f257-a9a3-491e-ab2d-7ce006796756/ | 1.0.002 | 0 | 0 |  | 0 | 0 | tier_1 | 0
30 |  |  | NECB_Default | NECB_Default | NECB_Default | NECB_Default | NECB_Default | NECB_Default | NECB_Default | NECB_Default | FullServiceRestaurant | NECB2017 | CAN_AB_Calgary.Intl.AP.718770_CWEC2016.epw | Electricity | NECB_Default | NECB_Default | NECB_Default | NECB_Default | NECB_Default | NECB_Default | NECB_Default | NECB_Default | NECB_Default | NECB_Default | NECB_Default | NECB_Default | NECB_Default | NECB_Default | NECB_Default | NECB_Default | NECB_Default | NECB_Default | NECB_Default | NECB_Default | NECB_Default | NECB_Default | NECB_Default | NECB_Default | NECB_Default | NECB_Default | NECB_Default | aws_batch | 834599497928 | [5 empty] | baseline_2021_03_27 | 3160af0a-7f39-4875-8471-18cda6cd400b | TRUE | TRUE | e01865c4-0910-45e7-9f7d-3df87ecd27c0 |  | 511.15 | 845.2233 | 33.3 | FullServiceRestaurant |  |  | 0 | FullServiceRestaurant | 1 |  | 1 | NECB2017 | 0.35452 | 2384.1067 | 235.1698 | 11.8389 | 66.3671 | 33.1817 | 626.3718 | 279.8143 | CALGARY | ALBERTA | 199.0854 | 0 | 0 | 199.0854 | 18.8691 | 0 | 0 | 18.8691 | 0 | 0.023222 | 0 | 0 | 0.90715 | 0.12065 | 0.045525 | 0.32143 | 0.067182 | 0.16792 | 0 | 0 | 0.90715 | 0.16122 | 184.9771 | 0 | Electricity | 33.3 | 0.757 | [5 empty] | 0.138 | 0.21 | 1.9 |  | 0 | Calgary Intl AP | CAN | 64 | 4781 | 51.114 | -114.02 | 7a | 5000 | AB | CAN_AB_Calgary.Intl.AP.718770_CWEC2016.epw | 0 | 0.22547 | 0.0051071 | 82.41 | 0 | 44.149 | 1.0279 | 0.023283 | 375.71 | 0.1 | 2021-03-27 18:28:16 +0000 | f477b7f5 | 0.2.11 | :adv_dx_units: NECB_Default :analysis_id: 3160af0a-7f39-4875-8471-18cda6cd400b :analysis_name: baseline_2021_03_27 :boiler_eff: NECB_Default :btap_batch_version: 1.0.002 :building_type: FullServiceRestaurant :compute_environment: aws_batch :datapoint_id: e01865c4-0910-45e7-9f7d-3df87ecd27c0 :daylighting_type: NECB_Default :dcv_type: NECB_Default :door_construction_cond: NECB_Default :ecm_system_name: NECB_Default :enable_costing: true :epw_file: CAN_AB_Calgary.Intl.AP.718770_CWEC2016.epw :erv_package: NECB_Default :ext_floor_cond: NECB_Default :ext_roof_cond: NECB_Default :ext_wall_cond: NECB_Default :fdwr_set: NECB_Default :fixed_wind_solar_trans: NECB_Default :fixed_window_cond: NECB_Default :furnace_eff: NECB_Default :glass_door_cond: NECB_Default :glass_door_solar_trans: NECB_Default :ground_floor_cond: NECB_Default :ground_roof_cond: NECB_Default :ground_wall_cond: NECB_Default :lights_scale: NECB_Default :lights_type: NECB_Default :overhead_door_cond: NECB_Default :primary_heating_fuel: Electricity :pv_ground_azimuth_angle: NECB_Default :pv_ground_module_description: NECB_Default :pv_ground_tilt_angle: NECB_Default :pv_ground_total_area_pv_panels_m2: NECB_Default :pv_ground_type: NECB_Default :rotation_degrees: NECB_Default :run_annual_simulation: true :s3_bucket: '834599497928' :scale_x: NECB_Default :scale_y: NECB_Default :scale_z: NECB_Default :shw_eff: NECB_Default :skylight_cond: NECB_Default :skylight_solar_trans: NECB_Default :srr_set: NECB_Default :template: NECB2017 | 0 | TRUE | 371.6187 |  | https://s3.console.aws.amazon.com/s3/buckets/834599497928?region=ca-central-1&prefix=osdev/baseline_2021_03_27/3160af0a-7f39-4875-8471-18cda6cd400b/output/e01865c4-0910-45e7-9f7d-3df87ecd27c0/ | 1.0.002 | 0 | 0 |  | 0 | 0 | tier_1 | 0
31 |  |  | NECB_Default | NECB_Default | NECB_Default | NECB_Default | NECB_Default | NECB_Default | NECB_Default | NECB_Default | FullServiceRestaurant | NECB2017 | CAN_AB_Edmonton.Intl.AP.711230_CWEC2016.epw | Electricity | NECB_Default | NECB_Default | NECB_Default | NECB_Default | NECB_Default | NECB_Default | NECB_Default | NECB_Default | NECB_Default | NECB_Default | NECB_Default | NECB_Default | NECB_Default | NECB_Default | NECB_Default | NECB_Default | NECB_Default | NECB_Default | NECB_Default | NECB_Default | NECB_Default | NECB_Default | NECB_Default | NECB_Default | NECB_Default | NECB_Default | NECB_Default | aws_batch | 834599497928 | [5 empty] | baseline_2021_03_27 | 3160af0a-7f39-4875-8471-18cda6cd400b | TRUE | TRUE | 3070e688-4b5e-4073-8d1c-1a0e7bdc042c |  | 511.15 | 845.2233 | 32.5 | FullServiceRestaurant |  |  | 0 | FullServiceRestaurant | 1 |  | 1 | NECB2017 | 0.35452 | 2384.1067 | 235.299 | 11.8348 | 67.2031 | 33.1618 | 623.6823 | 276.1836 | EDMONTON | ALBERTA | 225.8161 | 0 | 0 | 225.8161 | 21.4027 | 0 | 0 | 21.4027 | 0 | 0.020268 | 0 | 0 | 1.029 | 0.1184 | 0.045525 | 0.4413 | 0.067182 | 0.16792 | 0 | 0 | 1.029 | 0.16837 | 196.6401 | 0 | Electricity | 32.5 | 0.757 | [5 empty] | 0.138 | 0.21 | 1.9 |  | 0 | Edmonton Intl AP | CAN | 23 | 5588 | 53.31 | -113.579 | 7a | 5120 | AB | CAN_AB_Edmonton.Intl.AP.711230_CWEC2016.epw | 0 | 0.23546 | 0.0053333 | 86.06 | 0 | 44.149 | 1.0279 | 0.023283 | 375.71 | 0.1 | 2021-03-27 18:28:05 +0000 | f477b7f5 | 0.2.11 | :adv_dx_units: NECB_Default :analysis_id: 3160af0a-7f39-4875-8471-18cda6cd400b :analysis_name: baseline_2021_03_27 :boiler_eff: NECB_Default :btap_batch_version: 1.0.002 :building_type: FullServiceRestaurant :compute_environment: aws_batch :datapoint_id: 3070e688-4b5e-4073-8d1c-1a0e7bdc042c :daylighting_type: NECB_Default :dcv_type: NECB_Default :door_construction_cond: NECB_Default :ecm_system_name: NECB_Default :enable_costing: true :epw_file: CAN_AB_Edmonton.Intl.AP.711230_CWEC2016.epw :erv_package: NECB_Default :ext_floor_cond: NECB_Default :ext_roof_cond: NECB_Default :ext_wall_cond: NECB_Default :fdwr_set: NECB_Default :fixed_wind_solar_trans: NECB_Default :fixed_window_cond: NECB_Default :furnace_eff: NECB_Default :glass_door_cond: NECB_Default :glass_door_solar_trans: NECB_Default :ground_floor_cond: NECB_Default :ground_roof_cond: NECB_Default :ground_wall_cond: NECB_Default :lights_scale: NECB_Default :lights_type: NECB_Default :overhead_door_cond: NECB_Default :primary_heating_fuel: Electricity :pv_ground_azimuth_angle: NECB_Default :pv_ground_module_description: NECB_Default :pv_ground_tilt_angle: NECB_Default :pv_ground_total_area_pv_panels_m2: NECB_Default :pv_ground_type: NECB_Default :rotation_degrees: NECB_Default :run_annual_simulation: true :s3_bucket: '834599497928' :scale_x: NECB_Default :scale_y: NECB_Default :scale_z: NECB_Default :shw_eff: NECB_Default :skylight_cond: NECB_Default :skylight_solar_trans: NECB_Default :srr_set: NECB_Default :template: NECB2017 | 0 | TRUE | 371.8388 |  | https://s3.console.aws.amazon.com/s3/buckets/834599497928?region=ca-central-1&prefix=osdev/baseline_2021_03_27/3160af0a-7f39-4875-8471-18cda6cd400b/output/3070e688-4b5e-4073-8d1c-1a0e7bdc042c/ | 1.0.002 | 0 | 0 |  | 0 | 0 | tier_1 | 0
32 |  |  | NECB_Default | NECB_Default | NECB_Default | NECB_Default | NECB_Default | NECB_Default | NECB_Default | NECB_Default | FullServiceRestaurant | NECB2017 | CAN_BC_Vancouver.Intl.AP.718920_CWEC2016.epw | Electricity | NECB_Default | NECB_Default | NECB_Default | NECB_Default | NECB_Default | NECB_Default | NECB_Default | NECB_Default | NECB_Default | NECB_Default | NECB_Default | NECB_Default | NECB_Default | NECB_Default | NECB_Default | NECB_Default | NECB_Default | NECB_Default | NECB_Default | NECB_Default | NECB_Default | NECB_Default | NECB_Default | NECB_Default | NECB_Default | NECB_Default | NECB_Default | aws_batch | 834599497928 | [5 empty] | baseline_2021_03_27 | 3160af0a-7f39-4875-8471-18cda6cd400b | TRUE | TRUE | 93f099bc-971f-47ad-afea-6766933cca17 |  | 511.15 | 845.2233 | 40 | FullServiceRestaurant |  |  | 0 | FullServiceRestaurant | 1 |  | 1 | NECB2017 | 0.35452 | 2384.1067 | 220.6419 | 9.0511 | 60.2685 | 32.8862 | 575.4743 | 252.6266 | VANCOUVER | BRITISH COLUMBIA | 2.2427 | 0 | 0 | 2.2427 | 22.3953 | 0 | 0 | 22.3953 | 0 | 0.021657 | 0 | 0 | 0.79133 | 0.11871 | 0.038384 | 0.23295 | 0.067182 | 0.16792 | 0 | 0 | 0.79133 | 0.14454 | 81.707 | 0 | Electricity | 40 | 0.757 | [5 empty] | 0.193 | 0.315 | 2.1 |  | 0 | Vancouver Intl AP | CAN | 42 | 2797 | 49.195 | -123.184 | 4 | 2800 | BC | CAN_BC_Vancouver.Intl.AP.718920_CWEC2016.epw | 0 | 0.20213 | 0.0045785 | 73.88 | 0 | 44.149 | 1.0279 | 0.023283 | 375.71 | 0.1 | 2021-03-27 18:28:03 +0000 | f477b7f5 | 0.2.11 | :adv_dx_units: NECB_Default :analysis_id: 3160af0a-7f39-4875-8471-18cda6cd400b :analysis_name: baseline_2021_03_27 :boiler_eff: NECB_Default :btap_batch_version: 1.0.002 :building_type: FullServiceRestaurant :compute_environment: aws_batch :datapoint_id: 93f099bc-971f-47ad-afea-6766933cca17 :daylighting_type: NECB_Default :dcv_type: NECB_Default :door_construction_cond: NECB_Default :ecm_system_name: NECB_Default :enable_costing: true :epw_file: CAN_BC_Vancouver.Intl.AP.718920_CWEC2016.epw :erv_package: NECB_Default :ext_floor_cond: NECB_Default :ext_roof_cond: NECB_Default :ext_wall_cond: NECB_Default :fdwr_set: NECB_Default :fixed_wind_solar_trans: NECB_Default :fixed_window_cond: NECB_Default :furnace_eff: NECB_Default :glass_door_cond: NECB_Default :glass_door_solar_trans: NECB_Default :ground_floor_cond: NECB_Default :ground_roof_cond: NECB_Default :ground_wall_cond: NECB_Default :lights_scale: NECB_Default :lights_type: NECB_Default :overhead_door_cond: NECB_Default :primary_heating_fuel: Electricity :pv_ground_azimuth_angle: NECB_Default :pv_ground_module_description: NECB_Default :pv_ground_tilt_angle: NECB_Default :pv_ground_total_area_pv_panels_m2: NECB_Default :pv_ground_type: NECB_Default :rotation_degrees: NECB_Default :run_annual_simulation: true :s3_bucket: '834599497928' :scale_x: NECB_Default :scale_y: NECB_Default :scale_z: NECB_Default :shw_eff: NECB_Default :skylight_cond: NECB_Default :skylight_solar_trans: NECB_Default :srr_set: NECB_Default :template: NECB2017 | 0 | TRUE | 372.0225 |  | https://s3.console.aws.amazon.com/s3/buckets/834599497928?region=ca-central-1&prefix=osdev/baseline_2021_03_27/3160af0a-7f39-4875-8471-18cda6cd400b/output/93f099bc-971f-47ad-afea-6766933cca17/ | 1.0.002 | 0 | 0 |  | 0 | 0 | tier_1 | 0
33 |  |  | NECB_Default | NECB_Default | NECB_Default | NECB_Default | NECB_Default | NECB_Default | NECB_Default | NECB_Default | QuickServiceRestaurant | NECB2017 | CAN_BC_Vancouver.Intl.AP.718920_CWEC2016.epw | NaturalGas | NECB_Default | NECB_Default | NECB_Default | NECB_Default | NECB_Default | NECB_Default | NECB_Default | NECB_Default | NECB_Default | NECB_Default | NECB_Default | NECB_Default | NECB_Default | NECB_Default | NECB_Default | NECB_Default | NECB_Default | NECB_Default | NECB_Default | NECB_Default | NECB_Default | NECB_Default | NECB_Default | NECB_Default | NECB_Default | NECB_Default | NECB_Default | aws_batch | 834599497928 | [5 empty] | baseline_2021_03_27 | 3160af0a-7f39-4875-8471-18cda6cd400b | TRUE | TRUE | 30b88cfd-b052-4e39-b4bb-10a22231078e |  | 232.34 | 444.7457 | 40 | QuickServiceRestaurant |  |  | 0 | QuickServiceRestaurant | 1 |  | 1 | NECB2017 | 0.46263 | 961.3389 | 236.791 | 120.8469 | 60.2688 | 38.7341 | 770.8262 | 314.1855 | VANCOUVER | BRITISH COLUMBIA | 1.471 | 20.0625 | 0 | 21.5335 | 14.6896 | 4.5008 | 0 | 19.1904 | 0 | 0.039683 | 0 | 0 | 0.51907 | 0.13485 | 0.029267 | 0.26577 | 0.10696 | 0.20806 | 0.39795 | 0.00025824 | 0.91702 | 0.13218 | 38.0292 | 74.0466 | Natural Gas | 40 | 0.757 | [5 empty] | 0.193 | 0.315 | 2.1 |  | 0 | Vancouver Intl AP | CAN | 42 | 2797 | 49.195 | -123.184 | 4 | 2800 | BC | CAN_BC_Vancouver.Intl.AP.718920_CWEC2016.epw | 0 | 0 | 0 | 0 | 30.71 | 17.4284 | 0.33814 | 0.019402 | 123.59 | 0.1 | 2021-03-27 18:28:09 +0000 | f477b7f5 | 0.2.11 | :adv_dx_units: NECB_Default :analysis_id: 3160af0a-7f39-4875-8471-18cda6cd400b :analysis_name: baseline_2021_03_27 :boiler_eff: NECB_Default :btap_batch_version: 1.0.002 :building_type: QuickServiceRestaurant :compute_environment: aws_batch :datapoint_id: 30b88cfd-b052-4e39-b4bb-10a22231078e :daylighting_type: NECB_Default :dcv_type: NECB_Default :door_construction_cond: NECB_Default :ecm_system_name: NECB_Default :enable_costing: true :epw_file: CAN_BC_Vancouver.Intl.AP.718920_CWEC2016.epw :erv_package: NECB_Default :ext_floor_cond: NECB_Default :ext_roof_cond: NECB_Default :ext_wall_cond: NECB_Default :fdwr_set: NECB_Default :fixed_wind_solar_trans: NECB_Default :fixed_window_cond: NECB_Default :furnace_eff: NECB_Default :glass_door_cond: NECB_Default :glass_door_solar_trans: NECB_Default :ground_floor_cond: NECB_Default :ground_roof_cond: NECB_Default :ground_wall_cond: NECB_Default :lights_scale: NECB_Default :lights_type: NECB_Default :overhead_door_cond: NECB_Default :primary_heating_fuel: NaturalGas :pv_ground_azimuth_angle: NECB_Default :pv_ground_module_description: NECB_Default :pv_ground_tilt_angle: NECB_Default :pv_ground_total_area_pv_panels_m2: NECB_Default :pv_ground_type: NECB_Default :rotation_degrees: NECB_Default :run_annual_simulation: true :s3_bucket: '834599497928' :scale_x: NECB_Default :scale_y: NECB_Default :scale_z: NECB_Default :shw_eff: NECB_Default :skylight_cond: NECB_Default :skylight_solar_trans: NECB_Default :srr_set: NECB_Default :template: NECB2017 | 0 | TRUE | 372.4411 |  | https://s3.console.aws.amazon.com/s3/buckets/834599497928?region=ca-central-1&prefix=osdev/baseline_2021_03_27/3160af0a-7f39-4875-8471-18cda6cd400b/output/30b88cfd-b052-4e39-b4bb-10a22231078e/ | 1.0.002 | 0 | 0 |  | 0 | 0 | tier_1 | 0
34 |  |  | NECB_Default | NECB_Default | NECB_Default | NECB_Default | NECB_Default | NECB_Default | NECB_Default | NECB_Default | QuickServiceRestaurant | NECB2017 | CAN_ON_Toronto.Pearson.Intl.AP.716240_CWEC2016.epw | Electricity | NECB_Default | NECB_Default | NECB_Default | NECB_Default | NECB_Default | NECB_Default | NECB_Default | NECB_Default | NECB_Default | NECB_Default | NECB_Default | NECB_Default | NECB_Default | NECB_Default | NECB_Default | NECB_Default | NECB_Default | NECB_Default | NECB_Default | NECB_Default | NECB_Default | NECB_Default | NECB_Default | NECB_Default | NECB_Default | NECB_Default | NECB_Default | aws_batch | 834599497928 | [5 empty] | baseline_2021_03_27 | 3160af0a-7f39-4875-8471-18cda6cd400b | TRUE | TRUE | 87d87e1e-cb0a-4af0-b14a-4d1b02d89df1 |  | 232.34 | 444.7457 | 40 | QuickServiceRestaurant |  |  | 0 | QuickServiceRestaurant | 1 |  | 1 | NECB2017 | 0.46263 | 961.3389 | 271.0872 | 17.5637 | 66.6988 | 52.3775 | 807.6499 | 399.9226 | TORONTO | ONTARIO | 5.0895 | 0 | 0 | 5.0895 | 40.7767 | 0 | 0 | 40.7767 | 0 | 0.072695 | 0 | 0 | 0.91633 | 0.1432 | 0.043083 | 0.23091 | 0.10696 | 0.20806 | 0 | 0 | 0.91633 | 0.11143 | 112.1268 | 0 | Electricity | 40 | 0.757 | [5 empty] | 0.156 | 0.278 | 1.9 |  | 0 | Toronto Pearson Intl AP | CAN | 382 | 3615 | 43.677 | -79.631 | 5 | 3890 | ON | CAN_ON_Toronto.Pearson.Intl.AP.716240_CWEC2016.epw | 0 | 0.070834 | 0.0040643 | 25.89 | 0 | 17.4284 | 0.33814 | 0.019402 | 123.59 | 0.1 | 2021-03-27 18:28:06 +0000 | f477b7f5 | 0.2.11 | :adv_dx_units: NECB_Default :analysis_id: 3160af0a-7f39-4875-8471-18cda6cd400b :analysis_name: baseline_2021_03_27 :boiler_eff: NECB_Default :btap_batch_version: 1.0.002 :building_type: QuickServiceRestaurant :compute_environment: aws_batch :datapoint_id: 87d87e1e-cb0a-4af0-b14a-4d1b02d89df1 :daylighting_type: NECB_Default :dcv_type: NECB_Default :door_construction_cond: NECB_Default :ecm_system_name: NECB_Default :enable_costing: true :epw_file: CAN_ON_Toronto.Pearson.Intl.AP.716240_CWEC2016.epw :erv_package: NECB_Default :ext_floor_cond: NECB_Default :ext_roof_cond: NECB_Default :ext_wall_cond: NECB_Default :fdwr_set: NECB_Default :fixed_wind_solar_trans: NECB_Default :fixed_window_cond: NECB_Default :furnace_eff: NECB_Default :glass_door_cond: NECB_Default :glass_door_solar_trans: NECB_Default :ground_floor_cond: NECB_Default :ground_roof_cond: NECB_Default :ground_wall_cond: NECB_Default :lights_scale: NECB_Default :lights_type: NECB_Default :overhead_door_cond: NECB_Default :primary_heating_fuel: Electricity :pv_ground_azimuth_angle: NECB_Default :pv_ground_module_description: NECB_Default :pv_ground_tilt_angle: NECB_Default :pv_ground_total_area_pv_panels_m2: NECB_Default :pv_ground_type: NECB_Default :rotation_degrees: NECB_Default :run_annual_simulation: true :s3_bucket: '834599497928' :scale_x: NECB_Default :scale_y: NECB_Default :scale_z: NECB_Default :shw_eff: NECB_Default :skylight_cond: NECB_Default :skylight_solar_trans: NECB_Default :srr_set: NECB_Default :template: NECB2017 | 0 | TRUE | 372.4226 |  | https://s3.console.aws.amazon.com/s3/buckets/834599497928?region=ca-central-1&prefix=osdev/baseline_2021_03_27/3160af0a-7f39-4875-8471-18cda6cd400b/output/87d87e1e-cb0a-4af0-b14a-4d1b02d89df1/ | 1.0.002 | 0 | 0 |  | 0 | 0 | tier_1 | 0
35 |  |  | NECB_Default | NECB_Default | NECB_Default | NECB_Default | NECB_Default | NECB_Default | NECB_Default | NECB_Default | QuickServiceRestaurant | NECB2017 | CAN_QC_Montreal-Trudeau.Intl.AP.716270_CWEC2016.epw | NaturalGas | NECB_Default | NECB_Default | NECB_Default | NECB_Default | NECB_Default | NECB_Default | NECB_Default | NECB_Default | NECB_Default | NECB_Default | NECB_Default | NECB_Default | NECB_Default | NECB_Default | NECB_Default | NECB_Default | NECB_Default | NECB_Default | NECB_Default | NECB_Default | NECB_Default | NECB_Default | NECB_Default | NECB_Default | NECB_Default | NECB_Default | NECB_Default | aws_batch | 834599497928 | [5 empty] | baseline_2021_03_27 | 3160af0a-7f39-4875-8471-18cda6cd400b | TRUE | TRUE | 9f558321-53bc-4541-8ef6-c9f97d24c2c4 |  | 232.34 | 444.7457 | 37.3 | QuickServiceRestaurant |  |  | 0 | QuickServiceRestaurant | 1 |  | 1 | NECB2017 | 0.46263 | 961.3389 | 253.0167 | 131.0823 | 62.049 | 39.6708 | 834.5977 | 348.7789 | MONTREAL | QUEBEC | 0.21688 | 25.961 | 0 | 26.1778 | 13.8131 | 6.8003 | 0 | 20.6134 | 0 | 0.066067 | 0 | 0 | 0.5581 | 0.13321 | 0.043083 | 0.38581 | 0.10696 | 0.20806 | 0.52552 | 0.00073169 | 1.0836 | 0.13971 | 44.7307 | 192.4363 | Natural Gas | 37.3 | 0.757 | [5 empty] | 0.156 | 0.247 | 1.9 |  | 0 | Montreal-Trudeau Intl AP | CAN | 323 | 4090 | 45.471 | -73.741 | 6 | 4400 | QC | CAN_QC_Montreal-Trudeau.Intl.AP.716270_CWEC2016.epw | 0 | 0 | 0 | 0 | 32.46 | 17.4284 | 0.33814 | 0.019402 | 123.59 | 0.1 | 2021-03-27 18:28:21 +0000 | f477b7f5 | 0.2.11 | :adv_dx_units: NECB_Default :analysis_id: 3160af0a-7f39-4875-8471-18cda6cd400b :analysis_name: baseline_2021_03_27 :boiler_eff: NECB_Default :btap_batch_version: 1.0.002 :building_type: QuickServiceRestaurant :compute_environment: aws_batch :datapoint_id: 9f558321-53bc-4541-8ef6-c9f97d24c2c4 :daylighting_type: NECB_Default :dcv_type: NECB_Default :door_construction_cond: NECB_Default :ecm_system_name: NECB_Default :enable_costing: true :epw_file: CAN_QC_Montreal-Trudeau.Intl.AP.716270_CWEC2016.epw :erv_package: NECB_Default :ext_floor_cond: NECB_Default :ext_roof_cond: NECB_Default :ext_wall_cond: NECB_Default :fdwr_set: NECB_Default :fixed_wind_solar_trans: NECB_Default :fixed_window_cond: NECB_Default :furnace_eff: NECB_Default :glass_door_cond: NECB_Default :glass_door_solar_trans: NECB_Default :ground_floor_cond: NECB_Default :ground_roof_cond: NECB_Default :ground_wall_cond: NECB_Default :lights_scale: NECB_Default :lights_type: NECB_Default :overhead_door_cond: NECB_Default :primary_heating_fuel: NaturalGas :pv_ground_azimuth_angle: NECB_Default :pv_ground_module_description: NECB_Default :pv_ground_tilt_angle: NECB_Default :pv_ground_total_area_pv_panels_m2: NECB_Default :pv_ground_type: NECB_Default :rotation_degrees: NECB_Default :run_annual_simulation: true :s3_bucket: '834599497928' :scale_x: NECB_Default :scale_y: NECB_Default :scale_z: NECB_Default :shw_eff: NECB_Default :skylight_cond: NECB_Default :skylight_solar_trans: NECB_Default :srr_set: NECB_Default :template: NECB2017 | 0 | TRUE | 373.1554 |  | https://s3.console.aws.amazon.com/s3/buckets/834599497928?region=ca-central-1&prefix=osdev/baseline_2021_03_27/3160af0a-7f39-4875-8471-18cda6cd400b/output/9f558321-53bc-4541-8ef6-c9f97d24c2c4/ | 1.0.002 | 0 | 0 |  | 0 | 0 | tier_1 | 0
36 |  |  | NECB_Default | NECB_Default | NECB_Default | NECB_Default | NECB_Default | NECB_Default | NECB_Default | NECB_Default | RetailStandalone | NECB2017 | CAN_QC_Montreal-Trudeau.Intl.AP.716270_CWEC2016.epw | NaturalGas | NECB_Default | NECB_Default | NECB_Default | NECB_Default | NECB_Default | NECB_Default | NECB_Default | NECB_Default | NECB_Default | NECB_Default | NECB_Default | NECB_Default | NECB_Default | NECB_Default | NECB_Default | NECB_Default | NECB_Default | NECB_Default | NECB_Default | NECB_Default | NECB_Default | NECB_Default | NECB_Default | NECB_Default | NECB_Default | NECB_Default | NECB_Default | aws_batch | 834599497928 | [5 empty] | baseline_2021_03_27 | 3160af0a-7f39-4875-8471-18cda6cd400b | TRUE | TRUE | 0503f556-a6e5-454d-9cfc-7bbf5fb532d1 |  | 2293.99 | 3471.0086 | 37.3 | RetailStandalone |  |  | 2 | RetailStandalone | 1 |  | 1 | NECB2017 | 0.24821 | 13984.1807 | 222.2177 | 39.49 | 103.6828 | 4.965 | 569.0465 | 198.691 | MONTREAL | QUEBEC | 0.15151 | 11.3363 | 0 | 11.4878 | 9.6494 | 2.9694 | 0 | 12.6189 | 0 | 0.068117 | 0 | 0 | 0.38988 | 0.10494 | 0.0089102 | 0.21645 | 0.032271 | 0.17303 | 0.22948 | 0.0026112 | 0.61936 | 0.013025 | 46.7851 | 100.1848 | Natural Gas | 37.3 | 0.757 | [5 empty] | 0.156 | 0.247 | 1.9 | 1.9 | 2 | Montreal-Trudeau Intl AP | CAN | 323 | 4090 | 45.471 | -73.741 | 6 | 4400 | QC | CAN_QC_Montreal-Trudeau.Intl.AP.716270_CWEC2016.epw | 0 | 0 | 0 | 0 | 29.88 | 68.4249 | 0.3214 | 0.0046971 | 117.47 | 0.1 | 2021-03-27 18:28:23 +0000 | f477b7f5 | 0.2.11 | :adv_dx_units: NECB_Default :analysis_id: 3160af0a-7f39-4875-8471-18cda6cd400b :analysis_name: baseline_2021_03_27 :boiler_eff: NECB_Default :btap_batch_version: 1.0.002 :building_type: RetailStandalone :compute_environment: aws_batch :datapoint_id: 0503f556-a6e5-454d-9cfc-7bbf5fb532d1 :daylighting_type: NECB_Default :dcv_type: NECB_Default :door_construction_cond: NECB_Default :ecm_system_name: NECB_Default :enable_costing: true :epw_file: CAN_QC_Montreal-Trudeau.Intl.AP.716270_CWEC2016.epw :erv_package: NECB_Default :ext_floor_cond: NECB_Default :ext_roof_cond: NECB_Default :ext_wall_cond: NECB_Default :fdwr_set: NECB_Default :fixed_wind_solar_trans: NECB_Default :fixed_window_cond: NECB_Default :furnace_eff: NECB_Default :glass_door_cond: NECB_Default :glass_door_solar_trans: NECB_Default :ground_floor_cond: NECB_Default :ground_roof_cond: NECB_Default :ground_wall_cond: NECB_Default :lights_scale: NECB_Default :lights_type: NECB_Default :overhead_door_cond: NECB_Default :primary_heating_fuel: NaturalGas :pv_ground_azimuth_angle: NECB_Default :pv_ground_module_description: NECB_Default :pv_ground_tilt_angle: NECB_Default :pv_ground_total_area_pv_panels_m2: NECB_Default :pv_ground_type: NECB_Default :rotation_degrees: NECB_Default :run_annual_simulation: true :s3_bucket: '834599497928' :scale_x: NECB_Default :scale_y: NECB_Default :scale_z: NECB_Default :shw_eff: NECB_Default :skylight_cond: NECB_Default :skylight_solar_trans: NECB_Default :srr_set: NECB_Default :template: NECB2017 | 0 | TRUE | 373.7169 |  | https://s3.console.aws.amazon.com/s3/buckets/834599497928?region=ca-central-1&prefix=osdev/baseline_2021_03_27/3160af0a-7f39-4875-8471-18cda6cd400b/output/0503f556-a6e5-454d-9cfc-7bbf5fb532d1/ | 1.0.002 | 0 | 0 |  | 0 | 0 | tier_1 | 0
37 |  |  | NECB_Default | NECB_Default | NECB_Default | NECB_Default | NECB_Default | NECB_Default | NECB_Default | NECB_Default | QuickServiceRestaurant | NECB2017 | CAN_AB_Calgary.Intl.AP.718770_CWEC2016.epw | NaturalGas | NECB_Default | NECB_Default | NECB_Default | NECB_Default | NECB_Default | NECB_Default | NECB_Default | NECB_Default | NECB_Default | NECB_Default | NECB_Default | NECB_Default | NECB_Default | NECB_Default | NECB_Default | NECB_Default | NECB_Default | NECB_Default | NECB_Default | NECB_Default | NECB_Default | NECB_Default | NECB_Default | NECB_Default | NECB_Default | NECB_Default | NECB_Default | aws_batch | 834599497928 | [5 empty] | baseline_2021_03_27 | 3160af0a-7f39-4875-8471-18cda6cd400b | TRUE | TRUE | eb892d57-38ec-49c9-8cd1-d6a1cbc27edf |  | 232.34 | 444.7457 | 33.3 | QuickServiceRestaurant |  |  | 0 | QuickServiceRestaurant | 1 |  | 1 | NECB2017 | 0.46263 | 961.3389 | 252.2997 | 128.7323 | 66.3675 | 39.5719 | 849.8249 | 362.8535 | CALGARY | ALBERTA | 118.3148 | 23.1741 | 0 | 141.4889 | 11.2138 | 1.6533 | 0 | 12.867 | 0 | 0.036843 | 0 | 0 | 0.53912 | 0.14363 | 0.043083 | 0.31252 | 0.10696 | 0.20806 | 0.45924 | 0.00055952 | 0.99836 | 0.14672 | 39.5662 | 173.7275 | Natural Gas | 33.3 | 0.757 | [5 empty] | 0.138 | 0.21 | 1.9 |  | 0 | Calgary Intl AP | CAN | 64 | 4781 | 51.114 | -114.02 | 7a | 5000 | AB | CAN_AB_Calgary.Intl.AP.718770_CWEC2016.epw | 0 | 0 | 0 | 0 | 34.09 | 17.4284 | 0.33814 | 0.019402 | 123.59 | 0.1 | 2021-03-27 18:28:08 +0000 | f477b7f5 | 0.2.11 | :adv_dx_units: NECB_Default :analysis_id: 3160af0a-7f39-4875-8471-18cda6cd400b :analysis_name: baseline_2021_03_27 :boiler_eff: NECB_Default :btap_batch_version: 1.0.002 :building_type: QuickServiceRestaurant :compute_environment: aws_batch :datapoint_id: eb892d57-38ec-49c9-8cd1-d6a1cbc27edf :daylighting_type: NECB_Default :dcv_type: NECB_Default :door_construction_cond: NECB_Default :ecm_system_name: NECB_Default :enable_costing: true :epw_file: CAN_AB_Calgary.Intl.AP.718770_CWEC2016.epw :erv_package: NECB_Default :ext_floor_cond: NECB_Default :ext_roof_cond: NECB_Default :ext_wall_cond: NECB_Default :fdwr_set: NECB_Default :fixed_wind_solar_trans: NECB_Default :fixed_window_cond: NECB_Default :furnace_eff: NECB_Default :glass_door_cond: NECB_Default :glass_door_solar_trans: NECB_Default :ground_floor_cond: NECB_Default :ground_roof_cond: NECB_Default :ground_wall_cond: NECB_Default :lights_scale: NECB_Default :lights_type: NECB_Default :overhead_door_cond: NECB_Default :primary_heating_fuel: NaturalGas :pv_ground_azimuth_angle: NECB_Default :pv_ground_module_description: NECB_Default :pv_ground_tilt_angle: NECB_Default :pv_ground_total_area_pv_panels_m2: NECB_Default :pv_ground_type: NECB_Default :rotation_degrees: NECB_Default :run_annual_simulation: true :s3_bucket: '834599497928' :scale_x: NECB_Default :scale_y: NECB_Default :scale_z: NECB_Default :shw_eff: NECB_Default :skylight_cond: NECB_Default :skylight_solar_trans: NECB_Default :srr_set: NECB_Default :template: NECB2017 | 0 | TRUE | 373.6162 |  | https://s3.console.aws.amazon.com/s3/buckets/834599497928?region=ca-central-1&prefix=osdev/baseline_2021_03_27/3160af0a-7f39-4875-8471-18cda6cd400b/output/eb892d57-38ec-49c9-8cd1-d6a1cbc27edf/ | 1.0.002 | 0 | 0 |  | 0 | 0 | tier_1 | 0
38 |  |  | NECB_Default | NECB_Default | NECB_Default | NECB_Default | NECB_Default | NECB_Default | NECB_Default | NECB_Default | RetailStandalone | NECB2017 | CAN_YT_Whitehorse.Intl.AP.719640_CWEC2016.epw | NaturalGas | NECB_Default | NECB_Default | NECB_Default | NECB_Default | NECB_Default | NECB_Default | NECB_Default | NECB_Default | NECB_Default | NECB_Default | NECB_Default | NECB_Default | NECB_Default | NECB_Default | NECB_Default | NECB_Default | NECB_Default | NECB_Default | NECB_Default | NECB_Default | NECB_Default | NECB_Default | NECB_Default | NECB_Default | NECB_Default | NECB_Default | NECB_Default | aws_batch | 834599497928 | [5 empty] | baseline_2021_03_27 | 3160af0a-7f39-4875-8471-18cda6cd400b | TRUE | TRUE | 3d041bb5-0456-4d8c-b853-4d63be498198 |  | 2293.99 | 3471.0086 | 22.8 | RetailStandalone |  |  | 2 | RetailStandalone | 1 |  | 1 | NECB2017 | 0.24821 | 13984.1807 | 179.5765 | 32.9133 | 96.0358 | 4.6349 | 471.9038 | 158.7433 | WHITEHORSE | YUKON | 5.0184 | 16.2609 | 0 | 21.2793 | 11.4927 | 2.9639 | 0 | 14.4566 | 0 | 0.012485 | 0 | 0 | 0.32265 | 0.09514 | 0.0068919 | 0.31225 | 0.032271 | 0.17303 | 0.32678 | 0.0028291 | 0.64944 | 0.014534 | 35.9065 | 128.3349 | Natural Gas | 22.8 | 0.757 | [5 empty] | 0.138 | 0.21 | 1.9 | 1.9 | 2 | Whitehorse Intl AP | CAN | 5 | 6491 | 60.709 | -135.069 | 7b | 6580 | YT | CAN_YT_Whitehorse.Intl.AP.719640_CWEC2016.epw | 0 | 0 | 0 | 0 | 33.34 | 68.4249 | 0.3214 | 0.0046971 | 117.47 | 0.1 | 2021-03-27 18:28:17 +0000 | f477b7f5 | 0.2.11 | :adv_dx_units: NECB_Default :analysis_id: 3160af0a-7f39-4875-8471-18cda6cd400b :analysis_name: baseline_2021_03_27 :boiler_eff: NECB_Default :btap_batch_version: 1.0.002 :building_type: RetailStandalone :compute_environment: aws_batch :datapoint_id: 3d041bb5-0456-4d8c-b853-4d63be498198 :daylighting_type: NECB_Default :dcv_type: NECB_Default :door_construction_cond: NECB_Default :ecm_system_name: NECB_Default :enable_costing: true :epw_file: CAN_YT_Whitehorse.Intl.AP.719640_CWEC2016.epw :erv_package: NECB_Default :ext_floor_cond: NECB_Default :ext_roof_cond: NECB_Default :ext_wall_cond: NECB_Default :fdwr_set: NECB_Default :fixed_wind_solar_trans: NECB_Default :fixed_window_cond: NECB_Default :furnace_eff: NECB_Default :glass_door_cond: NECB_Default :glass_door_solar_trans: NECB_Default :ground_floor_cond: NECB_Default :ground_roof_cond: NECB_Default :ground_wall_cond: NECB_Default :lights_scale: NECB_Default :lights_type: NECB_Default :overhead_door_cond: NECB_Default :primary_heating_fuel: NaturalGas :pv_ground_azimuth_angle: NECB_Default :pv_ground_module_description: NECB_Default :pv_ground_tilt_angle: NECB_Default :pv_ground_total_area_pv_panels_m2: NECB_Default :pv_ground_type: NECB_Default :rotation_degrees: NECB_Default :run_annual_simulation: true :s3_bucket: '834599497928' :scale_x: NECB_Default :scale_y: NECB_Default :scale_z: NECB_Default :shw_eff: NECB_Default :skylight_cond: NECB_Default :skylight_solar_trans: NECB_Default :srr_set: NECB_Default :template: NECB2017 | 0 | TRUE | 374.0716 |  | https://s3.console.aws.amazon.com/s3/buckets/834599497928?region=ca-central-1&prefix=osdev/baseline_2021_03_27/3160af0a-7f39-4875-8471-18cda6cd400b/output/3d041bb5-0456-4d8c-b853-4d63be498198/ | 1.0.002 | 0 | 0 |  | 0 | 0 | tier_1 | 0
39 |  |  | NECB_Default | NECB_Default | NECB_Default | NECB_Default | NECB_Default | NECB_Default | NECB_Default | NECB_Default | Warehouse | NECB2017 | CAN_QC_Montreal-Trudeau.Intl.AP.716270_CWEC2016.epw | NaturalGas | NECB_Default | NECB_Default | NECB_Default | NECB_Default | NECB_Default | NECB_Default | NECB_Default | NECB_Default | NECB_Default | NECB_Default | NECB_Default | NECB_Default | NECB_Default | NECB_Default | NECB_Default | NECB_Default | NECB_Default | NECB_Default | NECB_Default | NECB_Default | NECB_Default | NECB_Default | NECB_Default | NECB_Default | NECB_Default | NECB_Default | NECB_Default | aws_batch | 834599497928 | [5 empty] | baseline_2021_03_27 | 3160af0a-7f39-4875-8471-18cda6cd400b | TRUE | TRUE | c6e9d7f8-c71a-4ac8-9a7d-174dc47c2f01 |  | 4835.13 | 7095.2421 | 37.3 | Warehouse |  |  | 2 | Warehouse | 1 |  | 1 | NECB2017 | 0.18734 | 37873.9042 | 215.1411 | 33.1204 | 59.9006 | 3.0379 | 405.2214 | 94.0215 | MONTREAL | QUEBEC | 0.070536 | 11.6299 | 0 | 11.7005 | 4.4924 | 3.0464 | 0 | 7.5388 | 0 | 0.035337 | 0 | 0 | 0.18151 | 0.069942 | 0.0015553 | 0.22285 | 0.017578 | 0.05403 | 0.23542 | 0.0030692 | 0.41693 | 0.01257 | 33.3448 | 110.3587 | Natural Gas | 37.3 | 0.757 | [5 empty] | 0.156 | 0.247 | 1.9 | 1.9 | 2 | Montreal-Trudeau Intl AP | CAN | 323 | 4090 | 45.471 | -73.741 | 6 | 4400 | QC | CAN_QC_Montreal-Trudeau.Intl.AP.716270_CWEC2016.epw | 0 | 0 | 0 | 0 | 60.78 | 71.7905 | 0.64331 | 0.0089609 | 235.13 | 0.1 | 2021-03-27 18:28:11 +0000 | f477b7f5 | 0.2.11 | :adv_dx_units: NECB_Default :analysis_id: 3160af0a-7f39-4875-8471-18cda6cd400b :analysis_name: baseline_2021_03_27 :boiler_eff: NECB_Default :btap_batch_version: 1.0.002 :building_type: Warehouse :compute_environment: aws_batch :datapoint_id: c6e9d7f8-c71a-4ac8-9a7d-174dc47c2f01 :daylighting_type: NECB_Default :dcv_type: NECB_Default :door_construction_cond: NECB_Default :ecm_system_name: NECB_Default :enable_costing: true :epw_file: CAN_QC_Montreal-Trudeau.Intl.AP.716270_CWEC2016.epw :erv_package: NECB_Default :ext_floor_cond: NECB_Default :ext_roof_cond: NECB_Default :ext_wall_cond: NECB_Default :fdwr_set: NECB_Default :fixed_wind_solar_trans: NECB_Default :fixed_window_cond: NECB_Default :furnace_eff: NECB_Default :glass_door_cond: NECB_Default :glass_door_solar_trans: NECB_Default :ground_floor_cond: NECB_Default :ground_roof_cond: NECB_Default :ground_wall_cond: NECB_Default :lights_scale: NECB_Default :lights_type: NECB_Default :overhead_door_cond: NECB_Default :primary_heating_fuel: NaturalGas :pv_ground_azimuth_angle: NECB_Default :pv_ground_module_description: NECB_Default :pv_ground_tilt_angle: NECB_Default :pv_ground_total_area_pv_panels_m2: NECB_Default :pv_ground_type: NECB_Default :rotation_degrees: NECB_Default :run_annual_simulation: true :s3_bucket: '834599497928' :scale_x: NECB_Default :scale_y: NECB_Default :scale_z: NECB_Default :shw_eff: NECB_Default :skylight_cond: NECB_Default :skylight_solar_trans: NECB_Default :srr_set: NECB_Default :template: NECB2017 | 0 | TRUE | 374.7781 |  | https://s3.console.aws.amazon.com/s3/buckets/834599497928?region=ca-central-1&prefix=osdev/baseline_2021_03_27/3160af0a-7f39-4875-8471-18cda6cd400b/output/c6e9d7f8-c71a-4ac8-9a7d-174dc47c2f01/ | 1.0.002 | 0 | 0 |  | 0 | 0 | tier_1 | 0
40 |  |  | NECB_Default | NECB_Default | NECB_Default | NECB_Default | NECB_Default | NECB_Default | NECB_Default | NECB_Default | Warehouse | NECB2017 | CAN_AB_Calgary.Intl.AP.718770_CWEC2016.epw | Electricity | NECB_Default | NECB_Default | NECB_Default | NECB_Default | NECB_Default | NECB_Default | NECB_Default | NECB_Default | NECB_Default | NECB_Default | NECB_Default | NECB_Default | NECB_Default | NECB_Default | NECB_Default | NECB_Default | NECB_Default | NECB_Default | NECB_Default | NECB_Default | NECB_Default | NECB_Default | NECB_Default | NECB_Default | NECB_Default | NECB_Default | NECB_Default | aws_batch | 834599497928 | [5 empty] | baseline_2021_03_27 | 3160af0a-7f39-4875-8471-18cda6cd400b | TRUE | TRUE | 468830be-ba1a-4be7-94fe-b535de6b91f0 |  | 4835.13 | 7095.2421 | 33.3 | Warehouse |  |  | 2 | Warehouse | 1 |  | 1 | NECB2017 | 0.18734 | 37873.9042 | 214.4997 | 12.4242 | 64.7166 | 2.9268 | 401.8064 | 107.2391 | CALGARY | ALBERTA | 74.737 | 0 | 0 | 74.737 | 7.0835 | 0 | 0 | 7.0835 | 0 | 0.021867 | 0 | 0 | 0.34056 | 0.074379 | 0.0011665 | 0.16078 | 0.017578 | 0.05403 | 0 | 2.0682e-06 | 0.34056 | 0.010759 | 84.0543 | 0 | Electricity | 33.3 | 0.757 | [5 empty] | 0.138 | 0.21 | 1.9 | 1.9 | 2 | Calgary Intl AP | CAN | 64 | 4781 | 51.114 | -114.02 | 7a | 5000 | AB | CAN_AB_Calgary.Intl.AP.718770_CWEC2016.epw | 0 | 0.14233 | 0.0019825 | 52.02 | 0 | 71.7905 | 0.64331 | 0.0089609 | 235.13 | 0.1 | 2021-03-27 18:28:17 +0000 | f477b7f5 | 0.2.11 | :adv_dx_units: NECB_Default :analysis_id: 3160af0a-7f39-4875-8471-18cda6cd400b :analysis_name: baseline_2021_03_27 :boiler_eff: NECB_Default :btap_batch_version: 1.0.002 :building_type: Warehouse :compute_environment: aws_batch :datapoint_id: 468830be-ba1a-4be7-94fe-b535de6b91f0 :daylighting_type: NECB_Default :dcv_type: NECB_Default :door_construction_cond: NECB_Default :ecm_system_name: NECB_Default :enable_costing: true :epw_file: CAN_AB_Calgary.Intl.AP.718770_CWEC2016.epw :erv_package: NECB_Default :ext_floor_cond: NECB_Default :ext_roof_cond: NECB_Default :ext_wall_cond: NECB_Default :fdwr_set: NECB_Default :fixed_wind_solar_trans: NECB_Default :fixed_window_cond: NECB_Default :furnace_eff: NECB_Default :glass_door_cond: NECB_Default :glass_door_solar_trans: NECB_Default :ground_floor_cond: NECB_Default :ground_roof_cond: NECB_Default :ground_wall_cond: NECB_Default :lights_scale: NECB_Default :lights_type: NECB_Default :overhead_door_cond: NECB_Default :primary_heating_fuel: Electricity :pv_ground_azimuth_angle: NECB_Default :pv_ground_module_description: NECB_Default :pv_ground_tilt_angle: NECB_Default :pv_ground_total_area_pv_panels_m2: NECB_Default :pv_ground_type: NECB_Default :rotation_degrees: NECB_Default :run_annual_simulation: true :s3_bucket: '834599497928' :scale_x: NECB_Default :scale_y: NECB_Default :scale_z: NECB_Default :shw_eff: NECB_Default :skylight_cond: NECB_Default :skylight_solar_trans: NECB_Default :srr_set: NECB_Default :template: NECB2017 | 0 | TRUE | 375.341 |  | https://s3.console.aws.amazon.com/s3/buckets/834599497928?region=ca-central-1&prefix=osdev/baseline_2021_03_27/3160af0a-7f39-4875-8471-18cda6cd400b/output/468830be-ba1a-4be7-94fe-b535de6b91f0/ | 1.0.002 | 0 | 0 |  | 0 | 0 | tier_1 | 0
41 |  |  | NECB_Default | NECB_Default | NECB_Default | NECB_Default | NECB_Default | NECB_Default | NECB_Default | NECB_Default | SmallOffice | NECB2017 | CAN_ON_Toronto.Pearson.Intl.AP.716240_CWEC2016.epw | NaturalGas | NECB_Default | NECB_Default | NECB_Default | NECB_Default | NECB_Default | NECB_Default | NECB_Default | NECB_Default | NECB_Default | NECB_Default | NECB_Default | NECB_Default | NECB_Default | NECB_Default | NECB_Default | NECB_Default | NECB_Default | NECB_Default | NECB_Default | NECB_Default | NECB_Default | NECB_Default | NECB_Default | NECB_Default | NECB_Default | NECB_Default | NECB_Default | aws_batch | 834599497928 | [5 empty] | baseline_2021_03_27 | 3160af0a-7f39-4875-8471-18cda6cd400b | TRUE | TRUE | 71ae489a-d0da-4d82-a765-0cb10afc0882 |  | 511.16 | 937.0967 | 40 | SmallOffice |  |  | 0 | SmallOffice | 1 |  | 1 | NECB2017 | 0.39751 | 2357.444 | 265.0326 | 75.4321 | 66.6977 | 18.7499 | 739.7377 | 313.8254 | TORONTO | ONTARIO | 1.87 | 5.2188 | 0 | 7.0888 | 14.9825 | 0.92086 | 0 | 15.9033 | 0 | 0.048028 | 0 | 0 | 0.33667 | 0.079036 | 0.0082166 | 0.052254 | 0.099988 | 0.10003 | 0.10562 | 0.0013694 | 0.44229 | 0.053369 | 38.9877 | 56.065 | Natural Gas | 40 | 0.757 |  |  |  | 0.183 |  | 0.156 | 0.278 | 1.9 |  | 0 | Toronto Pearson Intl AP | CAN | 382 | 3615 | 43.677 | -79.631 | 5 | 3890 | ON | CAN_ON_Toronto.Pearson.Intl.AP.716240_CWEC2016.epw | 0 | 0 | 0 | 0 | 27.28 | 25.5708 | 0.2983 | 0.011666 | 109.03 | 0.1 | 2021-03-27 18:28:49 +0000 | f477b7f5 | 0.2.11 | :adv_dx_units: NECB_Default :analysis_id: 3160af0a-7f39-4875-8471-18cda6cd400b :analysis_name: baseline_2021_03_27 :boiler_eff: NECB_Default :btap_batch_version: 1.0.002 :building_type: SmallOffice :compute_environment: aws_batch :datapoint_id: 71ae489a-d0da-4d82-a765-0cb10afc0882 :daylighting_type: NECB_Default :dcv_type: NECB_Default :door_construction_cond: NECB_Default :ecm_system_name: NECB_Default :enable_costing: true :epw_file: CAN_ON_Toronto.Pearson.Intl.AP.716240_CWEC2016.epw :erv_package: NECB_Default :ext_floor_cond: NECB_Default :ext_roof_cond: NECB_Default :ext_wall_cond: NECB_Default :fdwr_set: NECB_Default :fixed_wind_solar_trans: NECB_Default :fixed_window_cond: NECB_Default :furnace_eff: NECB_Default :glass_door_cond: NECB_Default :glass_door_solar_trans: NECB_Default :ground_floor_cond: NECB_Default :ground_roof_cond: NECB_Default :ground_wall_cond: NECB_Default :lights_scale: NECB_Default :lights_type: NECB_Default :overhead_door_cond: NECB_Default :primary_heating_fuel: NaturalGas :pv_ground_azimuth_angle: NECB_Default :pv_ground_module_description: NECB_Default :pv_ground_tilt_angle: NECB_Default :pv_ground_total_area_pv_panels_m2: NECB_Default :pv_ground_type: NECB_Default :rotation_degrees: NECB_Default :run_annual_simulation: true :s3_bucket: '834599497928' :scale_x: NECB_Default :scale_y: NECB_Default :scale_z: NECB_Default :shw_eff: NECB_Default :skylight_cond: NECB_Default :skylight_solar_trans: NECB_Default :srr_set: NECB_Default :template: NECB2017 | 0 | TRUE | 423.8686 |  | https://s3.console.aws.amazon.com/s3/buckets/834599497928?region=ca-central-1&prefix=osdev/baseline_2021_03_27/3160af0a-7f39-4875-8471-18cda6cd400b/output/71ae489a-d0da-4d82-a765-0cb10afc0882/ | 1.0.002 | 0 | 0 |  | 0 | 0 | tier_1 | 0
42 |  |  | NECB_Default | NECB_Default | NECB_Default | NECB_Default | NECB_Default | NECB_Default | NECB_Default | NECB_Default | SmallOffice | NECB2017 | CAN_AB_Calgary.Intl.AP.718770_CWEC2016.epw | Electricity | NECB_Default | NECB_Default | NECB_Default | NECB_Default | NECB_Default | NECB_Default | NECB_Default | NECB_Default | NECB_Default | NECB_Default | NECB_Default | NECB_Default | NECB_Default | NECB_Default | NECB_Default | NECB_Default | NECB_Default | NECB_Default | NECB_Default | NECB_Default | NECB_Default | NECB_Default | NECB_Default | NECB_Default | NECB_Default | NECB_Default | NECB_Default | aws_batch | 834599497928 | [5 empty] | baseline_2021_03_27 | 3160af0a-7f39-4875-8471-18cda6cd400b | TRUE | TRUE | 21d6041a-e15f-4e32-b444-9a3c3127489c |  | 511.16 | 937.0967 | 33.3 | SmallOffice |  |  | 0 | SmallOffice | 1 |  | 1 | NECB2017 | 0.39751 | 2357.444 | 247.4832 | 14.2396 | 66.3663 | 23.8932 | 696.3584 | 344.3759 | CALGARY | ALBERTA | 92.109 | 0 | 0 | 92.109 | 8.73 | 0 | 0 | 8.73 | 0 | 0.037288 | 0 | 0 | 0.41971 | 0.08334 | 0.0082166 | 0.042335 | 0.099988 | 0.10003 | 0 | 0 | 0.41971 | 0.048517 | 58.9888 | 0 | Electricity | 33.3 | 0.757 |  |  |  | 0.162 |  | 0.138 | 0.21 | 1.9 |  | 0 | Calgary Intl AP | CAN | 64 | 4781 | 51.114 | -114.02 | 7a | 5000 | AB | CAN_AB_Calgary.Intl.AP.718770_CWEC2016.epw | 0 | 0.067852 | 0.0026535 | 24.8 | 0 | 25.5708 | 0.2983 | 0.011666 | 109.03 | 0.1 | 2021-03-27 18:28:27 +0000 | f477b7f5 | 0.2.11 | :adv_dx_units: NECB_Default :analysis_id: 3160af0a-7f39-4875-8471-18cda6cd400b :analysis_name: baseline_2021_03_27 :boiler_eff: NECB_Default :btap_batch_version: 1.0.002 :building_type: SmallOffice :compute_environment: aws_batch :datapoint_id: 21d6041a-e15f-4e32-b444-9a3c3127489c :daylighting_type: NECB_Default :dcv_type: NECB_Default :door_construction_cond: NECB_Default :ecm_system_name: NECB_Default :enable_costing: true :epw_file: CAN_AB_Calgary.Intl.AP.718770_CWEC2016.epw :erv_package: NECB_Default :ext_floor_cond: NECB_Default :ext_roof_cond: NECB_Default :ext_wall_cond: NECB_Default :fdwr_set: NECB_Default :fixed_wind_solar_trans: NECB_Default :fixed_window_cond: NECB_Default :furnace_eff: NECB_Default :glass_door_cond: NECB_Default :glass_door_solar_trans: NECB_Default :ground_floor_cond: NECB_Default :ground_roof_cond: NECB_Default :ground_wall_cond: NECB_Default :lights_scale: NECB_Default :lights_type: NECB_Default :overhead_door_cond: NECB_Default :primary_heating_fuel: Electricity :pv_ground_azimuth_angle: NECB_Default :pv_ground_module_description: NECB_Default :pv_ground_tilt_angle: NECB_Default :pv_ground_total_area_pv_panels_m2: NECB_Default :pv_ground_type: NECB_Default :rotation_degrees: NECB_Default :run_annual_simulation: true :s3_bucket: '834599497928' :scale_x: NECB_Default :scale_y: NECB_Default :scale_z: NECB_Default :shw_eff: NECB_Default :skylight_cond: NECB_Default :skylight_solar_trans: NECB_Default :srr_set: NECB_Default :template: NECB2017 | 0 | TRUE | 424.0506 |  | https://s3.console.aws.amazon.com/s3/buckets/834599497928?region=ca-central-1&prefix=osdev/baseline_2021_03_27/3160af0a-7f39-4875-8471-18cda6cd400b/output/21d6041a-e15f-4e32-b444-9a3c3127489c/ | 1.0.002 | 0 | 0 |  | 0 | 0 | tier_1 | 0
43 |  |  | NECB_Default | NECB_Default | NECB_Default | NECB_Default | NECB_Default | NECB_Default | NECB_Default | NECB_Default | SmallOffice | NECB2017 | CAN_QC_Montreal-Trudeau.Intl.AP.716270_CWEC2016.epw | Electricity | NECB_Default | NECB_Default | NECB_Default | NECB_Default | NECB_Default | NECB_Default | NECB_Default | NECB_Default | NECB_Default | NECB_Default | NECB_Default | NECB_Default | NECB_Default | NECB_Default | NECB_Default | NECB_Default | NECB_Default | NECB_Default | NECB_Default | NECB_Default | NECB_Default | NECB_Default | NECB_Default | NECB_Default | NECB_Default | NECB_Default | NECB_Default | aws_batch | 834599497928 | [5 empty] | baseline_2021_03_27 | 3160af0a-7f39-4875-8471-18cda6cd400b | TRUE | TRUE | 06870cdf-2a1d-4d44-abf3-ade099c8a1bc |  | 511.16 | 937.0967 | 37.3 | SmallOffice |  |  | 0 | SmallOffice | 1 |  | 1 | NECB2017 | 0.39751 | 2357.444 | 248.4403 | 14.9284 | 62.0479 | 23.8644 | 662.8483 | 313.5674 | MONTREAL | QUEBEC | 0.16857 | 0 | 0 | 0.16857 | 10.736 | 0 | 0 | 10.736 | 0 | 0.043587 | 0 | 0 | 0.43376 | 0.074615 | 0.0082166 | 0.061096 | 0.099988 | 0.10003 | 0 | 0 | 0.43376 | 0.046228 | 63.8441 | 0 | Electricity | 37.3 | 0.757 |  |  |  | 0.183 |  | 0.156 | 0.247 | 1.9 |  | 0 | Montreal-Trudeau Intl AP | CAN | 323 | 4090 | 45.471 | -73.741 | 6 | 4400 | QC | CAN_QC_Montreal-Trudeau.Intl.AP.716270_CWEC2016.epw | 0 | 0.064651 | 0.0025283 | 23.63 | 0 | 25.5708 | 0.2983 | 0.011666 | 109.03 | 0.1 | 2021-03-27 18:28:26 +0000 | f477b7f5 | 0.2.11 | :adv_dx_units: NECB_Default :analysis_id: 3160af0a-7f39-4875-8471-18cda6cd400b :analysis_name: baseline_2021_03_27 :boiler_eff: NECB_Default :btap_batch_version: 1.0.002 :building_type: SmallOffice :compute_environment: aws_batch :datapoint_id: 06870cdf-2a1d-4d44-abf3-ade099c8a1bc :daylighting_type: NECB_Default :dcv_type: NECB_Default :door_construction_cond: NECB_Default :ecm_system_name: NECB_Default :enable_costing: true :epw_file: CAN_QC_Montreal-Trudeau.Intl.AP.716270_CWEC2016.epw :erv_package: NECB_Default :ext_floor_cond: NECB_Default :ext_roof_cond: NECB_Default :ext_wall_cond: NECB_Default :fdwr_set: NECB_Default :fixed_wind_solar_trans: NECB_Default :fixed_window_cond: NECB_Default :furnace_eff: NECB_Default :glass_door_cond: NECB_Default :glass_door_solar_trans: NECB_Default :ground_floor_cond: NECB_Default :ground_roof_cond: NECB_Default :ground_wall_cond: NECB_Default :lights_scale: NECB_Default :lights_type: NECB_Default :overhead_door_cond: NECB_Default :primary_heating_fuel: Electricity :pv_ground_azimuth_angle: NECB_Default :pv_ground_module_description: NECB_Default :pv_ground_tilt_angle: NECB_Default :pv_ground_total_area_pv_panels_m2: NECB_Default :pv_ground_type: NECB_Default :rotation_degrees: NECB_Default :run_annual_simulation: true :s3_bucket: '834599497928' :scale_x: NECB_Default :scale_y: NECB_Default :scale_z: NECB_Default :shw_eff: NECB_Default :skylight_cond: NECB_Default :skylight_solar_trans: NECB_Default :srr_set: NECB_Default :template: NECB2017 | 0 | TRUE | 425.2129 |  | https://s3.console.aws.amazon.com/s3/buckets/834599497928?region=ca-central-1&prefix=osdev/baseline_2021_03_27/3160af0a-7f39-4875-8471-18cda6cd400b/output/06870cdf-2a1d-4d44-abf3-ade099c8a1bc/ | 1.0.002 | 0 | 0 |  | 0 | 0 | tier_1 | 0
44 |  |  | NECB_Default | NECB_Default | NECB_Default | NECB_Default | NECB_Default | NECB_Default | NECB_Default | NECB_Default | SmallOffice | NECB2017 | CAN_ON_Toronto.Pearson.Intl.AP.716240_CWEC2016.epw | Electricity | NECB_Default | NECB_Default | NECB_Default | NECB_Default | NECB_Default | NECB_Default | NECB_Default | NECB_Default | NECB_Default | NECB_Default | NECB_Default | NECB_Default | NECB_Default | NECB_Default | NECB_Default | NECB_Default | NECB_Default | NECB_Default | NECB_Default | NECB_Default | NECB_Default | NECB_Default | NECB_Default | NECB_Default | NECB_Default | NECB_Default | NECB_Default | aws_batch | 834599497928 | [5 empty] | baseline_2021_03_27 | 3160af0a-7f39-4875-8471-18cda6cd400b | TRUE | TRUE | 31a533da-18de-40a1-b8c8-fe8747b257b0 |  | 511.16 | 937.0967 | 40 | SmallOffice |  |  | 0 | SmallOffice | 1 |  | 1 | NECB2017 | 0.39751 | 2357.444 | 265.0326 | 14.9035 | 66.6977 | 23.9822 | 700.7094 | 330.0935 | TORONTO | ONTARIO | 2.355 | 0 | 0 | 2.355 | 18.8678 | 0 | 0 | 18.8678 | 0 | 0.048028 | 0 | 0 | 0.424 | 0.078742 | 0.0082166 | 0.044018 | 0.099988 | 0.10003 | 0 | 0 | 0.424 | 0.044976 | 55.7745 | 0 | Electricity | 40 | 0.757 |  |  |  | 0.183 |  | 0.156 | 0.278 | 1.9 |  | 0 | Toronto Pearson Intl AP | CAN | 382 | 3615 | 43.677 | -79.631 | 5 | 3890 | ON | CAN_ON_Toronto.Pearson.Intl.AP.716240_CWEC2016.epw | 0 | 0.0629 | 0.0024598 | 22.99 | 0 | 25.5708 | 0.2983 | 0.011666 | 109.03 | 0.1 | 2021-03-27 18:28:29 +0000 | f477b7f5 | 0.2.11 | :adv_dx_units: NECB_Default :analysis_id: 3160af0a-7f39-4875-8471-18cda6cd400b :analysis_name: baseline_2021_03_27 :boiler_eff: NECB_Default :btap_batch_version: 1.0.002 :building_type: SmallOffice :compute_environment: aws_batch :datapoint_id: 31a533da-18de-40a1-b8c8-fe8747b257b0 :daylighting_type: NECB_Default :dcv_type: NECB_Default :door_construction_cond: NECB_Default :ecm_system_name: NECB_Default :enable_costing: true :epw_file: CAN_ON_Toronto.Pearson.Intl.AP.716240_CWEC2016.epw :erv_package: NECB_Default :ext_floor_cond: NECB_Default :ext_roof_cond: NECB_Default :ext_wall_cond: NECB_Default :fdwr_set: NECB_Default :fixed_wind_solar_trans: NECB_Default :fixed_window_cond: NECB_Default :furnace_eff: NECB_Default :glass_door_cond: NECB_Default :glass_door_solar_trans: NECB_Default :ground_floor_cond: NECB_Default :ground_roof_cond: NECB_Default :ground_wall_cond: NECB_Default :lights_scale: NECB_Default :lights_type: NECB_Default :overhead_door_cond: NECB_Default :primary_heating_fuel: Electricity :pv_ground_azimuth_angle: NECB_Default :pv_ground_module_description: NECB_Default :pv_ground_tilt_angle: NECB_Default :pv_ground_total_area_pv_panels_m2: NECB_Default :pv_ground_type: NECB_Default :rotation_degrees: NECB_Default :run_annual_simulation: true :s3_bucket: '834599497928' :scale_x: NECB_Default :scale_y: NECB_Default :scale_z: NECB_Default :shw_eff: NECB_Default :skylight_cond: NECB_Default :skylight_solar_trans: NECB_Default :srr_set: NECB_Default :template: NECB2017 | 0 | TRUE | 425.0072 |  | https://s3.console.aws.amazon.com/s3/buckets/834599497928?region=ca-central-1&prefix=osdev/baseline_2021_03_27/3160af0a-7f39-4875-8471-18cda6cd400b/output/31a533da-18de-40a1-b8c8-fe8747b257b0/ | 1.0.002 | 0 | 0 |  | 0 | 0 | tier_1 | 0
45 |  |  | NECB_Default | NECB_Default | NECB_Default | NECB_Default | NECB_Default | NECB_Default | NECB_Default | NECB_Default | SmallOffice | NECB2017 | CAN_AB_Calgary.Intl.AP.718770_CWEC2016.epw | NaturalGas | NECB_Default | NECB_Default | NECB_Default | NECB_Default | NECB_Default | NECB_Default | NECB_Default | NECB_Default | NECB_Default | NECB_Default | NECB_Default | NECB_Default | NECB_Default | NECB_Default | NECB_Default | NECB_Default | NECB_Default | NECB_Default | NECB_Default | NECB_Default | NECB_Default | NECB_Default | NECB_Default | NECB_Default | NECB_Default | NECB_Default | NECB_Default | aws_batch | 834599497928 | [5 empty] | baseline_2021_03_27 | 3160af0a-7f39-4875-8471-18cda6cd400b | TRUE | TRUE | e0533d6b-cb27-4918-a659-ecc32de36daf |  | 511.16 | 937.0967 | 33.3 | SmallOffice |  |  | 0 | SmallOffice | 1 |  | 1 | NECB2017 | 0.39751 | 2357.444 | 247.4832 | 73.4139 | 66.3663 | 18.5248 | 734.0976 | 328.3095 | CALGARY | ALBERTA | 72.4627 | 5.4563 | 0 | 77.919 | 6.868 | 0.38926 | 0 | 7.2572 | 0 | 0.037288 | 0 | 0 | 0.33017 | 0.083379 | 0.0082166 | 0.050434 | 0.099988 | 0.10003 | 0.10815 | 0.0012716 | 0.43832 | 0.057712 | 36.7515 | 55.9542 | Natural Gas | 33.3 | 0.757 |  |  |  | 0.162 |  | 0.138 | 0.21 | 1.9 |  | 0 | Calgary Intl AP | CAN | 64 | 4781 | 51.114 | -114.02 | 7a | 5000 | AB | CAN_AB_Calgary.Intl.AP.718770_CWEC2016.epw | 0 | 0 | 0 | 0 | 29.5 | 25.5708 | 0.2983 | 0.011666 | 109.03 | 0.1 | 2021-03-27 18:28:47 +0000 | f477b7f5 | 0.2.11 | :adv_dx_units: NECB_Default :analysis_id: 3160af0a-7f39-4875-8471-18cda6cd400b :analysis_name: baseline_2021_03_27 :boiler_eff: NECB_Default :btap_batch_version: 1.0.002 :building_type: SmallOffice :compute_environment: aws_batch :datapoint_id: e0533d6b-cb27-4918-a659-ecc32de36daf :daylighting_type: NECB_Default :dcv_type: NECB_Default :door_construction_cond: NECB_Default :ecm_system_name: NECB_Default :enable_costing: true :epw_file: CAN_AB_Calgary.Intl.AP.718770_CWEC2016.epw :erv_package: NECB_Default :ext_floor_cond: NECB_Default :ext_roof_cond: NECB_Default :ext_wall_cond: NECB_Default :fdwr_set: NECB_Default :fixed_wind_solar_trans: NECB_Default :fixed_window_cond: NECB_Default :furnace_eff: NECB_Default :glass_door_cond: NECB_Default :glass_door_solar_trans: NECB_Default :ground_floor_cond: NECB_Default :ground_roof_cond: NECB_Default :ground_wall_cond: NECB_Default :lights_scale: NECB_Default :lights_type: NECB_Default :overhead_door_cond: NECB_Default :primary_heating_fuel: NaturalGas :pv_ground_azimuth_angle: NECB_Default :pv_ground_module_description: NECB_Default :pv_ground_tilt_angle: NECB_Default :pv_ground_total_area_pv_panels_m2: NECB_Default :pv_ground_type: NECB_Default :rotation_degrees: NECB_Default :run_annual_simulation: true :s3_bucket: '834599497928' :scale_x: NECB_Default :scale_y: NECB_Default :scale_z: NECB_Default :shw_eff: NECB_Default :skylight_cond: NECB_Default :skylight_solar_trans: NECB_Default :srr_set: NECB_Default :template: NECB2017 | 0 | TRUE | 425.0759 |  | https://s3.console.aws.amazon.com/s3/buckets/834599497928?region=ca-central-1&prefix=osdev/baseline_2021_03_27/3160af0a-7f39-4875-8471-18cda6cd400b/output/e0533d6b-cb27-4918-a659-ecc32de36daf/ | 1.0.002 | 0 | 0 |  | 0 | 0 | tier_1 | 0
46 |  |  | NECB_Default | NECB_Default | NECB_Default | NECB_Default | NECB_Default | NECB_Default | NECB_Default | NECB_Default | SmallOffice | NECB2017 | CAN_YT_Whitehorse.Intl.AP.719640_CWEC2016.epw | NaturalGas | NECB_Default | NECB_Default | NECB_Default | NECB_Default | NECB_Default | NECB_Default | NECB_Default | NECB_Default | NECB_Default | NECB_Default | NECB_Default | NECB_Default | NECB_Default | NECB_Default | NECB_Default | NECB_Default | NECB_Default | NECB_Default | NECB_Default | NECB_Default | NECB_Default | NECB_Default | NECB_Default | NECB_Default | NECB_Default | NECB_Default | NECB_Default | aws_batch | 834599497928 | [5 empty] | baseline_2021_03_27 | 3160af0a-7f39-4875-8471-18cda6cd400b | TRUE | TRUE | 997c41f0-3bb1-495e-bb60-2344ca983391 |  | 511.16 | 937.0967 | 22.8 | SmallOffice |  |  | 0 | SmallOffice | 1 |  | 1 | NECB2017 | 0.39751 | 2357.444 | 192.3951 | 67.6999 | 59.5632 | 17.5469 | 589.2419 | 252.0369 | WHITEHORSE | YUKON | 4.6126 | 8.9998 | 0 | 13.6124 | 10.5635 | 1.6404 | 0 | 12.2039 | 0 | 0.020874 | 0 | 0 | 0.29654 | 0.065655 | 0.0082166 | 0.11893 | 0.099988 | 0.10003 | 0.18086 | 0.0017803 | 0.4774 | 0.061938 | 32.3351 | 63.0921 | Natural Gas | 22.8 | 0.757 |  |  |  | 0.162 |  | 0.138 | 0.21 | 1.9 |  | 0 | Whitehorse Intl AP | CAN | 5 | 6491 | 60.709 | -135.069 | 7b | 6580 | YT | CAN_YT_Whitehorse.Intl.AP.719640_CWEC2016.epw | 0 | 0 | 0 | 0 | 31.66 | 25.5708 | 0.2983 | 0.011666 | 109.03 | 0.1 | 2021-03-27 18:28:35 +0000 | f477b7f5 | 0.2.11 | :adv_dx_units: NECB_Default :analysis_id: 3160af0a-7f39-4875-8471-18cda6cd400b :analysis_name: baseline_2021_03_27 :boiler_eff: NECB_Default :btap_batch_version: 1.0.002 :building_type: SmallOffice :compute_environment: aws_batch :datapoint_id: 997c41f0-3bb1-495e-bb60-2344ca983391 :daylighting_type: NECB_Default :dcv_type: NECB_Default :door_construction_cond: NECB_Default :ecm_system_name: NECB_Default :enable_costing: true :epw_file: CAN_YT_Whitehorse.Intl.AP.719640_CWEC2016.epw :erv_package: NECB_Default :ext_floor_cond: NECB_Default :ext_roof_cond: NECB_Default :ext_wall_cond: NECB_Default :fdwr_set: NECB_Default :fixed_wind_solar_trans: NECB_Default :fixed_window_cond: NECB_Default :furnace_eff: NECB_Default :glass_door_cond: NECB_Default :glass_door_solar_trans: NECB_Default :ground_floor_cond: NECB_Default :ground_roof_cond: NECB_Default :ground_wall_cond: NECB_Default :lights_scale: NECB_Default :lights_type: NECB_Default :overhead_door_cond: NECB_Default :primary_heating_fuel: NaturalGas :pv_ground_azimuth_angle: NECB_Default :pv_ground_module_description: NECB_Default :pv_ground_tilt_angle: NECB_Default :pv_ground_total_area_pv_panels_m2: NECB_Default :pv_ground_type: NECB_Default :rotation_degrees: NECB_Default :run_annual_simulation: true :s3_bucket: '834599497928' :scale_x: NECB_Default :scale_y: NECB_Default :scale_z: NECB_Default :shw_eff: NECB_Default :skylight_cond: NECB_Default :skylight_solar_trans: NECB_Default :srr_set: NECB_Default :template: NECB2017 | 0 | TRUE | 425.2484 |  | https://s3.console.aws.amazon.com/s3/buckets/834599497928?region=ca-central-1&prefix=osdev/baseline_2021_03_27/3160af0a-7f39-4875-8471-18cda6cd400b/output/997c41f0-3bb1-495e-bb60-2344ca983391/ | 1.0.002 | 0 | 0 |  | 0 | 0 | tier_1 | 0
47 |  |  | NECB_Default | NECB_Default | NECB_Default | NECB_Default | NECB_Default | NECB_Default | NECB_Default | NECB_Default | Warehouse | NECB2017 | CAN_ON_Toronto.Pearson.Intl.AP.716240_CWEC2016.epw | NaturalGas | NECB_Default | NECB_Default | NECB_Default | NECB_Default | NECB_Default | NECB_Default | NECB_Default | NECB_Default | NECB_Default | NECB_Default | NECB_Default | NECB_Default | NECB_Default | NECB_Default | NECB_Default | NECB_Default | NECB_Default | NECB_Default | NECB_Default | NECB_Default | NECB_Default | NECB_Default | NECB_Default | NECB_Default | NECB_Default | NECB_Default | NECB_Default | aws_batch | 834599497928 | [5 empty] | baseline_2021_03_27 | 3160af0a-7f39-4875-8471-18cda6cd400b | TRUE | TRUE | b694e802-eef9-4f65-b7d7-21da0d4c6ccb |  | 4835.13 | 7095.2421 | 40 | Warehouse |  |  | 2 | Warehouse | 1 |  | 1 | NECB2017 | 0.18734 | 37873.9042 | 231.347 | 33.0944 | 64.9787 | 3.1102 | 435.0653 | 102.535 | TORONTO | ONTARIO | 1.0781 | 10.1671 | 0 | 11.2452 | 8.6377 | 1.794 | 0 | 10.4317 | 0 | 0.041285 | 0 | 0 | 0.19411 | 0.076836 | 0.0014767 | 0.19352 | 0.017578 | 0.05403 | 0.20573 | 0.0029037 | 0.39984 | 0.012213 | 35.8416 | 110.6207 | Natural Gas | 40 | 0.757 | [5 empty] | 0.156 | 0.278 | 1.9 | 1.9 | 2 | Toronto Pearson Intl AP | CAN | 382 | 3615 | 43.677 | -79.631 | 5 | 3890 | ON | CAN_ON_Toronto.Pearson.Intl.AP.716240_CWEC2016.epw | 0 | 0 | 0 | 0 | 59.05 | 71.7905 | 0.64331 | 0.0089609 | 235.13 | 0.1 | 2021-03-27 18:28:21 +0000 | f477b7f5 | 0.2.11 | :adv_dx_units: NECB_Default :analysis_id: 3160af0a-7f39-4875-8471-18cda6cd400b :analysis_name: baseline_2021_03_27 :boiler_eff: NECB_Default :btap_batch_version: 1.0.002 :building_type: Warehouse :compute_environment: aws_batch :datapoint_id: b694e802-eef9-4f65-b7d7-21da0d4c6ccb :daylighting_type: NECB_Default :dcv_type: NECB_Default :door_construction_cond: NECB_Default :ecm_system_name: NECB_Default :enable_costing: true :epw_file: CAN_ON_Toronto.Pearson.Intl.AP.716240_CWEC2016.epw :erv_package: NECB_Default :ext_floor_cond: NECB_Default :ext_roof_cond: NECB_Default :ext_wall_cond: NECB_Default :fdwr_set: NECB_Default :fixed_wind_solar_trans: NECB_Default :fixed_window_cond: NECB_Default :furnace_eff: NECB_Default :glass_door_cond: NECB_Default :glass_door_solar_trans: NECB_Default :ground_floor_cond: NECB_Default :ground_roof_cond: NECB_Default :ground_wall_cond: NECB_Default :lights_scale: NECB_Default :lights_type: NECB_Default :overhead_door_cond: NECB_Default :primary_heating_fuel: NaturalGas :pv_ground_azimuth_angle: NECB_Default :pv_ground_module_description: NECB_Default :pv_ground_tilt_angle: NECB_Default :pv_ground_total_area_pv_panels_m2: NECB_Default :pv_ground_type: NECB_Default :rotation_degrees: NECB_Default :run_annual_simulation: true :s3_bucket: '834599497928' :scale_x: NECB_Default :scale_y: NECB_Default :scale_z: NECB_Default :shw_eff: NECB_Default :skylight_cond: NECB_Default :skylight_solar_trans: NECB_Default :srr_set: NECB_Default :template: NECB2017 | 0 | TRUE | 424.632 |  | https://s3.console.aws.amazon.com/s3/buckets/834599497928?region=ca-central-1&prefix=osdev/baseline_2021_03_27/3160af0a-7f39-4875-8471-18cda6cd400b/output/b694e802-eef9-4f65-b7d7-21da0d4c6ccb/ | 1.0.002 | 0 | 0 |  | 0 | 0 | tier_1 | 0
48 |  |  | NECB_Default | NECB_Default | NECB_Default | NECB_Default | NECB_Default | NECB_Default | NECB_Default | NECB_Default | SmallOffice | NECB2017 | CAN_NS_Halifax.Dockyard.713280_CWEC2016.epw | NaturalGas | NECB_Default | NECB_Default | NECB_Default | NECB_Default | NECB_Default | NECB_Default | NECB_Default | NECB_Default | NECB_Default | NECB_Default | NECB_Default | NECB_Default | NECB_Default | NECB_Default | NECB_Default | NECB_Default | NECB_Default | NECB_Default | NECB_Default | NECB_Default | NECB_Default | NECB_Default | NECB_Default | NECB_Default | NECB_Default | NECB_Default | NECB_Default | aws_batch | 834599497928 | [5 empty] | baseline_2021_03_27 | 3160af0a-7f39-4875-8471-18cda6cd400b | TRUE | TRUE | 11200e60-1fd2-4619-a6a6-6871c17f15dc |  | 511.16 | 937.0967 | 40 | SmallOffice |  |  | 0 | SmallOffice | 1 |  | 1 | NECB2017 | 0.39751 | 2357.444 | 214.9813 | 66.8369 | 60.0202 | 17.8219 | 659.2227 | 299.5624 | HALIFAX | NOVA SCOTIA | 66.5412 | 4.3485 | 0 | 70.8897 | 13.05 | 1.0976 | 0 | 14.1476 | 0 | 0.038677 | 0 | 0 | 0.3281 | 0.080229 | 0.0082166 | 0.03314 | 0.099988 | 0.10003 | 0.087389 | 0.0009586 | 0.41549 | 0.054249 | 35.4906 | 46.4389 | Natural Gas | 40 | 0.757 |  |  |  | 0.183 |  | 0.156 | 0.247 | 1.9 |  | 0 | Halifax Dockyard | CAN | 112 | 3647 | 44.655 | -63.577 | 6 | 4000 | NS | CAN_NS_Halifax.Dockyard.713280_CWEC2016.epw | 0 | 0 | 0 | 0 | 27.73 | 25.5708 | 0.2983 | 0.011666 | 109.03 | 0.1 | 2021-03-27 18:28:37 +0000 | f477b7f5 | 0.2.11 | :adv_dx_units: NECB_Default :analysis_id: 3160af0a-7f39-4875-8471-18cda6cd400b :analysis_name: baseline_2021_03_27 :boiler_eff: NECB_Default :btap_batch_version: 1.0.002 :building_type: SmallOffice :compute_environment: aws_batch :datapoint_id: 11200e60-1fd2-4619-a6a6-6871c17f15dc :daylighting_type: NECB_Default :dcv_type: NECB_Default :door_construction_cond: NECB_Default :ecm_system_name: NECB_Default :enable_costing: true :epw_file: CAN_NS_Halifax.Dockyard.713280_CWEC2016.epw :erv_package: NECB_Default :ext_floor_cond: NECB_Default :ext_roof_cond: NECB_Default :ext_wall_cond: NECB_Default :fdwr_set: NECB_Default :fixed_wind_solar_trans: NECB_Default :fixed_window_cond: NECB_Default :furnace_eff: NECB_Default :glass_door_cond: NECB_Default :glass_door_solar_trans: NECB_Default :ground_floor_cond: NECB_Default :ground_roof_cond: NECB_Default :ground_wall_cond: NECB_Default :lights_scale: NECB_Default :lights_type: NECB_Default :overhead_door_cond: NECB_Default :primary_heating_fuel: NaturalGas :pv_ground_azimuth_angle: NECB_Default :pv_ground_module_description: NECB_Default :pv_ground_tilt_angle: NECB_Default :pv_ground_total_area_pv_panels_m2: NECB_Default :pv_ground_type: NECB_Default :rotation_degrees: NECB_Default :run_annual_simulation: true :s3_bucket: '834599497928' :scale_x: NECB_Default :scale_y: NECB_Default :scale_z: NECB_Default :shw_eff: NECB_Default :skylight_cond: NECB_Default :skylight_solar_trans: NECB_Default :srr_set: NECB_Default :template: NECB2017 | 0 | TRUE | 425.9713 |  | https://s3.console.aws.amazon.com/s3/buckets/834599497928?region=ca-central-1&prefix=osdev/baseline_2021_03_27/3160af0a-7f39-4875-8471-18cda6cd400b/output/11200e60-1fd2-4619-a6a6-6871c17f15dc/ | 1.0.002 | 0 | 0 |  | 0 | 0 | tier_1 | 0
49 |  |  | NECB_Default | NECB_Default | NECB_Default | NECB_Default | NECB_Default | NECB_Default | NECB_Default | NECB_Default | RetailStandalone | NECB2017 | CAN_AB_Edmonton.Intl.AP.711230_CWEC2016.epw | NaturalGas | NECB_Default | NECB_Default | NECB_Default | NECB_Default | NECB_Default | NECB_Default | NECB_Default | NECB_Default | NECB_Default | NECB_Default | NECB_Default | NECB_Default | NECB_Default | NECB_Default | NECB_Default | NECB_Default | NECB_Default | NECB_Default | NECB_Default | NECB_Default | NECB_Default | NECB_Default | NECB_Default | NECB_Default | NECB_Default | NECB_Default | NECB_Default | aws_batch | 834599497928 | [5 empty] | baseline_2021_03_27 | 3160af0a-7f39-4875-8471-18cda6cd400b | TRUE | TRUE | 1fbae839-0070-4101-b170-7f18751fd150 |  | 2293.99 | 3471.0086 | 32.5 | RetailStandalone |  |  | 2 | RetailStandalone | 1 |  | 1 | NECB2017 | 0.24821 | 13984.1807 | 223.9462 | 38.1505 | 113.5275 | 4.9749 | 582.6139 | 202.0148 | EDMONTON | ALBERTA | 78.9381 | 13.5554 | 0 | 92.4936 | 7.4817 | 0.96706 | 0 | 8.4487 | 0 | 0.031909 | 0 | 0 | 0.3597 | 0.11317 | 0.006238 | 0.25454 | 0.032271 | 0.17303 | 0.26863 | 0.0030776 | 0.62833 | 0.014089 | 40.9086 | 111.9114 | Natural Gas | 32.5 | 0.757 | [5 empty] | 0.138 | 0.21 | 1.9 | 1.9 | 2 | Edmonton Intl AP | CAN | 23 | 5588 | 53.31 | -113.579 | 7a | 5120 | AB | CAN_AB_Edmonton.Intl.AP.711230_CWEC2016.epw | 0 | 0 | 0 | 0 | 32.32 | 68.4249 | 0.3214 | 0.0046971 | 117.47 | 0.1 | 2021-03-27 18:28:46 +0000 | f477b7f5 | 0.2.11 | :adv_dx_units: NECB_Default :analysis_id: 3160af0a-7f39-4875-8471-18cda6cd400b :analysis_name: baseline_2021_03_27 :boiler_eff: NECB_Default :btap_batch_version: 1.0.002 :building_type: RetailStandalone :compute_environment: aws_batch :datapoint_id: 1fbae839-0070-4101-b170-7f18751fd150 :daylighting_type: NECB_Default :dcv_type: NECB_Default :door_construction_cond: NECB_Default :ecm_system_name: NECB_Default :enable_costing: true :epw_file: CAN_AB_Edmonton.Intl.AP.711230_CWEC2016.epw :erv_package: NECB_Default :ext_floor_cond: NECB_Default :ext_roof_cond: NECB_Default :ext_wall_cond: NECB_Default :fdwr_set: NECB_Default :fixed_wind_solar_trans: NECB_Default :fixed_window_cond: NECB_Default :furnace_eff: NECB_Default :glass_door_cond: NECB_Default :glass_door_solar_trans: NECB_Default :ground_floor_cond: NECB_Default :ground_roof_cond: NECB_Default :ground_wall_cond: NECB_Default :lights_scale: NECB_Default :lights_type: NECB_Default :overhead_door_cond: NECB_Default :primary_heating_fuel: NaturalGas :pv_ground_azimuth_angle: NECB_Default :pv_ground_module_description: NECB_Default :pv_ground_tilt_angle: NECB_Default :pv_ground_total_area_pv_panels_m2: NECB_Default :pv_ground_type: NECB_Default :rotation_degrees: NECB_Default :run_annual_simulation: true :s3_bucket: '834599497928' :scale_x: NECB_Default :scale_y: NECB_Default :scale_z: NECB_Default :shw_eff: NECB_Default :skylight_cond: NECB_Default :skylight_solar_trans: NECB_Default :srr_set: NECB_Default :template: NECB2017 | 0 | TRUE | 425.0889 |  | https://s3.console.aws.amazon.com/s3/buckets/834599497928?region=ca-central-1&prefix=osdev/baseline_2021_03_27/3160af0a-7f39-4875-8471-18cda6cd400b/output/1fbae839-0070-4101-b170-7f18751fd150/ | 1.0.002 | 0 | 0 |  | 0 | 0 | tier_1 | 0
50 |  |  | NECB_Default | NECB_Default | NECB_Default | NECB_Default | NECB_Default | NECB_Default | NECB_Default | NECB_Default | Warehouse | NECB2017 | CAN_AB_Calgary.Intl.AP.718770_CWEC2016.epw | NaturalGas | NECB_Default | NECB_Default | NECB_Default | NECB_Default | NECB_Default | NECB_Default | NECB_Default | NECB_Default | NECB_Default | NECB_Default | NECB_Default | NECB_Default | NECB_Default | NECB_Default | NECB_Default | NECB_Default | NECB_Default | NECB_Default | NECB_Default | NECB_Default | NECB_Default | NECB_Default | NECB_Default | NECB_Default | NECB_Default | NECB_Default | NECB_Default | aws_batch | 834599497928 | [5 empty] | baseline_2021_03_27 | 3160af0a-7f39-4875-8471-18cda6cd400b | TRUE | TRUE | f1c956a4-24d4-43bf-9434-e4a24bc337f6 |  | 4835.13 | 7095.2421 | 33.3 | Warehouse |  |  | 2 | Warehouse | 1 |  | 1 | NECB2017 | 0.18734 | 37873.9042 | 214.4997 | 30.2107 | 64.7166 | 3.0571 | 405.0502 | 92.566 | CALGARY | ALBERTA | 37.871 | 10.7584 | 0 | 48.6293 | 3.5894 | 0.76751 | 0 | 4.3569 | 0 | 0.022279 | 0 | 0 | 0.17257 | 0.074414 | 0.0011644 | 0.2 | 0.017578 | 0.05403 | 0.2132 | 0.0031023 | 0.38576 | 0.013201 | 31.4322 | 92.8605 | Natural Gas | 33.3 | 0.757 | [5 empty] | 0.138 | 0.21 | 1.9 | 1.9 | 2 | Calgary Intl AP | CAN | 64 | 4781 | 51.114 | -114.02 | 7a | 5000 | AB | CAN_AB_Calgary.Intl.AP.718770_CWEC2016.epw | 0 | 0 | 0 | 0 | 63.83 | 71.7905 | 0.64331 | 0.0089609 | 235.13 | 0.1 | 2021-03-27 18:28:43 +0000 | f477b7f5 | 0.2.11 | :adv_dx_units: NECB_Default :analysis_id: 3160af0a-7f39-4875-8471-18cda6cd400b :analysis_name: baseline_2021_03_27 :boiler_eff: NECB_Default :btap_batch_version: 1.0.002 :building_type: Warehouse :compute_environment: aws_batch :datapoint_id: f1c956a4-24d4-43bf-9434-e4a24bc337f6 :daylighting_type: NECB_Default :dcv_type: NECB_Default :door_construction_cond: NECB_Default :ecm_system_name: NECB_Default :enable_costing: true :epw_file: CAN_AB_Calgary.Intl.AP.718770_CWEC2016.epw :erv_package: NECB_Default :ext_floor_cond: NECB_Default :ext_roof_cond: NECB_Default :ext_wall_cond: NECB_Default :fdwr_set: NECB_Default :fixed_wind_solar_trans: NECB_Default :fixed_window_cond: NECB_Default :furnace_eff: NECB_Default :glass_door_cond: NECB_Default :glass_door_solar_trans: NECB_Default :ground_floor_cond: NECB_Default :ground_roof_cond: NECB_Default :ground_wall_cond: NECB_Default :lights_scale: NECB_Default :lights_type: NECB_Default :overhead_door_cond: NECB_Default :primary_heating_fuel: NaturalGas :pv_ground_azimuth_angle: NECB_Default :pv_ground_module_description: NECB_Default :pv_ground_tilt_angle: NECB_Default :pv_ground_total_area_pv_panels_m2: NECB_Default :pv_ground_type: NECB_Default :rotation_degrees: NECB_Default :run_annual_simulation: true :s3_bucket: '834599497928' :scale_x: NECB_Default :scale_y: NECB_Default :scale_z: NECB_Default :shw_eff: NECB_Default :skylight_cond: NECB_Default :skylight_solar_trans: NECB_Default :srr_set: NECB_Default :template: NECB2017 | 0 | TRUE | 426.2906 |  | https://s3.console.aws.amazon.com/s3/buckets/834599497928?region=ca-central-1&prefix=osdev/baseline_2021_03_27/3160af0a-7f39-4875-8471-18cda6cd400b/output/f1c956a4-24d4-43bf-9434-e4a24bc337f6/ | 1.0.002 | 0 | 0 |  | 0 | 0 | tier_1 | 0
51 |  |  | NECB_Default | NECB_Default | NECB_Default | NECB_Default | NECB_Default | NECB_Default | NECB_Default | NECB_Default | RetailStandalone | NECB2017 | CAN_AB_Calgary.Intl.AP.718770_CWEC2016.epw | Electricity | NECB_Default | NECB_Default | NECB_Default | NECB_Default | NECB_Default | NECB_Default | NECB_Default | NECB_Default | NECB_Default | NECB_Default | NECB_Default | NECB_Default | NECB_Default | NECB_Default | NECB_Default | NECB_Default | NECB_Default | NECB_Default | NECB_Default | NECB_Default | NECB_Default | NECB_Default | NECB_Default | NECB_Default | NECB_Default | NECB_Default | NECB_Default | aws_batch | 834599497928 | [5 empty] | baseline_2021_03_27 | 3160af0a-7f39-4875-8471-18cda6cd400b | TRUE | TRUE | 79bc8c1e-7d96-478a-81f1-489efd8d8484 |  | 2293.99 | 3471.0086 | 33.3 | RetailStandalone |  |  | 2 | RetailStandalone | 1 |  | 1 | NECB2017 | 0.24821 | 13984.1807 | 223.3988 | 10.899 | 112.3249 | 5.628 | 578.1086 | 225.8579 | CALGARY | ALBERTA | 116.1686 | 0 | 0 | 116.1686 | 11.0104 | 0 | 0 | 11.0104 | 0 | 0.032973 | 0 | 0 | 0.52934 | 0.11892 | 0.0050349 | 0.15567 | 0.032271 | 0.17303 | 0 | 0 | 0.52934 | 0.011439 | 91.4032 | 0 | Electricity | 33.3 | 0.757 | [5 empty] | 0.138 | 0.21 | 1.9 | 1.9 | 2 | Calgary Intl AP | CAN | 64 | 4781 | 51.114 | -114.02 | 7a | 5000 | AB | CAN_AB_Calgary.Intl.AP.718770_CWEC2016.epw | 0 | 0.071792 | 0.0010492 | 26.24 | 0 | 68.4249 | 0.3214 | 0.0046971 | 117.47 | 0.1 | 2021-03-27 18:28:55 +0000 | f477b7f5 | 0.2.11 | :adv_dx_units: NECB_Default :analysis_id: 3160af0a-7f39-4875-8471-18cda6cd400b :analysis_name: baseline_2021_03_27 :boiler_eff: NECB_Default :btap_batch_version: 1.0.002 :building_type: RetailStandalone :compute_environment: aws_batch :datapoint_id: 79bc8c1e-7d96-478a-81f1-489efd8d8484 :daylighting_type: NECB_Default :dcv_type: NECB_Default :door_construction_cond: NECB_Default :ecm_system_name: NECB_Default :enable_costing: true :epw_file: CAN_AB_Calgary.Intl.AP.718770_CWEC2016.epw :erv_package: NECB_Default :ext_floor_cond: NECB_Default :ext_roof_cond: NECB_Default :ext_wall_cond: NECB_Default :fdwr_set: NECB_Default :fixed_wind_solar_trans: NECB_Default :fixed_window_cond: NECB_Default :furnace_eff: NECB_Default :glass_door_cond: NECB_Default :glass_door_solar_trans: NECB_Default :ground_floor_cond: NECB_Default :ground_roof_cond: NECB_Default :ground_wall_cond: NECB_Default :lights_scale: NECB_Default :lights_type: NECB_Default :overhead_door_cond: NECB_Default :primary_heating_fuel: Electricity :pv_ground_azimuth_angle: NECB_Default :pv_ground_module_description: NECB_Default :pv_ground_tilt_angle: NECB_Default :pv_ground_total_area_pv_panels_m2: NECB_Default :pv_ground_type: NECB_Default :rotation_degrees: NECB_Default :run_annual_simulation: true :s3_bucket: '834599497928' :scale_x: NECB_Default :scale_y: NECB_Default :scale_z: NECB_Default :shw_eff: NECB_Default :skylight_cond: NECB_Default :skylight_solar_trans: NECB_Default :srr_set: NECB_Default :template: NECB2017 | 0 | TRUE | 426.5277 |  | https://s3.console.aws.amazon.com/s3/buckets/834599497928?region=ca-central-1&prefix=osdev/baseline_2021_03_27/3160af0a-7f39-4875-8471-18cda6cd400b/output/79bc8c1e-7d96-478a-81f1-489efd8d8484/ | 1.0.002 | 0 | 0 |  | 0 | 0 | tier_1 | 0
52 |  |  | NECB_Default | NECB_Default | NECB_Default | NECB_Default | NECB_Default | NECB_Default | NECB_Default | NECB_Default | RetailStripmall | NECB2017 | CAN_ON_Toronto.Pearson.Intl.AP.716240_CWEC2016.epw | NaturalGas | NECB_Default | NECB_Default | NECB_Default | NECB_Default | NECB_Default | NECB_Default | NECB_Default | NECB_Default | NECB_Default | NECB_Default | NECB_Default | NECB_Default | NECB_Default | NECB_Default | NECB_Default | NECB_Default | NECB_Default | NECB_Default | NECB_Default | NECB_Default | NECB_Default | NECB_Default | NECB_Default | NECB_Default | NECB_Default | NECB_Default | NECB_Default | aws_batch | 834599497928 | [5 empty] | baseline_2021_03_27 | 3160af0a-7f39-4875-8471-18cda6cd400b | TRUE | TRUE | d7134856-0db8-475d-931f-2588ed7d6bdd |  | 2090.32 | 3274.4664 | 40 | RetailStripmall |  |  | 2 | RetailStripmall | 1 |  | 1 | NECB2017 | 0.30241 | 10827.8493 | 241.536 | 43.2041 | 122.6118 | 6.2854 | 641.9411 | 228.3038 | TORONTO | ONTARIO | 2.4398 | 12.4302 | 0 | 14.87 | 19.5476 | 2.1933 | 0 | 21.7409 | 0 | 0.070554 | 0 | 0 | 0.43927 | 0.13355 | 0.0075347 | 0.23619 | 0.036162 | 0.18943 | 0.25153 | 0.0020427 | 0.6908 | 0.015333 | 54.8894 | 102.7937 | Natural Gas | 40 | 0.757 | [5 empty] | 0.156 | 0.278 | 1.9 | 1.9 | 2 | Toronto Pearson Intl AP | CAN | 382 | 3615 | 43.677 | -79.631 | 5 | 3890 | ON | CAN_ON_Toronto.Pearson.Intl.AP.716240_CWEC2016.epw | 0 | 0 | 0 | 0 | 32.05 | 435.6285 | 0.35319 | 0.00081075 | 129.09 | 0.1 | 2021-03-27 18:29:05 +0000 | f477b7f5 | 0.2.11 | :adv_dx_units: NECB_Default :analysis_id: 3160af0a-7f39-4875-8471-18cda6cd400b :analysis_name: baseline_2021_03_27 :boiler_eff: NECB_Default :btap_batch_version: 1.0.002 :building_type: RetailStripmall :compute_environment: aws_batch :datapoint_id: d7134856-0db8-475d-931f-2588ed7d6bdd :daylighting_type: NECB_Default :dcv_type: NECB_Default :door_construction_cond: NECB_Default :ecm_system_name: NECB_Default :enable_costing: true :epw_file: CAN_ON_Toronto.Pearson.Intl.AP.716240_CWEC2016.epw :erv_package: NECB_Default :ext_floor_cond: NECB_Default :ext_roof_cond: NECB_Default :ext_wall_cond: NECB_Default :fdwr_set: NECB_Default :fixed_wind_solar_trans: NECB_Default :fixed_window_cond: NECB_Default :furnace_eff: NECB_Default :glass_door_cond: NECB_Default :glass_door_solar_trans: NECB_Default :ground_floor_cond: NECB_Default :ground_roof_cond: NECB_Default :ground_wall_cond: NECB_Default :lights_scale: NECB_Default :lights_type: NECB_Default :overhead_door_cond: NECB_Default :primary_heating_fuel: NaturalGas :pv_ground_azimuth_angle: NECB_Default :pv_ground_module_description: NECB_Default :pv_ground_tilt_angle: NECB_Default :pv_ground_total_area_pv_panels_m2: NECB_Default :pv_ground_type: NECB_Default :rotation_degrees: NECB_Default :run_annual_simulation: true :s3_bucket: '834599497928' :scale_x: NECB_Default :scale_y: NECB_Default :scale_z: NECB_Default :shw_eff: NECB_Default :skylight_cond: NECB_Default :skylight_solar_trans: NECB_Default :srr_set: NECB_Default :template: NECB2017 | 0 | TRUE | 426.5467 |  | https://s3.console.aws.amazon.com/s3/buckets/834599497928?region=ca-central-1&prefix=osdev/baseline_2021_03_27/3160af0a-7f39-4875-8471-18cda6cd400b/output/d7134856-0db8-475d-931f-2588ed7d6bdd/ | 1.0.002 | 0 | 0 |  | 0 | 0 | tier_1 | 0
53 |  |  | NECB_Default | NECB_Default | NECB_Default | NECB_Default | NECB_Default | NECB_Default | NECB_Default | NECB_Default | RetailStandalone | NECB2017 | CAN_QC_Montreal-Trudeau.Intl.AP.716270_CWEC2016.epw | Electricity | NECB_Default | NECB_Default | NECB_Default | NECB_Default | NECB_Default | NECB_Default | NECB_Default | NECB_Default | NECB_Default | NECB_Default | NECB_Default | NECB_Default | NECB_Default | NECB_Default | NECB_Default | NECB_Default | NECB_Default | NECB_Default | NECB_Default | NECB_Default | NECB_Default | NECB_Default | NECB_Default | NECB_Default | NECB_Default | NECB_Default | NECB_Default | aws_batch | 834599497928 | [5 empty] | baseline_2021_03_27 | 3160af0a-7f39-4875-8471-18cda6cd400b | TRUE | TRUE | 8fb0c17c-910c-4396-aadf-38c198b0b823 |  | 2293.99 | 3471.0086 | 37.3 | RetailStandalone |  |  | 2 | RetailStandalone | 1 |  | 1 | NECB2017 | 0.24821 | 13984.1807 | 222.2177 | 12.5174 | 103.6828 | 5.5923 | 567.0244 | 223.0141 | MONTREAL | QUEBEC | 0.21811 | 0 | 0 | 0.21811 | 13.8911 | 0 | 0 | 13.8911 | 0 | 0.066796 | 0 | 0 | 0.56126 | 0.10436 | 0.0089233 | 0.16494 | 0.032271 | 0.17303 | 0 | 0 | 0.56126 | 0.010929 | 91.7429 | 0 | Electricity | 37.3 | 0.757 | [5 empty] | 0.156 | 0.247 | 1.9 | 1.9 | 2 | Montreal-Trudeau Intl AP | CAN | 323 | 4090 | 45.471 | -73.741 | 6 | 4400 | QC | CAN_QC_Montreal-Trudeau.Intl.AP.716270_CWEC2016.epw | 0 | 0.068591 | 0.0010024 | 25.07 | 0 | 68.4249 | 0.3214 | 0.0046971 | 117.47 | 0.1 | 2021-03-27 18:28:21 +0000 | f477b7f5 | 0.2.11 | :adv_dx_units: NECB_Default :analysis_id: 3160af0a-7f39-4875-8471-18cda6cd400b :analysis_name: baseline_2021_03_27 :boiler_eff: NECB_Default :btap_batch_version: 1.0.002 :building_type: RetailStandalone :compute_environment: aws_batch :datapoint_id: 8fb0c17c-910c-4396-aadf-38c198b0b823 :daylighting_type: NECB_Default :dcv_type: NECB_Default :door_construction_cond: NECB_Default :ecm_system_name: NECB_Default :enable_costing: true :epw_file: CAN_QC_Montreal-Trudeau.Intl.AP.716270_CWEC2016.epw :erv_package: NECB_Default :ext_floor_cond: NECB_Default :ext_roof_cond: NECB_Default :ext_wall_cond: NECB_Default :fdwr_set: NECB_Default :fixed_wind_solar_trans: NECB_Default :fixed_window_cond: NECB_Default :furnace_eff: NECB_Default :glass_door_cond: NECB_Default :glass_door_solar_trans: NECB_Default :ground_floor_cond: NECB_Default :ground_roof_cond: NECB_Default :ground_wall_cond: NECB_Default :lights_scale: NECB_Default :lights_type: NECB_Default :overhead_door_cond: NECB_Default :primary_heating_fuel: Electricity :pv_ground_azimuth_angle: NECB_Default :pv_ground_module_description: NECB_Default :pv_ground_tilt_angle: NECB_Default :pv_ground_total_area_pv_panels_m2: NECB_Default :pv_ground_type: NECB_Default :rotation_degrees: NECB_Default :run_annual_simulation: true :s3_bucket: '834599497928' :scale_x: NECB_Default :scale_y: NECB_Default :scale_z: NECB_Default :shw_eff: NECB_Default :skylight_cond: NECB_Default :skylight_solar_trans: NECB_Default :srr_set: NECB_Default :template: NECB2017 | 0 | TRUE | 427.2925 |  | https://s3.console.aws.amazon.com/s3/buckets/834599497928?region=ca-central-1&prefix=osdev/baseline_2021_03_27/3160af0a-7f39-4875-8471-18cda6cd400b/output/8fb0c17c-910c-4396-aadf-38c198b0b823/ | 1.0.002 | 0 | 0 |  | 0 | 0 | tier_1 | 0
54 |  |  | NECB_Default | NECB_Default | NECB_Default | NECB_Default | NECB_Default | NECB_Default | NECB_Default | NECB_Default | SmallOffice | NECB2017 | CAN_BC_Vancouver.Intl.AP.718920_CWEC2016.epw | Electricity | NECB_Default | NECB_Default | NECB_Default | NECB_Default | NECB_Default | NECB_Default | NECB_Default | NECB_Default | NECB_Default | NECB_Default | NECB_Default | NECB_Default | NECB_Default | NECB_Default | NECB_Default | NECB_Default | NECB_Default | NECB_Default | NECB_Default | NECB_Default | NECB_Default | NECB_Default | NECB_Default | NECB_Default | NECB_Default | NECB_Default | NECB_Default | aws_batch | 834599497928 | [5 empty] | baseline_2021_03_27 | 3160af0a-7f39-4875-8471-18cda6cd400b | TRUE | TRUE | 181af441-244f-499a-832f-26e8ebdaf455 |  | 511.16 | 937.0967 | 40 | SmallOffice |  |  | 0 | SmallOffice | 1 |  | 1 | NECB2017 | 0.39751 | 2357.444 | 231.4341 | 11.3002 | 60.2677 | 23.6172 | 632.9629 | 306.3436 | VANCOUVER | BRITISH COLUMBIA | 1.1081 | 0 | 0 | 1.1081 | 11.0657 | 0 | 0 | 11.0657 | 0 | 0.039264 | 0 | 0 | 0.39101 | 0.078371 | 0 | 0.029638 | 0.099988 | 0.10003 | 0 | 0 | 0.39101 | 0.043724 | 48.7752 | 0 | Electricity | 40 | 0.757 |  |  |  | 0.227 |  | 0.193 | 0.315 | 2.1 |  | 0 | Vancouver Intl AP | CAN | 42 | 2797 | 49.195 | -123.184 | 4 | 2800 | BC | CAN_BC_Vancouver.Intl.AP.718920_CWEC2016.epw | 0 | 0.061149 | 0.0023914 | 22.35 | 0 | 25.5708 | 0.2983 | 0.011666 | 109.03 | 0.1 | 2021-03-27 18:28:24 +0000 | f477b7f5 | 0.2.11 | :adv_dx_units: NECB_Default :analysis_id: 3160af0a-7f39-4875-8471-18cda6cd400b :analysis_name: baseline_2021_03_27 :boiler_eff: NECB_Default :btap_batch_version: 1.0.002 :building_type: SmallOffice :compute_environment: aws_batch :datapoint_id: 181af441-244f-499a-832f-26e8ebdaf455 :daylighting_type: NECB_Default :dcv_type: NECB_Default :door_construction_cond: NECB_Default :ecm_system_name: NECB_Default :enable_costing: true :epw_file: CAN_BC_Vancouver.Intl.AP.718920_CWEC2016.epw :erv_package: NECB_Default :ext_floor_cond: NECB_Default :ext_roof_cond: NECB_Default :ext_wall_cond: NECB_Default :fdwr_set: NECB_Default :fixed_wind_solar_trans: NECB_Default :fixed_window_cond: NECB_Default :furnace_eff: NECB_Default :glass_door_cond: NECB_Default :glass_door_solar_trans: NECB_Default :ground_floor_cond: NECB_Default :ground_roof_cond: NECB_Default :ground_wall_cond: NECB_Default :lights_scale: NECB_Default :lights_type: NECB_Default :overhead_door_cond: NECB_Default :primary_heating_fuel: Electricity :pv_ground_azimuth_angle: NECB_Default :pv_ground_module_description: NECB_Default :pv_ground_tilt_angle: NECB_Default :pv_ground_total_area_pv_panels_m2: NECB_Default :pv_ground_type: NECB_Default :rotation_degrees: NECB_Default :run_annual_simulation: true :s3_bucket: '834599497928' :scale_x: NECB_Default :scale_y: NECB_Default :scale_z: NECB_Default :shw_eff: NECB_Default :skylight_cond: NECB_Default :skylight_solar_trans: NECB_Default :srr_set: NECB_Default :template: NECB2017 | 0 | TRUE | 429.029 |  | https://s3.console.aws.amazon.com/s3/buckets/834599497928?region=ca-central-1&prefix=osdev/baseline_2021_03_27/3160af0a-7f39-4875-8471-18cda6cd400b/output/181af441-244f-499a-832f-26e8ebdaf455/ | 1.0.002 | 0 | 0 |  | 0 | 0 | tier_1 | 0
55 |  |  | NECB_Default | NECB_Default | NECB_Default | NECB_Default | NECB_Default | NECB_Default | NECB_Default | NECB_Default | RetailStandalone | NECB2017 | CAN_AB_Edmonton.Intl.AP.711230_CWEC2016.epw | Electricity | NECB_Default | NECB_Default | NECB_Default | NECB_Default | NECB_Default | NECB_Default | NECB_Default | NECB_Default | NECB_Default | NECB_Default | NECB_Default | NECB_Default | NECB_Default | NECB_Default | NECB_Default | NECB_Default | NECB_Default | NECB_Default | NECB_Default | NECB_Default | NECB_Default | NECB_Default | NECB_Default | NECB_Default | NECB_Default | NECB_Default | NECB_Default | aws_batch | 834599497928 | [5 empty] | baseline_2021_03_27 | 3160af0a-7f39-4875-8471-18cda6cd400b | TRUE | TRUE | 6ab50fe7-8e55-46e0-99a4-9512147fdf1b |  | 2293.99 | 3471.0086 | 32.5 | RetailStandalone |  |  | 2 | RetailStandalone | 1 |  | 1 | NECB2017 | 0.24821 | 13984.1807 | 223.9462 | 11.9063 | 113.5275 | 5.6275 | 577.2985 | 222.291 | EDMONTON | ALBERTA | 123.1111 | 0 | 0 | 123.1111 | 11.6684 | 0 | 0 | 11.6684 | 0 | 0.031295 | 0 | 0 | 0.56098 | 0.11226 | 0.006238 | 0.1941 | 0.032271 | 0.17303 | 0 | 0 | 0.56098 | 0.011787 | 106.2621 | 0 | Electricity | 32.5 | 0.757 | [5 empty] | 0.138 | 0.21 | 1.9 | 1.9 | 2 | Edmonton Intl AP | CAN | 23 | 5588 | 53.31 | -113.579 | 7a | 5120 | AB | CAN_AB_Edmonton.Intl.AP.711230_CWEC2016.epw | 0 | 0.073981 | 0.0010812 | 27.04 | 0 | 68.4249 | 0.3214 | 0.0046971 | 117.47 | 0.1 | 2021-03-27 18:28:47 +0000 | f477b7f5 | 0.2.11 | :adv_dx_units: NECB_Default :analysis_id: 3160af0a-7f39-4875-8471-18cda6cd400b :analysis_name: baseline_2021_03_27 :boiler_eff: NECB_Default :btap_batch_version: 1.0.002 :building_type: RetailStandalone :compute_environment: aws_batch :datapoint_id: 6ab50fe7-8e55-46e0-99a4-9512147fdf1b :daylighting_type: NECB_Default :dcv_type: NECB_Default :door_construction_cond: NECB_Default :ecm_system_name: NECB_Default :enable_costing: true :epw_file: CAN_AB_Edmonton.Intl.AP.711230_CWEC2016.epw :erv_package: NECB_Default :ext_floor_cond: NECB_Default :ext_roof_cond: NECB_Default :ext_wall_cond: NECB_Default :fdwr_set: NECB_Default :fixed_wind_solar_trans: NECB_Default :fixed_window_cond: NECB_Default :furnace_eff: NECB_Default :glass_door_cond: NECB_Default :glass_door_solar_trans: NECB_Default :ground_floor_cond: NECB_Default :ground_roof_cond: NECB_Default :ground_wall_cond: NECB_Default :lights_scale: NECB_Default :lights_type: NECB_Default :overhead_door_cond: NECB_Default :primary_heating_fuel: Electricity :pv_ground_azimuth_angle: NECB_Default :pv_ground_module_description: NECB_Default :pv_ground_tilt_angle: NECB_Default :pv_ground_total_area_pv_panels_m2: NECB_Default :pv_ground_type: NECB_Default :rotation_degrees: NECB_Default :run_annual_simulation: true :s3_bucket: '834599497928' :scale_x: NECB_Default :scale_y: NECB_Default :scale_z: NECB_Default :shw_eff: NECB_Default :skylight_cond: NECB_Default :skylight_solar_trans: NECB_Default :srr_set: NECB_Default :template: NECB2017 | 0 | TRUE | 427.9066 |  | https://s3.console.aws.amazon.com/s3/buckets/834599497928?region=ca-central-1&prefix=osdev/baseline_2021_03_27/3160af0a-7f39-4875-8471-18cda6cd400b/output/6ab50fe7-8e55-46e0-99a4-9512147fdf1b/ | 1.0.002 | 0 | 0 |  | 0 | 0 | tier_1 | 0
56 |  |  | NECB_Default | NECB_Default | NECB_Default | NECB_Default | NECB_Default | NECB_Default | NECB_Default | NECB_Default | RetailStripmall | NECB2017 | CAN_YT_Whitehorse.Intl.AP.719640_CWEC2016.epw | NaturalGas | NECB_Default | NECB_Default | NECB_Default | NECB_Default | NECB_Default | NECB_Default | NECB_Default | NECB_Default | NECB_Default | NECB_Default | NECB_Default | NECB_Default | NECB_Default | NECB_Default | NECB_Default | NECB_Default | NECB_Default | NECB_Default | NECB_Default | NECB_Default | NECB_Default | NECB_Default | NECB_Default | NECB_Default | NECB_Default | NECB_Default | NECB_Default | aws_batch | 834599497928 | [5 empty] | baseline_2021_03_27 | 3160af0a-7f39-4875-8471-18cda6cd400b | TRUE | TRUE | ed671079-f147-4e23-9aae-6a9beec7614e |  | 2090.32 | 3274.4664 | 22.8 | RetailStripmall |  |  | 2 | RetailStripmall | 1 |  | 1 | NECB2017 | 0.30241 | 10827.8493 | 190.1016 | 35.2714 | 104.3402 | 5.7064 | 516.5633 | 181.1437 | WHITEHORSE | YUKON | 5.6537 | 20.0054 | 0 | 25.6591 | 12.9477 | 3.6464 | 0 | 16.5941 | 0 | 0.01184 | 0 | 0 | 0.36349 | 0.1163 | 0.0077213 | 0.3845 | 0.036162 | 0.18943 | 0.40204 | 0.002038 | 0.76553 | 0.017543 | 39.6964 | 152.6459 | Natural Gas | 22.8 | 0.757 | [5 empty] | 0.138 | 0.21 | 1.9 | 1.9 | 2 | Whitehorse Intl AP | CAN | 5 | 6491 | 60.709 | -135.069 | 7b | 6580 | YT | CAN_YT_Whitehorse.Intl.AP.719640_CWEC2016.epw | 0 | 0 | 0 | 0 | 36.67 | 435.6285 | 0.35319 | 0.00081075 | 129.09 | 0.1 | 2021-03-27 18:28:50 +0000 | f477b7f5 | 0.2.11 | :adv_dx_units: NECB_Default :analysis_id: 3160af0a-7f39-4875-8471-18cda6cd400b :analysis_name: baseline_2021_03_27 :boiler_eff: NECB_Default :btap_batch_version: 1.0.002 :building_type: RetailStripmall :compute_environment: aws_batch :datapoint_id: ed671079-f147-4e23-9aae-6a9beec7614e :daylighting_type: NECB_Default :dcv_type: NECB_Default :door_construction_cond: NECB_Default :ecm_system_name: NECB_Default :enable_costing: true :epw_file: CAN_YT_Whitehorse.Intl.AP.719640_CWEC2016.epw :erv_package: NECB_Default :ext_floor_cond: NECB_Default :ext_roof_cond: NECB_Default :ext_wall_cond: NECB_Default :fdwr_set: NECB_Default :fixed_wind_solar_trans: NECB_Default :fixed_window_cond: NECB_Default :furnace_eff: NECB_Default :glass_door_cond: NECB_Default :glass_door_solar_trans: NECB_Default :ground_floor_cond: NECB_Default :ground_roof_cond: NECB_Default :ground_wall_cond: NECB_Default :lights_scale: NECB_Default :lights_type: NECB_Default :overhead_door_cond: NECB_Default :primary_heating_fuel: NaturalGas :pv_ground_azimuth_angle: NECB_Default :pv_ground_module_description: NECB_Default :pv_ground_tilt_angle: NECB_Default :pv_ground_total_area_pv_panels_m2: NECB_Default :pv_ground_type: NECB_Default :rotation_degrees: NECB_Default :run_annual_simulation: true :s3_bucket: '834599497928' :scale_x: NECB_Default :scale_y: NECB_Default :scale_z: NECB_Default :shw_eff: NECB_Default :skylight_cond: NECB_Default :skylight_solar_trans: NECB_Default :srr_set: NECB_Default :template: NECB2017 | 0 | TRUE | 427.5776 |  | https://s3.console.aws.amazon.com/s3/buckets/834599497928?region=ca-central-1&prefix=osdev/baseline_2021_03_27/3160af0a-7f39-4875-8471-18cda6cd400b/output/ed671079-f147-4e23-9aae-6a9beec7614e/ | 1.0.002 | 0 | 0 |  | 0 | 0 | tier_1 | 0
57 |  |  | NECB_Default | NECB_Default | NECB_Default | NECB_Default | NECB_Default | NECB_Default | NECB_Default | NECB_Default | SmallOffice | NECB2017 | CAN_AB_Edmonton.Intl.AP.711230_CWEC2016.epw | NaturalGas | NECB_Default | NECB_Default | NECB_Default | NECB_Default | NECB_Default | NECB_Default | NECB_Default | NECB_Default | NECB_Default | NECB_Default | NECB_Default | NECB_Default | NECB_Default | NECB_Default | NECB_Default | NECB_Default | NECB_Default | NECB_Default | NECB_Default | NECB_Default | NECB_Default | NECB_Default | NECB_Default | NECB_Default | NECB_Default | NECB_Default | NECB_Default | aws_batch | 834599497928 | [5 empty] | baseline_2021_03_27 | 3160af0a-7f39-4875-8471-18cda6cd400b | TRUE | TRUE | d34eb36d-8801-4804-ab53-1b0998680b31 |  | 511.16 | 937.0967 | 32.5 | SmallOffice |  |  | 0 | SmallOffice | 1 |  | 1 | NECB2017 | 0.39751 | 2357.444 | 247.5279 | 73.5854 | 67.2023 | 18.519 | 720.963 | 314.1283 | EDMONTON | ALBERTA | 70.6381 | 7.0407 | 0 | 77.6788 | 6.695 | 0.50229 | 0 | 7.1973 | 0 | 0.033003 | 0 | 0 | 0.32184 | 0.078899 | 0.0082166 | 0.07976 | 0.099988 | 0.10003 | 0.13953 | 0.001702 | 0.46136 | 0.059766 | 36.092 | 62.3721 | Natural Gas | 32.5 | 0.757 |  |  |  | 0.162 |  | 0.138 | 0.21 | 1.9 |  | 0 | Edmonton Intl AP | CAN | 23 | 5588 | 53.31 | -113.579 | 7a | 5120 | AB | CAN_AB_Edmonton.Intl.AP.711230_CWEC2016.epw | 0 | 0 | 0 | 0 | 30.55 | 25.5708 | 0.2983 | 0.011666 | 109.03 | 0.1 | 2021-03-27 18:28:36 +0000 | f477b7f5 | 0.2.11 | :adv_dx_units: NECB_Default :analysis_id: 3160af0a-7f39-4875-8471-18cda6cd400b :analysis_name: baseline_2021_03_27 :boiler_eff: NECB_Default :btap_batch_version: 1.0.002 :building_type: SmallOffice :compute_environment: aws_batch :datapoint_id: d34eb36d-8801-4804-ab53-1b0998680b31 :daylighting_type: NECB_Default :dcv_type: NECB_Default :door_construction_cond: NECB_Default :ecm_system_name: NECB_Default :enable_costing: true :epw_file: CAN_AB_Edmonton.Intl.AP.711230_CWEC2016.epw :erv_package: NECB_Default :ext_floor_cond: NECB_Default :ext_roof_cond: NECB_Default :ext_wall_cond: NECB_Default :fdwr_set: NECB_Default :fixed_wind_solar_trans: NECB_Default :fixed_window_cond: NECB_Default :furnace_eff: NECB_Default :glass_door_cond: NECB_Default :glass_door_solar_trans: NECB_Default :ground_floor_cond: NECB_Default :ground_roof_cond: NECB_Default :ground_wall_cond: NECB_Default :lights_scale: NECB_Default :lights_type: NECB_Default :overhead_door_cond: NECB_Default :primary_heating_fuel: NaturalGas :pv_ground_azimuth_angle: NECB_Default :pv_ground_module_description: NECB_Default :pv_ground_tilt_angle: NECB_Default :pv_ground_total_area_pv_panels_m2: NECB_Default :pv_ground_type: NECB_Default :rotation_degrees: NECB_Default :run_annual_simulation: true :s3_bucket: '834599497928' :scale_x: NECB_Default :scale_y: NECB_Default :scale_z: NECB_Default :shw_eff: NECB_Default :skylight_cond: NECB_Default :skylight_solar_trans: NECB_Default :srr_set: NECB_Default :template: NECB2017 | 0 | TRUE | 429.3631 |  | https://s3.console.aws.amazon.com/s3/buckets/834599497928?region=ca-central-1&prefix=osdev/baseline_2021_03_27/3160af0a-7f39-4875-8471-18cda6cd400b/output/d34eb36d-8801-4804-ab53-1b0998680b31/ | 1.0.002 | 0 | 0 |  | 0 | 0 | tier_1 | 0
58 |  |  | NECB_Default | NECB_Default | NECB_Default | NECB_Default | NECB_Default | NECB_Default | NECB_Default | NECB_Default | Warehouse | NECB2017 | CAN_NS_Halifax.Dockyard.713280_CWEC2016.epw | NaturalGas | NECB_Default | NECB_Default | NECB_Default | NECB_Default | NECB_Default | NECB_Default | NECB_Default | NECB_Default | NECB_Default | NECB_Default | NECB_Default | NECB_Default | NECB_Default | NECB_Default | NECB_Default | NECB_Default | NECB_Default | NECB_Default | NECB_Default | NECB_Default | NECB_Default | NECB_Default | NECB_Default | NECB_Default | NECB_Default | NECB_Default | NECB_Default | aws_batch | 834599497928 | [5 empty] | baseline_2021_03_27 | 3160af0a-7f39-4875-8471-18cda6cd400b | TRUE | TRUE | 2023019f-7262-46a2-91e9-2f070dfe1860 |  | 4835.13 | 7095.2421 | 40 | Warehouse |  |  | 2 | Warehouse | 1 |  | 1 | NECB2017 | 0.18734 | 37873.9042 | 187.3823 | 27.6311 | 57.7387 | 2.8698 | 360.5133 | 84.8913 | HALIFAX | NOVA SCOTIA | 33.573 | 8.7584 | 0 | 42.3314 | 6.5843 | 2.2107 | 0 | 8.795 | 0 | 0.021468 | 0 | 0 | 0.16556 | 0.068747 | 0.0011871 | 0.1636 | 0.017578 | 0.05403 | 0.17601 | 0.0025501 | 0.34157 | 0.012411 | 28.91 | 110.9474 | Natural Gas | 40 | 0.757 | [5 empty] | 0.156 | 0.247 | 1.9 | 1.9 | 2 | Halifax Dockyard | CAN | 112 | 3647 | 44.655 | -63.577 | 6 | 4000 | NS | CAN_NS_Halifax.Dockyard.713280_CWEC2016.epw | 0 | 0 | 0 | 0 | 60.01 | 71.7905 | 0.64331 | 0.0089609 | 235.13 | 0.1 | 2021-03-27 18:28:25 +0000 | f477b7f5 | 0.2.11 | :adv_dx_units: NECB_Default :analysis_id: 3160af0a-7f39-4875-8471-18cda6cd400b :analysis_name: baseline_2021_03_27 :boiler_eff: NECB_Default :btap_batch_version: 1.0.002 :building_type: Warehouse :compute_environment: aws_batch :datapoint_id: 2023019f-7262-46a2-91e9-2f070dfe1860 :daylighting_type: NECB_Default :dcv_type: NECB_Default :door_construction_cond: NECB_Default :ecm_system_name: NECB_Default :enable_costing: true :epw_file: CAN_NS_Halifax.Dockyard.713280_CWEC2016.epw :erv_package: NECB_Default :ext_floor_cond: NECB_Default :ext_roof_cond: NECB_Default :ext_wall_cond: NECB_Default :fdwr_set: NECB_Default :fixed_wind_solar_trans: NECB_Default :fixed_window_cond: NECB_Default :furnace_eff: NECB_Default :glass_door_cond: NECB_Default :glass_door_solar_trans: NECB_Default :ground_floor_cond: NECB_Default :ground_roof_cond: NECB_Default :ground_wall_cond: NECB_Default :lights_scale: NECB_Default :lights_type: NECB_Default :overhead_door_cond: NECB_Default :primary_heating_fuel: NaturalGas :pv_ground_azimuth_angle: NECB_Default :pv_ground_module_description: NECB_Default :pv_ground_tilt_angle: NECB_Default :pv_ground_total_area_pv_panels_m2: NECB_Default :pv_ground_type: NECB_Default :rotation_degrees: NECB_Default :run_annual_simulation: true :s3_bucket: '834599497928' :scale_x: NECB_Default :scale_y: NECB_Default :scale_z: NECB_Default :shw_eff: NECB_Default :skylight_cond: NECB_Default :skylight_solar_trans: NECB_Default :srr_set: NECB_Default :template: NECB2017 | 0 | TRUE | 428.381 |  | https://s3.console.aws.amazon.com/s3/buckets/834599497928?region=ca-central-1&prefix=osdev/baseline_2021_03_27/3160af0a-7f39-4875-8471-18cda6cd400b/output/2023019f-7262-46a2-91e9-2f070dfe1860/ | 1.0.002 | 0 | 0 |  | 0 | 0 | tier_1 | 0
59 |  |  | NECB_Default | NECB_Default | NECB_Default | NECB_Default | NECB_Default | NECB_Default | NECB_Default | NECB_Default | Warehouse | NECB2017 | CAN_NS_Halifax.Dockyard.713280_CWEC2016.epw | Electricity | NECB_Default | NECB_Default | NECB_Default | NECB_Default | NECB_Default | NECB_Default | NECB_Default | NECB_Default | NECB_Default | NECB_Default | NECB_Default | NECB_Default | NECB_Default | NECB_Default | NECB_Default | NECB_Default | NECB_Default | NECB_Default | NECB_Default | NECB_Default | NECB_Default | NECB_Default | NECB_Default | NECB_Default | NECB_Default | NECB_Default | NECB_Default | aws_batch | 834599497928 | [5 empty] | baseline_2021_03_27 | 3160af0a-7f39-4875-8471-18cda6cd400b | TRUE | TRUE | d40d2d82-6833-4367-adfd-b2f0688f3e06 |  | 4835.13 | 7095.2421 | 40 | Warehouse |  |  | 2 | Warehouse | 1 |  | 1 | NECB2017 | 0.18734 | 37873.9042 | 187.3823 | 10.8328 | 57.7387 | 2.8189 | 359.1565 | 100.3838 | HALIFAX | NOVA SCOTIA | 61.5143 | 0 | 0 | 61.5143 | 12.0641 | 0 | 0 | 12.0641 | 0 | 0.021079 | 0 | 0 | 0.30335 | 0.068453 | 0.0011851 | 0.13093 | 0.017578 | 0.05403 | 0 | 2.0682e-06 | 0.30335 | 0.010097 | 96.4581 | 0 | Electricity | 40 | 0.757 | [5 empty] | 0.156 | 0.247 | 1.9 | 1.9 | 2 | Halifax Dockyard | CAN | 112 | 3647 | 44.655 | -63.577 | 6 | 4000 | NS | CAN_NS_Halifax.Dockyard.713280_CWEC2016.epw | 0 | 0.13357 | 0.0018606 | 48.82 | 0 | 71.7905 | 0.64331 | 0.0089609 | 235.13 | 0.1 | 2021-03-27 18:28:29 +0000 | f477b7f5 | 0.2.11 | :adv_dx_units: NECB_Default :analysis_id: 3160af0a-7f39-4875-8471-18cda6cd400b :analysis_name: baseline_2021_03_27 :boiler_eff: NECB_Default :btap_batch_version: 1.0.002 :building_type: Warehouse :compute_environment: aws_batch :datapoint_id: d40d2d82-6833-4367-adfd-b2f0688f3e06 :daylighting_type: NECB_Default :dcv_type: NECB_Default :door_construction_cond: NECB_Default :ecm_system_name: NECB_Default :enable_costing: true :epw_file: CAN_NS_Halifax.Dockyard.713280_CWEC2016.epw :erv_package: NECB_Default :ext_floor_cond: NECB_Default :ext_roof_cond: NECB_Default :ext_wall_cond: NECB_Default :fdwr_set: NECB_Default :fixed_wind_solar_trans: NECB_Default :fixed_window_cond: NECB_Default :furnace_eff: NECB_Default :glass_door_cond: NECB_Default :glass_door_solar_trans: NECB_Default :ground_floor_cond: NECB_Default :ground_roof_cond: NECB_Default :ground_wall_cond: NECB_Default :lights_scale: NECB_Default :lights_type: NECB_Default :overhead_door_cond: NECB_Default :primary_heating_fuel: Electricity :pv_ground_azimuth_angle: NECB_Default :pv_ground_module_description: NECB_Default :pv_ground_tilt_angle: NECB_Default :pv_ground_total_area_pv_panels_m2: NECB_Default :pv_ground_type: NECB_Default :rotation_degrees: NECB_Default :run_annual_simulation: true :s3_bucket: '834599497928' :scale_x: NECB_Default :scale_y: NECB_Default :scale_z: NECB_Default :shw_eff: NECB_Default :skylight_cond: NECB_Default :skylight_solar_trans: NECB_Default :srr_set: NECB_Default :template: NECB2017 | 0 | TRUE | 428.9209 |  | https://s3.console.aws.amazon.com/s3/buckets/834599497928?region=ca-central-1&prefix=osdev/baseline_2021_03_27/3160af0a-7f39-4875-8471-18cda6cd400b/output/d40d2d82-6833-4367-adfd-b2f0688f3e06/ | 1.0.002 | 0 | 0 |  | 0 | 0 | tier_1 | 0
60 |  |  | NECB_Default | NECB_Default | NECB_Default | NECB_Default | NECB_Default | NECB_Default | NECB_Default | NECB_Default | RetailStripmall | NECB2017 | CAN_AB_Calgary.Intl.AP.718770_CWEC2016.epw | Electricity | NECB_Default | NECB_Default | NECB_Default | NECB_Default | NECB_Default | NECB_Default | NECB_Default | NECB_Default | NECB_Default | NECB_Default | NECB_Default | NECB_Default | NECB_Default | NECB_Default | NECB_Default | NECB_Default | NECB_Default | NECB_Default | NECB_Default | NECB_Default | NECB_Default | NECB_Default | NECB_Default | NECB_Default | NECB_Default | NECB_Default | NECB_Default | aws_batch | 834599497928 | [5 empty] | baseline_2021_03_27 | 3160af0a-7f39-4875-8471-18cda6cd400b | TRUE | TRUE | ea96463b-75a2-4b2a-9ff3-09baa5a0930e |  | 2090.32 | 3274.4664 | 33.3 | RetailStripmall |  |  | 2 | RetailStripmall | 1 |  | 1 | NECB2017 | 0.30241 | 10827.8493 | 232.5694 | 12.7953 | 122.1509 | 6.4739 | 624.6641 | 250.6746 | CALGARY | ALBERTA | 133.0801 | 0 | 0 | 133.0801 | 12.6132 | 0 | 0 | 12.6132 | 0 | 0.033387 | 0 | 0 | 0.6064 | 0.14472 | 0.0052528 | 0.18371 | 0.036162 | 0.18943 | 0 | 0 | 0.6064 | 0.013735 | 104.2021 | 0 | Electricity | 33.3 | 0.757 | [5 empty] | 0.138 | 0.21 | 1.9 | 1.9 | 2 | Calgary Intl AP | CAN | 64 | 4781 | 51.114 | -114.02 | 7a | 5000 | AB | CAN_AB_Calgary.Intl.AP.718770_CWEC2016.epw | 0 | 0.07855 | 0.00018031 | 28.71 | 0 | 435.6285 | 0.35319 | 0.00081075 | 129.09 | 0.1 | 2021-03-27 18:28:54 +0000 | f477b7f5 | 0.2.11 | :adv_dx_units: NECB_Default :analysis_id: 3160af0a-7f39-4875-8471-18cda6cd400b :analysis_name: baseline_2021_03_27 :boiler_eff: NECB_Default :btap_batch_version: 1.0.002 :building_type: RetailStripmall :compute_environment: aws_batch :datapoint_id: ea96463b-75a2-4b2a-9ff3-09baa5a0930e :daylighting_type: NECB_Default :dcv_type: NECB_Default :door_construction_cond: NECB_Default :ecm_system_name: NECB_Default :enable_costing: true :epw_file: CAN_AB_Calgary.Intl.AP.718770_CWEC2016.epw :erv_package: NECB_Default :ext_floor_cond: NECB_Default :ext_roof_cond: NECB_Default :ext_wall_cond: NECB_Default :fdwr_set: NECB_Default :fixed_wind_solar_trans: NECB_Default :fixed_window_cond: NECB_Default :furnace_eff: NECB_Default :glass_door_cond: NECB_Default :glass_door_solar_trans: NECB_Default :ground_floor_cond: NECB_Default :ground_roof_cond: NECB_Default :ground_wall_cond: NECB_Default :lights_scale: NECB_Default :lights_type: NECB_Default :overhead_door_cond: NECB_Default :primary_heating_fuel: Electricity :pv_ground_azimuth_angle: NECB_Default :pv_ground_module_description: NECB_Default :pv_ground_tilt_angle: NECB_Default :pv_ground_total_area_pv_panels_m2: NECB_Default :pv_ground_type: NECB_Default :rotation_degrees: NECB_Default :run_annual_simulation: true :s3_bucket: '834599497928' :scale_x: NECB_Default :scale_y: NECB_Default :scale_z: NECB_Default :shw_eff: NECB_Default :skylight_cond: NECB_Default :skylight_solar_trans: NECB_Default :srr_set: NECB_Default :template: NECB2017 | 0 | TRUE | 428.5354 |  | https://s3.console.aws.amazon.com/s3/buckets/834599497928?region=ca-central-1&prefix=osdev/baseline_2021_03_27/3160af0a-7f39-4875-8471-18cda6cd400b/output/ea96463b-75a2-4b2a-9ff3-09baa5a0930e/ | 1.0.002 | 0 | 0 |  | 0 | 0 | tier_1 | 0
61 |  |  | NECB_Default | NECB_Default | NECB_Default | NECB_Default | NECB_Default | NECB_Default | NECB_Default | NECB_Default | SmallOffice | NECB2017 | CAN_QC_Montreal-Trudeau.Intl.AP.716270_CWEC2016.epw | NaturalGas | NECB_Default | NECB_Default | NECB_Default | NECB_Default | NECB_Default | NECB_Default | NECB_Default | NECB_Default | NECB_Default | NECB_Default | NECB_Default | NECB_Default | NECB_Default | NECB_Default | NECB_Default | NECB_Default | NECB_Default | NECB_Default | NECB_Default | NECB_Default | NECB_Default | NECB_Default | NECB_Default | NECB_Default | NECB_Default | NECB_Default | NECB_Default | aws_batch | 834599497928 | [5 empty] | baseline_2021_03_27 | 3160af0a-7f39-4875-8471-18cda6cd400b | TRUE | TRUE | 2b42925f-e570-4f7d-b1a9-d052a8f1ed73 |  | 511.16 | 937.0967 | 37.3 | SmallOffice |  |  | 0 | SmallOffice | 1 |  | 1 | NECB2017 | 0.39751 | 2357.444 | 248.4403 | 76.832 | 62.0479 | 18.561 | 703.1275 | 297.2463 | MONTREAL | QUEBEC | 0.1276 | 6.3205 | 0 | 6.4481 | 8.1267 | 1.6556 | 0 | 9.7823 | 0 | 0.043587 | 0 | 0 | 0.32833 | 0.074869 | 0.0082166 | 0.07303 | 0.099988 | 0.10003 | 0.12796 | 0.0016433 | 0.4563 | 0.054934 | 37.381 | 65.3024 | Natural Gas | 37.3 | 0.757 |  |  |  | 0.183 |  | 0.156 | 0.247 | 1.9 |  | 0 | Montreal-Trudeau Intl AP | CAN | 323 | 4090 | 45.471 | -73.741 | 6 | 4400 | QC | CAN_QC_Montreal-Trudeau.Intl.AP.716270_CWEC2016.epw | 0 | 0 | 0 | 0 | 28.08 | 25.5708 | 0.2983 | 0.011666 | 109.03 | 0.1 | 2021-03-27 18:28:38 +0000 | f477b7f5 | 0.2.11 | :adv_dx_units: NECB_Default :analysis_id: 3160af0a-7f39-4875-8471-18cda6cd400b :analysis_name: baseline_2021_03_27 :boiler_eff: NECB_Default :btap_batch_version: 1.0.002 :building_type: SmallOffice :compute_environment: aws_batch :datapoint_id: 2b42925f-e570-4f7d-b1a9-d052a8f1ed73 :daylighting_type: NECB_Default :dcv_type: NECB_Default :door_construction_cond: NECB_Default :ecm_system_name: NECB_Default :enable_costing: true :epw_file: CAN_QC_Montreal-Trudeau.Intl.AP.716270_CWEC2016.epw :erv_package: NECB_Default :ext_floor_cond: NECB_Default :ext_roof_cond: NECB_Default :ext_wall_cond: NECB_Default :fdwr_set: NECB_Default :fixed_wind_solar_trans: NECB_Default :fixed_window_cond: NECB_Default :furnace_eff: NECB_Default :glass_door_cond: NECB_Default :glass_door_solar_trans: NECB_Default :ground_floor_cond: NECB_Default :ground_roof_cond: NECB_Default :ground_wall_cond: NECB_Default :lights_scale: NECB_Default :lights_type: NECB_Default :overhead_door_cond: NECB_Default :primary_heating_fuel: NaturalGas :pv_ground_azimuth_angle: NECB_Default :pv_ground_module_description: NECB_Default :pv_ground_tilt_angle: NECB_Default :pv_ground_total_area_pv_panels_m2: NECB_Default :pv_ground_type: NECB_Default :rotation_degrees: NECB_Default :run_annual_simulation: true :s3_bucket: '834599497928' :scale_x: NECB_Default :scale_y: NECB_Default :scale_z: NECB_Default :shw_eff: NECB_Default :skylight_cond: NECB_Default :skylight_solar_trans: NECB_Default :srr_set: NECB_Default :template: NECB2017 | 0 | TRUE | 430.3292 |  | https://s3.console.aws.amazon.com/s3/buckets/834599497928?region=ca-central-1&prefix=osdev/baseline_2021_03_27/3160af0a-7f39-4875-8471-18cda6cd400b/output/2b42925f-e570-4f7d-b1a9-d052a8f1ed73/ | 1.0.002 | 0 | 0 |  | 0 | 0 | tier_1 | 0
62 |  |  | NECB_Default | NECB_Default | NECB_Default | NECB_Default | NECB_Default | NECB_Default | NECB_Default | NECB_Default | RetailStandalone | NECB2017 | CAN_NS_Halifax.Dockyard.713280_CWEC2016.epw | NaturalGas | NECB_Default | NECB_Default | NECB_Default | NECB_Default | NECB_Default | NECB_Default | NECB_Default | NECB_Default | NECB_Default | NECB_Default | NECB_Default | NECB_Default | NECB_Default | NECB_Default | NECB_Default | NECB_Default | NECB_Default | NECB_Default | NECB_Default | NECB_Default | NECB_Default | NECB_Default | NECB_Default | NECB_Default | NECB_Default | NECB_Default | NECB_Default | aws_batch | 834599497928 | [5 empty] | baseline_2021_03_27 | 3160af0a-7f39-4875-8471-18cda6cd400b | TRUE | TRUE | 83914891-ede1-4e4b-b351-3341137c1d6f |  | 2293.99 | 3471.0086 | 40 | RetailStandalone |  |  | 2 | RetailStandalone | 1 |  | 1 | NECB2017 | 0.24821 | 13984.1807 | 192.4044 | 33.6529 | 99.8442 | 4.7307 | 522.5188 | 191.8866 | HALIFAX | NOVA SCOTIA | 72.9023 | 9.0044 | 0 | 81.9067 | 14.2975 | 2.2728 | 0 | 16.5703 | 0 | 0.034303 | 0 | 0 | 0.35951 | 0.11212 | 0.0054795 | 0.16804 | 0.032271 | 0.17303 | 0.18096 | 0.0023017 | 0.54046 | 0.012916 | 41.0825 | 71.0224 | Natural Gas | 40 | 0.757 | [5 empty] | 0.156 | 0.247 | 1.9 | 1.9 | 2 | Halifax Dockyard | CAN | 112 | 3647 | 44.655 | -63.577 | 6 | 4000 | NS | CAN_NS_Halifax.Dockyard.713280_CWEC2016.epw | 0 | 0 | 0 | 0 | 29.63 | 68.4249 | 0.3214 | 0.0046971 | 117.47 | 0.1 | 2021-03-27 18:28:55 +0000 | f477b7f5 | 0.2.11 | :adv_dx_units: NECB_Default :analysis_id: 3160af0a-7f39-4875-8471-18cda6cd400b :analysis_name: baseline_2021_03_27 :boiler_eff: NECB_Default :btap_batch_version: 1.0.002 :building_type: RetailStandalone :compute_environment: aws_batch :datapoint_id: 83914891-ede1-4e4b-b351-3341137c1d6f :daylighting_type: NECB_Default :dcv_type: NECB_Default :door_construction_cond: NECB_Default :ecm_system_name: NECB_Default :enable_costing: true :epw_file: CAN_NS_Halifax.Dockyard.713280_CWEC2016.epw :erv_package: NECB_Default :ext_floor_cond: NECB_Default :ext_roof_cond: NECB_Default :ext_wall_cond: NECB_Default :fdwr_set: NECB_Default :fixed_wind_solar_trans: NECB_Default :fixed_window_cond: NECB_Default :furnace_eff: NECB_Default :glass_door_cond: NECB_Default :glass_door_solar_trans: NECB_Default :ground_floor_cond: NECB_Default :ground_roof_cond: NECB_Default :ground_wall_cond: NECB_Default :lights_scale: NECB_Default :lights_type: NECB_Default :overhead_door_cond: NECB_Default :primary_heating_fuel: NaturalGas :pv_ground_azimuth_angle: NECB_Default :pv_ground_module_description: NECB_Default :pv_ground_tilt_angle: NECB_Default :pv_ground_total_area_pv_panels_m2: NECB_Default :pv_ground_type: NECB_Default :rotation_degrees: NECB_Default :run_annual_simulation: true :s3_bucket: '834599497928' :scale_x: NECB_Default :scale_y: NECB_Default :scale_z: NECB_Default :shw_eff: NECB_Default :skylight_cond: NECB_Default :skylight_solar_trans: NECB_Default :srr_set: NECB_Default :template: NECB2017 | 0 | TRUE | 429.3356 |  | https://s3.console.aws.amazon.com/s3/buckets/834599497928?region=ca-central-1&prefix=osdev/baseline_2021_03_27/3160af0a-7f39-4875-8471-18cda6cd400b/output/83914891-ede1-4e4b-b351-3341137c1d6f/ | 1.0.002 | 0 | 0 |  | 0 | 0 | tier_1 | 0
63 |  |  | NECB_Default | NECB_Default | NECB_Default | NECB_Default | NECB_Default | NECB_Default | NECB_Default | NECB_Default | RetailStandalone | NECB2017 | CAN_ON_Toronto.Pearson.Intl.AP.716240_CWEC2016.epw | Electricity | NECB_Default | NECB_Default | NECB_Default | NECB_Default | NECB_Default | NECB_Default | NECB_Default | NECB_Default | NECB_Default | NECB_Default | NECB_Default | NECB_Default | NECB_Default | NECB_Default | NECB_Default | NECB_Default | NECB_Default | NECB_Default | NECB_Default | NECB_Default | NECB_Default | NECB_Default | NECB_Default | NECB_Default | NECB_Default | NECB_Default | NECB_Default | aws_batch | 834599497928 | [5 empty] | baseline_2021_03_27 | 3160af0a-7f39-4875-8471-18cda6cd400b | TRUE | TRUE | 2e1e2ddb-e711-403e-8fd1-a0b90284f3b8 |  | 2293.99 | 3471.0086 | 40 | RetailStandalone |  |  | 2 | RetailStandalone | 1 |  | 1 | NECB2017 | 0.24821 | 13984.1807 | 235.1701 | 12.4622 | 112.7512 | 5.6484 | 594.6821 | 228.6503 | TORONTO | ONTARIO | 3.0159 | 0 | 0 | 3.0159 | 24.1634 | 0 | 0 | 24.1634 | 0 | 0.064896 | 0 | 0 | 0.543 | 0.11048 | 0.007014 | 0.14464 | 0.032271 | 0.17303 | 0 | 0 | 0.543 | 0.010667 | 72.8676 | 0 | Electricity | 40 | 0.757 | [5 empty] | 0.156 | 0.278 | 1.9 | 1.9 | 2 | Toronto Pearson Intl AP | CAN | 382 | 3615 | 43.677 | -79.631 | 5 | 3890 | ON | CAN_ON_Toronto.Pearson.Intl.AP.716240_CWEC2016.epw | 0 | 0.066949 | 0.00097844 | 24.47 | 0 | 68.4249 | 0.3214 | 0.0046971 | 117.47 | 0.1 | 2021-03-27 18:28:39 +0000 | f477b7f5 | 0.2.11 | :adv_dx_units: NECB_Default :analysis_id: 3160af0a-7f39-4875-8471-18cda6cd400b :analysis_name: baseline_2021_03_27 :boiler_eff: NECB_Default :btap_batch_version: 1.0.002 :building_type: RetailStandalone :compute_environment: aws_batch :datapoint_id: 2e1e2ddb-e711-403e-8fd1-a0b90284f3b8 :daylighting_type: NECB_Default :dcv_type: NECB_Default :door_construction_cond: NECB_Default :ecm_system_name: NECB_Default :enable_costing: true :epw_file: CAN_ON_Toronto.Pearson.Intl.AP.716240_CWEC2016.epw :erv_package: NECB_Default :ext_floor_cond: NECB_Default :ext_roof_cond: NECB_Default :ext_wall_cond: NECB_Default :fdwr_set: NECB_Default :fixed_wind_solar_trans: NECB_Default :fixed_window_cond: NECB_Default :furnace_eff: NECB_Default :glass_door_cond: NECB_Default :glass_door_solar_trans: NECB_Default :ground_floor_cond: NECB_Default :ground_roof_cond: NECB_Default :ground_wall_cond: NECB_Default :lights_scale: NECB_Default :lights_type: NECB_Default :overhead_door_cond: NECB_Default :primary_heating_fuel: Electricity :pv_ground_azimuth_angle: NECB_Default :pv_ground_module_description: NECB_Default :pv_ground_tilt_angle: NECB_Default :pv_ground_total_area_pv_panels_m2: NECB_Default :pv_ground_type: NECB_Default :rotation_degrees: NECB_Default :run_annual_simulation: true :s3_bucket: '834599497928' :scale_x: NECB_Default :scale_y: NECB_Default :scale_z: NECB_Default :shw_eff: NECB_Default :skylight_cond: NECB_Default :skylight_solar_trans: NECB_Default :srr_set: NECB_Default :template: NECB2017 | 0 | TRUE | 429.1861 |  | https://s3.console.aws.amazon.com/s3/buckets/834599497928?region=ca-central-1&prefix=osdev/baseline_2021_03_27/3160af0a-7f39-4875-8471-18cda6cd400b/output/2e1e2ddb-e711-403e-8fd1-a0b90284f3b8/ | 1.0.002 | 0 | 0 |  | 0 | 0 | tier_1 | 0
64 |  |  | NECB_Default | NECB_Default | NECB_Default | NECB_Default | NECB_Default | NECB_Default | NECB_Default | NECB_Default | RetailStandalone | NECB2017 | CAN_ON_Toronto.Pearson.Intl.AP.716240_CWEC2016.epw | NaturalGas | NECB_Default | NECB_Default | NECB_Default | NECB_Default | NECB_Default | NECB_Default | NECB_Default | NECB_Default | NECB_Default | NECB_Default | NECB_Default | NECB_Default | NECB_Default | NECB_Default | NECB_Default | NECB_Default | NECB_Default | NECB_Default | NECB_Default | NECB_Default | NECB_Default | NECB_Default | NECB_Default | NECB_Default | NECB_Default | NECB_Default | NECB_Default | aws_batch | 834599497928 | [5 empty] | baseline_2021_03_27 | 3160af0a-7f39-4875-8471-18cda6cd400b | TRUE | TRUE | 6484ac29-70f8-4b86-8afe-c1b7405862e3 |  | 2293.99 | 3471.0086 | 40 | RetailStandalone |  |  | 2 | RetailStandalone | 1 |  | 1 | NECB2017 | 0.24821 | 13984.1807 | 235.1701 | 39.5177 | 112.7512 | 5.047 | 599.015 | 206.529 | TORONTO | ONTARIO | 2.1778 | 9.9754 | 0 | 12.1532 | 17.4482 | 1.7602 | 0 | 19.2084 | 0 | 0.066195 | 0 | 0 | 0.3921 | 0.11116 | 0.0069791 | 0.18916 | 0.032271 | 0.17303 | 0.20185 | 0.0024542 | 0.59395 | 0.012698 | 49.1453 | 80.5283 | Natural Gas | 40 | 0.757 | [5 empty] | 0.156 | 0.278 | 1.9 | 1.9 | 2 | Toronto Pearson Intl AP | CAN | 382 | 3615 | 43.677 | -79.631 | 5 | 3890 | ON | CAN_ON_Toronto.Pearson.Intl.AP.716240_CWEC2016.epw | 0 | 0 | 0 | 0 | 29.13 | 68.4249 | 0.3214 | 0.0046971 | 117.47 | 0.1 | 2021-03-27 18:28:46 +0000 | f477b7f5 | 0.2.11 | :adv_dx_units: NECB_Default :analysis_id: 3160af0a-7f39-4875-8471-18cda6cd400b :analysis_name: baseline_2021_03_27 :boiler_eff: NECB_Default :btap_batch_version: 1.0.002 :building_type: RetailStandalone :compute_environment: aws_batch :datapoint_id: 6484ac29-70f8-4b86-8afe-c1b7405862e3 :daylighting_type: NECB_Default :dcv_type: NECB_Default :door_construction_cond: NECB_Default :ecm_system_name: NECB_Default :enable_costing: true :epw_file: CAN_ON_Toronto.Pearson.Intl.AP.716240_CWEC2016.epw :erv_package: NECB_Default :ext_floor_cond: NECB_Default :ext_roof_cond: NECB_Default :ext_wall_cond: NECB_Default :fdwr_set: NECB_Default :fixed_wind_solar_trans: NECB_Default :fixed_window_cond: NECB_Default :furnace_eff: NECB_Default :glass_door_cond: NECB_Default :glass_door_solar_trans: NECB_Default :ground_floor_cond: NECB_Default :ground_roof_cond: NECB_Default :ground_wall_cond: NECB_Default :lights_scale: NECB_Default :lights_type: NECB_Default :overhead_door_cond: NECB_Default :primary_heating_fuel: NaturalGas :pv_ground_azimuth_angle: NECB_Default :pv_ground_module_description: NECB_Default :pv_ground_tilt_angle: NECB_Default :pv_ground_total_area_pv_panels_m2: NECB_Default :pv_ground_type: NECB_Default :rotation_degrees: NECB_Default :run_annual_simulation: true :s3_bucket: '834599497928' :scale_x: NECB_Default :scale_y: NECB_Default :scale_z: NECB_Default :shw_eff: NECB_Default :skylight_cond: NECB_Default :skylight_solar_trans: NECB_Default :srr_set: NECB_Default :template: NECB2017 | 0 | TRUE | 429.1678 |  | https://s3.console.aws.amazon.com/s3/buckets/834599497928?region=ca-central-1&prefix=osdev/baseline_2021_03_27/3160af0a-7f39-4875-8471-18cda6cd400b/output/6484ac29-70f8-4b86-8afe-c1b7405862e3/ | 1.0.002 | 0 | 0 |  | 0 | 0 | tier_1 | 0
65 |  |  | NECB_Default | NECB_Default | NECB_Default | NECB_Default | NECB_Default | NECB_Default | NECB_Default | NECB_Default | RetailStandalone | NECB2017 | CAN_BC_Vancouver.Intl.AP.718920_CWEC2016.epw | NaturalGas | NECB_Default | NECB_Default | NECB_Default | NECB_Default | NECB_Default | NECB_Default | NECB_Default | NECB_Default | NECB_Default | NECB_Default | NECB_Default | NECB_Default | NECB_Default | NECB_Default | NECB_Default | NECB_Default | NECB_Default | NECB_Default | NECB_Default | NECB_Default | NECB_Default | NECB_Default | NECB_Default | NECB_Default | NECB_Default | NECB_Default | NECB_Default | aws_batch | 834599497928 | [5 empty] | baseline_2021_03_27 | 3160af0a-7f39-4875-8471-18cda6cd400b | TRUE | TRUE | f58af089-efff-49fe-a679-dc73aa7942b6 |  | 2293.99 | 3471.0086 | 40 | RetailStandalone |  |  | 2 | RetailStandalone | 1 |  | 1 | NECB2017 | 0.24821 | 13984.1807 | 207.9869 | 32.1701 | 100.5356 | 4.8154 | 523.3097 | 177.8017 | VANCOUVER | BRITISH COLUMBIA | 0.99691 | 10.0185 | 0 | 11.0154 | 9.9551 | 2.2476 | 0 | 12.2027 | 0 | 0.033697 | 0 | 0 | 0.35178 | 0.11065 | 0 | 0.18632 | 0.032271 | 0.17303 | 0.19873 | 0.0021186 | 0.5505 | 0.012406 | 39.5704 | 62.5533 | Natural Gas | 40 | 0.757 | [5 empty] | 0.193 | 0.315 | 2.1 | 2.1 | 2 | Vancouver Intl AP | CAN | 42 | 2797 | 49.195 | -123.184 | 4 | 2800 | BC | CAN_BC_Vancouver.Intl.AP.718920_CWEC2016.epw | 0 | 0 | 0 | 0 | 28.46 | 68.4249 | 0.3214 | 0.0046971 | 117.47 | 0.1 | 2021-03-27 18:28:40 +0000 | f477b7f5 | 0.2.11 | :adv_dx_units: NECB_Default :analysis_id: 3160af0a-7f39-4875-8471-18cda6cd400b :analysis_name: baseline_2021_03_27 :boiler_eff: NECB_Default :btap_batch_version: 1.0.002 :building_type: RetailStandalone :compute_environment: aws_batch :datapoint_id: f58af089-efff-49fe-a679-dc73aa7942b6 :daylighting_type: NECB_Default :dcv_type: NECB_Default :door_construction_cond: NECB_Default :ecm_system_name: NECB_Default :enable_costing: true :epw_file: CAN_BC_Vancouver.Intl.AP.718920_CWEC2016.epw :erv_package: NECB_Default :ext_floor_cond: NECB_Default :ext_roof_cond: NECB_Default :ext_wall_cond: NECB_Default :fdwr_set: NECB_Default :fixed_wind_solar_trans: NECB_Default :fixed_window_cond: NECB_Default :furnace_eff: NECB_Default :glass_door_cond: NECB_Default :glass_door_solar_trans: NECB_Default :ground_floor_cond: NECB_Default :ground_roof_cond: NECB_Default :ground_wall_cond: NECB_Default :lights_scale: NECB_Default :lights_type: NECB_Default :overhead_door_cond: NECB_Default :primary_heating_fuel: NaturalGas :pv_ground_azimuth_angle: NECB_Default :pv_ground_module_description: NECB_Default :pv_ground_tilt_angle: NECB_Default :pv_ground_total_area_pv_panels_m2: NECB_Default :pv_ground_type: NECB_Default :rotation_degrees: NECB_Default :run_annual_simulation: true :s3_bucket: '834599497928' :scale_x: NECB_Default :scale_y: NECB_Default :scale_z: NECB_Default :shw_eff: NECB_Default :skylight_cond: NECB_Default :skylight_solar_trans: NECB_Default :srr_set: NECB_Default :template: NECB2017 | 0 | TRUE | 429.6979 |  | https://s3.console.aws.amazon.com/s3/buckets/834599497928?region=ca-central-1&prefix=osdev/baseline_2021_03_27/3160af0a-7f39-4875-8471-18cda6cd400b/output/f58af089-efff-49fe-a679-dc73aa7942b6/ | 1.0.002 | 0 | 0 |  | 0 | 0 | tier_1 | 0
66 |  |  | NECB_Default | NECB_Default | NECB_Default | NECB_Default | NECB_Default | NECB_Default | NECB_Default | NECB_Default | RetailStandalone | NECB2017 | CAN_BC_Vancouver.Intl.AP.718920_CWEC2016.epw | Electricity | NECB_Default | NECB_Default | NECB_Default | NECB_Default | NECB_Default | NECB_Default | NECB_Default | NECB_Default | NECB_Default | NECB_Default | NECB_Default | NECB_Default | NECB_Default | NECB_Default | NECB_Default | NECB_Default | NECB_Default | NECB_Default | NECB_Default | NECB_Default | NECB_Default | NECB_Default | NECB_Default | NECB_Default | NECB_Default | NECB_Default | NECB_Default | aws_batch | 834599497928 | [5 empty] | baseline_2021_03_27 | 3160af0a-7f39-4875-8471-18cda6cd400b | TRUE | TRUE | 6593da6b-1a16-4a31-94cc-2c3751c6bf69 |  | 2293.99 | 3471.0086 | 40 | RetailStandalone |  |  | 2 | RetailStandalone | 1 |  | 1 | NECB2017 | 0.24821 | 13984.1807 | 207.9869 | 9.7471 | 100.5356 | 5.5281 | 520.4023 | 196.6046 | VANCOUVER | BRITISH COLUMBIA | 1.4124 | 0 | 0 | 1.4124 | 14.1043 | 0 | 0 | 14.1043 | 0 | 0.033043 | 0 | 0 | 0.49839 | 0.11041 | 0 | 0.13921 | 0.032271 | 0.17303 | 0 | 0 | 0.49839 | 0.010427 | 67.1665 | 0 | Electricity | 40 | 0.757 | [5 empty] | 0.193 | 0.315 | 2.1 | 2.1 | 2 | Vancouver Intl AP | CAN | 42 | 2797 | 49.195 | -123.184 | 4 | 2800 | BC | CAN_BC_Vancouver.Intl.AP.718920_CWEC2016.epw | 0 | 0.065445 | 0.00095644 | 23.92 | 0 | 68.4249 | 0.3214 | 0.0046971 | 117.47 | 0.1 | 2021-03-27 18:28:50 +0000 | f477b7f5 | 0.2.11 | :adv_dx_units: NECB_Default :analysis_id: 3160af0a-7f39-4875-8471-18cda6cd400b :analysis_name: baseline_2021_03_27 :boiler_eff: NECB_Default :btap_batch_version: 1.0.002 :building_type: RetailStandalone :compute_environment: aws_batch :datapoint_id: 6593da6b-1a16-4a31-94cc-2c3751c6bf69 :daylighting_type: NECB_Default :dcv_type: NECB_Default :door_construction_cond: NECB_Default :ecm_system_name: NECB_Default :enable_costing: true :epw_file: CAN_BC_Vancouver.Intl.AP.718920_CWEC2016.epw :erv_package: NECB_Default :ext_floor_cond: NECB_Default :ext_roof_cond: NECB_Default :ext_wall_cond: NECB_Default :fdwr_set: NECB_Default :fixed_wind_solar_trans: NECB_Default :fixed_window_cond: NECB_Default :furnace_eff: NECB_Default :glass_door_cond: NECB_Default :glass_door_solar_trans: NECB_Default :ground_floor_cond: NECB_Default :ground_roof_cond: NECB_Default :ground_wall_cond: NECB_Default :lights_scale: NECB_Default :lights_type: NECB_Default :overhead_door_cond: NECB_Default :primary_heating_fuel: Electricity :pv_ground_azimuth_angle: NECB_Default :pv_ground_module_description: NECB_Default :pv_ground_tilt_angle: NECB_Default :pv_ground_total_area_pv_panels_m2: NECB_Default :pv_ground_type: NECB_Default :rotation_degrees: NECB_Default :run_annual_simulation: true :s3_bucket: '834599497928' :scale_x: NECB_Default :scale_y: NECB_Default :scale_z: NECB_Default :shw_eff: NECB_Default :skylight_cond: NECB_Default :skylight_solar_trans: NECB_Default :srr_set: NECB_Default :template: NECB2017 | 0 | TRUE | 429.7313 |  | https://s3.console.aws.amazon.com/s3/buckets/834599497928?region=ca-central-1&prefix=osdev/baseline_2021_03_27/3160af0a-7f39-4875-8471-18cda6cd400b/output/6593da6b-1a16-4a31-94cc-2c3751c6bf69/ | 1.0.002 | 0 | 0 |  | 0 | 0 | tier_1 | 0
67 |  |  | NECB_Default | NECB_Default | NECB_Default | NECB_Default | NECB_Default | NECB_Default | NECB_Default | NECB_Default | RetailStripmall | NECB2017 | CAN_ON_Toronto.Pearson.Intl.AP.716240_CWEC2016.epw | Electricity | NECB_Default | NECB_Default | NECB_Default | NECB_Default | NECB_Default | NECB_Default | NECB_Default | NECB_Default | NECB_Default | NECB_Default | NECB_Default | NECB_Default | NECB_Default | NECB_Default | NECB_Default | NECB_Default | NECB_Default | NECB_Default | NECB_Default | NECB_Default | NECB_Default | NECB_Default | NECB_Default | NECB_Default | NECB_Default | NECB_Default | NECB_Default | aws_batch | 834599497928 | [5 empty] | baseline_2021_03_27 | 3160af0a-7f39-4875-8471-18cda6cd400b | TRUE | TRUE | 81dc5a98-3dac-4752-83dd-e9f6662025d4 |  | 2090.32 | 3274.4664 | 40 | RetailStripmall |  |  | 2 | RetailStripmall | 1 |  | 1 | NECB2017 | 0.30241 | 10827.8493 | 241.536 | 13.9759 | 122.6118 | 6.4968 | 639.4172 | 254.7968 | TORONTO | ONTARIO | 3.474 | 0 | 0 | 3.474 | 27.8338 | 0 | 0 | 27.8338 | 0 | 0.069162 | 0 | 0 | 0.62548 | 0.13289 | 0.0075299 | 0.17751 | 0.036162 | 0.18943 | 0 | 0 | 0.62548 | 0.012802 | 85.0651 | 0 | Electricity | 40 | 0.757 | [5 empty] | 0.156 | 0.278 | 1.9 | 1.9 | 2 | Toronto Pearson Intl AP | CAN | 382 | 3615 | 43.677 | -79.631 | 5 | 3890 | ON | CAN_ON_Toronto.Pearson.Intl.AP.716240_CWEC2016.epw | 0 | 0.073215 | 0.00016807 | 26.76 | 0 | 435.6285 | 0.35319 | 0.00081075 | 129.09 | 0.1 | 2021-03-27 18:28:43 +0000 | f477b7f5 | 0.2.11 | :adv_dx_units: NECB_Default :analysis_id: 3160af0a-7f39-4875-8471-18cda6cd400b :analysis_name: baseline_2021_03_27 :boiler_eff: NECB_Default :btap_batch_version: 1.0.002 :building_type: RetailStripmall :compute_environment: aws_batch :datapoint_id: 81dc5a98-3dac-4752-83dd-e9f6662025d4 :daylighting_type: NECB_Default :dcv_type: NECB_Default :door_construction_cond: NECB_Default :ecm_system_name: NECB_Default :enable_costing: true :epw_file: CAN_ON_Toronto.Pearson.Intl.AP.716240_CWEC2016.epw :erv_package: NECB_Default :ext_floor_cond: NECB_Default :ext_roof_cond: NECB_Default :ext_wall_cond: NECB_Default :fdwr_set: NECB_Default :fixed_wind_solar_trans: NECB_Default :fixed_window_cond: NECB_Default :furnace_eff: NECB_Default :glass_door_cond: NECB_Default :glass_door_solar_trans: NECB_Default :ground_floor_cond: NECB_Default :ground_roof_cond: NECB_Default :ground_wall_cond: NECB_Default :lights_scale: NECB_Default :lights_type: NECB_Default :overhead_door_cond: NECB_Default :primary_heating_fuel: Electricity :pv_ground_azimuth_angle: NECB_Default :pv_ground_module_description: NECB_Default :pv_ground_tilt_angle: NECB_Default :pv_ground_total_area_pv_panels_m2: NECB_Default :pv_ground_type: NECB_Default :rotation_degrees: NECB_Default :run_annual_simulation: true :s3_bucket: '834599497928' :scale_x: NECB_Default :scale_y: NECB_Default :scale_z: NECB_Default :shw_eff: NECB_Default :skylight_cond: NECB_Default :skylight_solar_trans: NECB_Default :srr_set: NECB_Default :template: NECB2017 | 0 | TRUE | 429.6588 |  | https://s3.console.aws.amazon.com/s3/buckets/834599497928?region=ca-central-1&prefix=osdev/baseline_2021_03_27/3160af0a-7f39-4875-8471-18cda6cd400b/output/81dc5a98-3dac-4752-83dd-e9f6662025d4/ | 1.0.002 | 0 | 0 |  | 0 | 0 | tier_1 | 0
68 |  |  | NECB_Default | NECB_Default | NECB_Default | NECB_Default | NECB_Default | NECB_Default | NECB_Default | NECB_Default | Warehouse | NECB2017 | CAN_BC_Vancouver.Intl.AP.718920_CWEC2016.epw | Electricity | NECB_Default | NECB_Default | NECB_Default | NECB_Default | NECB_Default | NECB_Default | NECB_Default | NECB_Default | NECB_Default | NECB_Default | NECB_Default | NECB_Default | NECB_Default | NECB_Default | NECB_Default | NECB_Default | NECB_Default | NECB_Default | NECB_Default | NECB_Default | NECB_Default | NECB_Default | NECB_Default | NECB_Default | NECB_Default | NECB_Default | NECB_Default | aws_batch | 834599497928 | [5 empty] | baseline_2021_03_27 | 3160af0a-7f39-4875-8471-18cda6cd400b | TRUE | TRUE | 0471f979-ac7e-4fd2-ae6c-4822ee09ff3a |  | 4835.13 | 7095.2421 | 40 | Warehouse |  |  | 2 | Warehouse | 1 |  | 1 | NECB2017 | 0.18734 | 37873.9042 | 202.2364 | 10.1837 | 58.1037 | 2.8471 | 370.3717 | 97.0008 | VANCOUVER | BRITISH COLUMBIA | 0.81753 | 0 | 0 | 0.81753 | 8.1639 | 0 | 0 | 8.1639 | 0 | 0.020047 | 0 | 0 | 0.28848 | 0.069479 | 0 | 0.11769 | 0.017578 | 0.05403 | 0 | 2.0682e-06 | 0.28848 | 0.0096543 | 95.5129 | 0 | Electricity | 40 | 0.757 | [5 empty] | 0.193 | 0.315 | 2.1 | 2.1 | 2 | Vancouver Intl AP | CAN | 42 | 2797 | 49.195 | -123.184 | 4 | 2800 | BC | CAN_BC_Vancouver.Intl.AP.718920_CWEC2016.epw | 0 | 0.12772 | 0.001779 | 46.68 | 0 | 71.7905 | 0.64331 | 0.0089609 | 235.13 | 0.1 | 2021-03-27 18:28:25 +0000 | f477b7f5 | 0.2.11 | :adv_dx_units: NECB_Default :analysis_id: 3160af0a-7f39-4875-8471-18cda6cd400b :analysis_name: baseline_2021_03_27 :boiler_eff: NECB_Default :btap_batch_version: 1.0.002 :building_type: Warehouse :compute_environment: aws_batch :datapoint_id: 0471f979-ac7e-4fd2-ae6c-4822ee09ff3a :daylighting_type: NECB_Default :dcv_type: NECB_Default :door_construction_cond: NECB_Default :ecm_system_name: NECB_Default :enable_costing: true :epw_file: CAN_BC_Vancouver.Intl.AP.718920_CWEC2016.epw :erv_package: NECB_Default :ext_floor_cond: NECB_Default :ext_roof_cond: NECB_Default :ext_wall_cond: NECB_Default :fdwr_set: NECB_Default :fixed_wind_solar_trans: NECB_Default :fixed_window_cond: NECB_Default :furnace_eff: NECB_Default :glass_door_cond: NECB_Default :glass_door_solar_trans: NECB_Default :ground_floor_cond: NECB_Default :ground_roof_cond: NECB_Default :ground_wall_cond: NECB_Default :lights_scale: NECB_Default :lights_type: NECB_Default :overhead_door_cond: NECB_Default :primary_heating_fuel: Electricity :pv_ground_azimuth_angle: NECB_Default :pv_ground_module_description: NECB_Default :pv_ground_tilt_angle: NECB_Default :pv_ground_total_area_pv_panels_m2: NECB_Default :pv_ground_type: NECB_Default :rotation_degrees: NECB_Default :run_annual_simulation: true :s3_bucket: '834599497928' :scale_x: NECB_Default :scale_y: NECB_Default :scale_z: NECB_Default :shw_eff: NECB_Default :skylight_cond: NECB_Default :skylight_solar_trans: NECB_Default :srr_set: NECB_Default :template: NECB2017 | 0 | TRUE | 430.376 |  | https://s3.console.aws.amazon.com/s3/buckets/834599497928?region=ca-central-1&prefix=osdev/baseline_2021_03_27/3160af0a-7f39-4875-8471-18cda6cd400b/output/0471f979-ac7e-4fd2-ae6c-4822ee09ff3a/ | 1.0.002 | 0 | 0 |  | 0 | 0 | tier_1 | 0
69 |  |  | NECB_Default | NECB_Default | NECB_Default | NECB_Default | NECB_Default | NECB_Default | NECB_Default | NECB_Default | RetailStripmall | NECB2017 | CAN_QC_Montreal-Trudeau.Intl.AP.716270_CWEC2016.epw | Electricity | NECB_Default | NECB_Default | NECB_Default | NECB_Default | NECB_Default | NECB_Default | NECB_Default | NECB_Default | NECB_Default | NECB_Default | NECB_Default | NECB_Default | NECB_Default | NECB_Default | NECB_Default | NECB_Default | NECB_Default | NECB_Default | NECB_Default | NECB_Default | NECB_Default | NECB_Default | NECB_Default | NECB_Default | NECB_Default | NECB_Default | NECB_Default | aws_batch | 834599497928 | [5 empty] | baseline_2021_03_27 | 3160af0a-7f39-4875-8471-18cda6cd400b | TRUE | TRUE | ef2a50a0-902f-411e-91cf-70b74fe70c2a |  | 2090.32 | 3274.4664 | 37.3 | RetailStripmall |  |  | 2 | RetailStripmall | 1 |  | 1 | NECB2017 | 0.30241 | 10827.8493 | 229.6382 | 13.9305 | 112.7258 | 6.4062 | 607.6592 | 244.9585 | MONTREAL | QUEBEC | 0.24957 | 0 | 0 | 0.24957 | 15.8949 | 0 | 0 | 15.8949 | 0 | 0.061699 | 0 | 0 | 0.64222 | 0.12677 | 0.0080131 | 0.20702 | 0.036162 | 0.18943 | 0 | 0 | 0.64222 | 0.013122 | 111.9529 | 0 | Electricity | 37.3 | 0.757 | [5 empty] | 0.156 | 0.247 | 1.9 | 1.9 | 2 | Montreal-Trudeau Intl AP | CAN | 323 | 4090 | 45.471 | -73.741 | 6 | 4400 | QC | CAN_QC_Montreal-Trudeau.Intl.AP.716270_CWEC2016.epw | 0 | 0.075048 | 0.00017227 | 27.43 | 0 | 435.6285 | 0.35319 | 0.00081075 | 129.09 | 0.1 | 2021-03-27 18:28:53 +0000 | f477b7f5 | 0.2.11 | :adv_dx_units: NECB_Default :analysis_id: 3160af0a-7f39-4875-8471-18cda6cd400b :analysis_name: baseline_2021_03_27 :boiler_eff: NECB_Default :btap_batch_version: 1.0.002 :building_type: RetailStripmall :compute_environment: aws_batch :datapoint_id: ef2a50a0-902f-411e-91cf-70b74fe70c2a :daylighting_type: NECB_Default :dcv_type: NECB_Default :door_construction_cond: NECB_Default :ecm_system_name: NECB_Default :enable_costing: true :epw_file: CAN_QC_Montreal-Trudeau.Intl.AP.716270_CWEC2016.epw :erv_package: NECB_Default :ext_floor_cond: NECB_Default :ext_roof_cond: NECB_Default :ext_wall_cond: NECB_Default :fdwr_set: NECB_Default :fixed_wind_solar_trans: NECB_Default :fixed_window_cond: NECB_Default :furnace_eff: NECB_Default :glass_door_cond: NECB_Default :glass_door_solar_trans: NECB_Default :ground_floor_cond: NECB_Default :ground_roof_cond: NECB_Default :ground_wall_cond: NECB_Default :lights_scale: NECB_Default :lights_type: NECB_Default :overhead_door_cond: NECB_Default :primary_heating_fuel: Electricity :pv_ground_azimuth_angle: NECB_Default :pv_ground_module_description: NECB_Default :pv_ground_tilt_angle: NECB_Default :pv_ground_total_area_pv_panels_m2: NECB_Default :pv_ground_type: NECB_Default :rotation_degrees: NECB_Default :run_annual_simulation: true :s3_bucket: '834599497928' :scale_x: NECB_Default :scale_y: NECB_Default :scale_z: NECB_Default :shw_eff: NECB_Default :skylight_cond: NECB_Default :skylight_solar_trans: NECB_Default :srr_set: NECB_Default :template: NECB2017 | 0 | TRUE | 430.004 |  | https://s3.console.aws.amazon.com/s3/buckets/834599497928?region=ca-central-1&prefix=osdev/baseline_2021_03_27/3160af0a-7f39-4875-8471-18cda6cd400b/output/ef2a50a0-902f-411e-91cf-70b74fe70c2a/ | 1.0.002 | 0 | 0 |  | 0 | 0 | tier_1 | 0
70 |  |  | NECB_Default | NECB_Default | NECB_Default | NECB_Default | NECB_Default | NECB_Default | NECB_Default | NECB_Default | RetailStandalone | NECB2017 | CAN_NS_Halifax.Dockyard.713280_CWEC2016.epw | Electricity | NECB_Default | NECB_Default | NECB_Default | NECB_Default | NECB_Default | NECB_Default | NECB_Default | NECB_Default | NECB_Default | NECB_Default | NECB_Default | NECB_Default | NECB_Default | NECB_Default | NECB_Default | NECB_Default | NECB_Default | NECB_Default | NECB_Default | NECB_Default | NECB_Default | NECB_Default | NECB_Default | NECB_Default | NECB_Default | NECB_Default | NECB_Default | aws_batch | 834599497928 | [5 empty] | baseline_2021_03_27 | 3160af0a-7f39-4875-8471-18cda6cd400b | TRUE | TRUE | 805a6edf-a70f-498b-937a-e1191731bb22 |  | 2293.99 | 3471.0086 | 40 | RetailStandalone |  |  | 2 | RetailStandalone | 1 |  | 1 | NECB2017 | 0.24821 | 13984.1807 | 192.4044 | 10.1409 | 99.8442 | 5.4743 | 518.7064 | 210.8426 | HALIFAX | NOVA SCOTIA | 100.2413 | 0 | 0 | 100.2413 | 19.6592 | 0 | 0 | 19.6592 | 0 | 0.033644 | 0 | 0 | 0.49433 | 0.11129 | 0.0054795 | 0.12776 | 0.032271 | 0.17303 | 0 | 0 | 0.49433 | 0.01085 | 64.0404 | 0 | Electricity | 40 | 0.757 | [5 empty] | 0.156 | 0.247 | 1.9 | 1.9 | 2 | Halifax Dockyard | CAN | 112 | 3647 | 44.655 | -63.577 | 6 | 4000 | NS | CAN_NS_Halifax.Dockyard.713280_CWEC2016.epw | 0 | 0.068098 | 0.00099523 | 24.89 | 0 | 68.4249 | 0.3214 | 0.0046971 | 117.47 | 0.1 | 2021-03-27 18:28:35 +0000 | f477b7f5 | 0.2.11 | :adv_dx_units: NECB_Default :analysis_id: 3160af0a-7f39-4875-8471-18cda6cd400b :analysis_name: baseline_2021_03_27 :boiler_eff: NECB_Default :btap_batch_version: 1.0.002 :building_type: RetailStandalone :compute_environment: aws_batch :datapoint_id: 805a6edf-a70f-498b-937a-e1191731bb22 :daylighting_type: NECB_Default :dcv_type: NECB_Default :door_construction_cond: NECB_Default :ecm_system_name: NECB_Default :enable_costing: true :epw_file: CAN_NS_Halifax.Dockyard.713280_CWEC2016.epw :erv_package: NECB_Default :ext_floor_cond: NECB_Default :ext_roof_cond: NECB_Default :ext_wall_cond: NECB_Default :fdwr_set: NECB_Default :fixed_wind_solar_trans: NECB_Default :fixed_window_cond: NECB_Default :furnace_eff: NECB_Default :glass_door_cond: NECB_Default :glass_door_solar_trans: NECB_Default :ground_floor_cond: NECB_Default :ground_roof_cond: NECB_Default :ground_wall_cond: NECB_Default :lights_scale: NECB_Default :lights_type: NECB_Default :overhead_door_cond: NECB_Default :primary_heating_fuel: Electricity :pv_ground_azimuth_angle: NECB_Default :pv_ground_module_description: NECB_Default :pv_ground_tilt_angle: NECB_Default :pv_ground_total_area_pv_panels_m2: NECB_Default :pv_ground_type: NECB_Default :rotation_degrees: NECB_Default :run_annual_simulation: true :s3_bucket: '834599497928' :scale_x: NECB_Default :scale_y: NECB_Default :scale_z: NECB_Default :shw_eff: NECB_Default :skylight_cond: NECB_Default :skylight_solar_trans: NECB_Default :srr_set: NECB_Default :template: NECB2017 | 0 | TRUE | 430.5574 |  | https://s3.console.aws.amazon.com/s3/buckets/834599497928?region=ca-central-1&prefix=osdev/baseline_2021_03_27/3160af0a-7f39-4875-8471-18cda6cd400b/output/805a6edf-a70f-498b-937a-e1191731bb22/ | 1.0.002 | 0 | 0 |  | 0 | 0 | tier_1 | 0
71 |  |  | NECB_Default | NECB_Default | NECB_Default | NECB_Default | NECB_Default | NECB_Default | NECB_Default | NECB_Default | RetailStripmall | NECB2017 | CAN_YT_Whitehorse.Intl.AP.719640_CWEC2016.epw | Electricity | NECB_Default | NECB_Default | NECB_Default | NECB_Default | NECB_Default | NECB_Default | NECB_Default | NECB_Default | NECB_Default | NECB_Default | NECB_Default | NECB_Default | NECB_Default | NECB_Default | NECB_Default | NECB_Default | NECB_Default | NECB_Default | NECB_Default | NECB_Default | NECB_Default | NECB_Default | NECB_Default | NECB_Default | NECB_Default | NECB_Default | NECB_Default | aws_batch | 834599497928 | [5 empty] | baseline_2021_03_27 | 3160af0a-7f39-4875-8471-18cda6cd400b | TRUE | TRUE | a8e03d63-7c27-45df-9abb-288db54f6c31 |  | 2090.32 | 3274.4664 | 22.8 | RetailStripmall |  |  | 2 | RetailStripmall | 1 |  | 1 | NECB2017 | 0.30241 | 10827.8493 | 190.1016 | 10.3278 | 104.3402 | 6.1495 | 515.0475 | 204.1283 | WHITEHORSE | YUKON | 10.2379 | 0 | 0 | 10.2379 | 23.4461 | 0 | 0 | 23.4461 | 0 | 0.011668 | 0 | 0 | 0.65823 | 0.11553 | 0.0077213 | 0.28311 | 0.036162 | 0.18943 | 0 | 0 | 0.65823 | 0.014601 | 141.8831 | 0 | Electricity | 22.8 | 0.757 | [5 empty] | 0.138 | 0.21 | 1.9 | 1.9 | 2 | Whitehorse Intl AP | CAN | 5 | 6491 | 60.709 | -135.069 | 7b | 6580 | YT | CAN_YT_Whitehorse.Intl.AP.719640_CWEC2016.epw | 0 | 0.083502 | 0.00019168 | 30.52 | 0 | 435.6285 | 0.35319 | 0.00081075 | 129.09 | 0.1 | 2021-03-27 18:28:55 +0000 | f477b7f5 | 0.2.11 | :adv_dx_units: NECB_Default :analysis_id: 3160af0a-7f39-4875-8471-18cda6cd400b :analysis_name: baseline_2021_03_27 :boiler_eff: NECB_Default :btap_batch_version: 1.0.002 :building_type: RetailStripmall :compute_environment: aws_batch :datapoint_id: a8e03d63-7c27-45df-9abb-288db54f6c31 :daylighting_type: NECB_Default :dcv_type: NECB_Default :door_construction_cond: NECB_Default :ecm_system_name: NECB_Default :enable_costing: true :epw_file: CAN_YT_Whitehorse.Intl.AP.719640_CWEC2016.epw :erv_package: NECB_Default :ext_floor_cond: NECB_Default :ext_roof_cond: NECB_Default :ext_wall_cond: NECB_Default :fdwr_set: NECB_Default :fixed_wind_solar_trans: NECB_Default :fixed_window_cond: NECB_Default :furnace_eff: NECB_Default :glass_door_cond: NECB_Default :glass_door_solar_trans: NECB_Default :ground_floor_cond: NECB_Default :ground_roof_cond: NECB_Default :ground_wall_cond: NECB_Default :lights_scale: NECB_Default :lights_type: NECB_Default :overhead_door_cond: NECB_Default :primary_heating_fuel: Electricity :pv_ground_azimuth_angle: NECB_Default :pv_ground_module_description: NECB_Default :pv_ground_tilt_angle: NECB_Default :pv_ground_total_area_pv_panels_m2: NECB_Default :pv_ground_type: NECB_Default :rotation_degrees: NECB_Default :run_annual_simulation: true :s3_bucket: '834599497928' :scale_x: NECB_Default :scale_y: NECB_Default :scale_z: NECB_Default :shw_eff: NECB_Default :skylight_cond: NECB_Default :skylight_solar_trans: NECB_Default :srr_set: NECB_Default :template: NECB2017 | 0 | TRUE | 430.483 |  | https://s3.console.aws.amazon.com/s3/buckets/834599497928?region=ca-central-1&prefix=osdev/baseline_2021_03_27/3160af0a-7f39-4875-8471-18cda6cd400b/output/a8e03d63-7c27-45df-9abb-288db54f6c31/ | 1.0.002 | 0 | 0 |  | 0 | 0 | tier_1 | 0
72 |  |  | NECB_Default | NECB_Default | NECB_Default | NECB_Default | NECB_Default | NECB_Default | NECB_Default | NECB_Default | RetailStripmall | NECB2017 | CAN_NS_Halifax.Dockyard.713280_CWEC2016.epw | NaturalGas | NECB_Default | NECB_Default | NECB_Default | NECB_Default | NECB_Default | NECB_Default | NECB_Default | NECB_Default | NECB_Default | NECB_Default | NECB_Default | NECB_Default | NECB_Default | NECB_Default | NECB_Default | NECB_Default | NECB_Default | NECB_Default | NECB_Default | NECB_Default | NECB_Default | NECB_Default | NECB_Default | NECB_Default | NECB_Default | NECB_Default | NECB_Default | aws_batch | 834599497928 | [5 empty] | baseline_2021_03_27 | 3160af0a-7f39-4875-8471-18cda6cd400b | TRUE | TRUE | 2ec32192-eed1-4138-821a-f234557b14b0 |  | 2090.32 | 3274.4664 | 40 | RetailStripmall |  |  | 2 | RetailStripmall | 1 |  | 1 | NECB2017 | 0.30241 | 10827.8493 | 198.7843 | 36.1234 | 108.5432 | 5.8434 | 558.659 | 209.3647 | HALIFAX | NOVA SCOTIA | 81.9011 | 10.8763 | 0 | 92.7775 | 16.0623 | 2.7453 | 0 | 18.8076 | 0 | 0.034334 | 0 | 0 | 0.40388 | 0.13657 | 0.0056068 | 0.20298 | 0.036162 | 0.18943 | 0.21857 | 0.0017748 | 0.62245 | 0.015591 | 46.2723 | 80.1064 | Natural Gas | 40 | 0.757 | [5 empty] | 0.156 | 0.247 | 1.9 | 1.9 | 2 | Halifax Dockyard | CAN | 112 | 3647 | 44.655 | -63.577 | 6 | 4000 | NS | CAN_NS_Halifax.Dockyard.713280_CWEC2016.epw | 0 | 0 | 0 | 0 | 32.59 | 435.6285 | 0.35319 | 0.00081075 | 129.09 | 0.1 | 2021-03-27 18:28:50 +0000 | f477b7f5 | 0.2.11 | :adv_dx_units: NECB_Default :analysis_id: 3160af0a-7f39-4875-8471-18cda6cd400b :analysis_name: baseline_2021_03_27 :boiler_eff: NECB_Default :btap_batch_version: 1.0.002 :building_type: RetailStripmall :compute_environment: aws_batch :datapoint_id: 2ec32192-eed1-4138-821a-f234557b14b0 :daylighting_type: NECB_Default :dcv_type: NECB_Default :door_construction_cond: NECB_Default :ecm_system_name: NECB_Default :enable_costing: true :epw_file: CAN_NS_Halifax.Dockyard.713280_CWEC2016.epw :erv_package: NECB_Default :ext_floor_cond: NECB_Default :ext_roof_cond: NECB_Default :ext_wall_cond: NECB_Default :fdwr_set: NECB_Default :fixed_wind_solar_trans: NECB_Default :fixed_window_cond: NECB_Default :furnace_eff: NECB_Default :glass_door_cond: NECB_Default :glass_door_solar_trans: NECB_Default :ground_floor_cond: NECB_Default :ground_roof_cond: NECB_Default :ground_wall_cond: NECB_Default :lights_scale: NECB_Default :lights_type: NECB_Default :overhead_door_cond: NECB_Default :primary_heating_fuel: NaturalGas :pv_ground_azimuth_angle: NECB_Default :pv_ground_module_description: NECB_Default :pv_ground_tilt_angle: NECB_Default :pv_ground_total_area_pv_panels_m2: NECB_Default :pv_ground_type: NECB_Default :rotation_degrees: NECB_Default :run_annual_simulation: true :s3_bucket: '834599497928' :scale_x: NECB_Default :scale_y: NECB_Default :scale_z: NECB_Default :shw_eff: NECB_Default :skylight_cond: NECB_Default :skylight_solar_trans: NECB_Default :srr_set: NECB_Default :template: NECB2017 | 0 | TRUE | 430.6483 |  | https://s3.console.aws.amazon.com/s3/buckets/834599497928?region=ca-central-1&prefix=osdev/baseline_2021_03_27/3160af0a-7f39-4875-8471-18cda6cd400b/output/2ec32192-eed1-4138-821a-f234557b14b0/ | 1.0.002 | 0 | 0 |  | 0 | 0 | tier_1 | 0
73 |  |  | NECB_Default | NECB_Default | NECB_Default | NECB_Default | NECB_Default | NECB_Default | NECB_Default | NECB_Default | RetailStripmall | NECB2017 | CAN_BC_Vancouver.Intl.AP.718920_CWEC2016.epw | NaturalGas | NECB_Default | NECB_Default | NECB_Default | NECB_Default | NECB_Default | NECB_Default | NECB_Default | NECB_Default | NECB_Default | NECB_Default | NECB_Default | NECB_Default | NECB_Default | NECB_Default | NECB_Default | NECB_Default | NECB_Default | NECB_Default | NECB_Default | NECB_Default | NECB_Default | NECB_Default | NECB_Default | NECB_Default | NECB_Default | NECB_Default | NECB_Default | aws_batch | 834599497928 | [5 empty] | baseline_2021_03_27 | 3160af0a-7f39-4875-8471-18cda6cd400b | TRUE | TRUE | 6e938d44-465d-4573-9a4d-66604ab316e9 |  | 2090.32 | 3274.4664 | 40 | RetailStripmall |  |  | 2 | RetailStripmall | 1 |  | 1 | NECB2017 | 0.30241 | 10827.8493 | 214.8334 | 34.114 | 109.3005 | 5.9542 | 556.9335 | 192.7313 | VANCOUVER | BRITISH COLUMBIA | 1.1253 | 11.7414 | 0 | 12.8667 | 11.2377 | 2.6341 | 0 | 13.8718 | 0 | 0.03267 | 0 | 0 | 0.39709 | 0.13737 | 0 | 0.21792 | 0.036162 | 0.18943 | 0.2329 | 0.0014591 | 0.62999 | 0.014974 | 44.4435 | 72.0493 | Natural Gas | 40 | 0.757 | [5 empty] | 0.193 | 0.315 | 2.1 | 2.1 | 2 | Vancouver Intl AP | CAN | 42 | 2797 | 49.195 | -123.184 | 4 | 2800 | BC | CAN_BC_Vancouver.Intl.AP.718920_CWEC2016.epw | 0 | 0 | 0 | 0 | 31.3 | 435.6285 | 0.35319 | 0.00081075 | 129.09 | 0.1 | 2021-03-27 18:29:01 +0000 | f477b7f5 | 0.2.11 | :adv_dx_units: NECB_Default :analysis_id: 3160af0a-7f39-4875-8471-18cda6cd400b :analysis_name: baseline_2021_03_27 :boiler_eff: NECB_Default :btap_batch_version: 1.0.002 :building_type: RetailStripmall :compute_environment: aws_batch :datapoint_id: 6e938d44-465d-4573-9a4d-66604ab316e9 :daylighting_type: NECB_Default :dcv_type: NECB_Default :door_construction_cond: NECB_Default :ecm_system_name: NECB_Default :enable_costing: true :epw_file: CAN_BC_Vancouver.Intl.AP.718920_CWEC2016.epw :erv_package: NECB_Default :ext_floor_cond: NECB_Default :ext_roof_cond: NECB_Default :ext_wall_cond: NECB_Default :fdwr_set: NECB_Default :fixed_wind_solar_trans: NECB_Default :fixed_window_cond: NECB_Default :furnace_eff: NECB_Default :glass_door_cond: NECB_Default :glass_door_solar_trans: NECB_Default :ground_floor_cond: NECB_Default :ground_roof_cond: NECB_Default :ground_wall_cond: NECB_Default :lights_scale: NECB_Default :lights_type: NECB_Default :overhead_door_cond: NECB_Default :primary_heating_fuel: NaturalGas :pv_ground_azimuth_angle: NECB_Default :pv_ground_module_description: NECB_Default :pv_ground_tilt_angle: NECB_Default :pv_ground_total_area_pv_panels_m2: NECB_Default :pv_ground_type: NECB_Default :rotation_degrees: NECB_Default :run_annual_simulation: true :s3_bucket: '834599497928' :scale_x: NECB_Default :scale_y: NECB_Default :scale_z: NECB_Default :shw_eff: NECB_Default :skylight_cond: NECB_Default :skylight_solar_trans: NECB_Default :srr_set: NECB_Default :template: NECB2017 | 0 | TRUE | 431.0638 |  | https://s3.console.aws.amazon.com/s3/buckets/834599497928?region=ca-central-1&prefix=osdev/baseline_2021_03_27/3160af0a-7f39-4875-8471-18cda6cd400b/output/6e938d44-465d-4573-9a4d-66604ab316e9/ | 1.0.002 | 0 | 0 |  | 0 | 0 | tier_1 | 0
74 |  |  | NECB_Default | NECB_Default | NECB_Default | NECB_Default | NECB_Default | NECB_Default | NECB_Default | NECB_Default | Warehouse | NECB2017 | CAN_BC_Vancouver.Intl.AP.718920_CWEC2016.epw | NaturalGas | NECB_Default | NECB_Default | NECB_Default | NECB_Default | NECB_Default | NECB_Default | NECB_Default | NECB_Default | NECB_Default | NECB_Default | NECB_Default | NECB_Default | NECB_Default | NECB_Default | NECB_Default | NECB_Default | NECB_Default | NECB_Default | NECB_Default | NECB_Default | NECB_Default | NECB_Default | NECB_Default | NECB_Default | NECB_Default | NECB_Default | NECB_Default | aws_batch | 834599497928 | [5 empty] | baseline_2021_03_27 | 3160af0a-7f39-4875-8471-18cda6cd400b | TRUE | TRUE | a8ea84f0-d15d-4771-842b-f5e55175427b |  | 4835.13 | 7095.2421 | 40 | Warehouse |  |  | 2 | Warehouse | 1 |  | 1 | NECB2017 | 0.18734 | 37873.9042 | 202.2364 | 26.1205 | 58.1037 | 2.9278 | 371.8996 | 82.5112 | VANCOUVER | BRITISH COLUMBIA | 0.46472 | 8.1164 | 0 | 8.5812 | 4.6407 | 1.8208 | 0 | 6.4616 | 0 | 0.020421 | 0 | 0 | 0.16398 | 0.069659 | 0 | 0.14911 | 0.017578 | 0.05403 | 0.16099 | 0.0022936 | 0.32498 | 0.01188 | 28.708 | 108.4595 | Natural Gas | 40 | 0.757 | [5 empty] | 0.193 | 0.315 | 2.1 | 2.1 | 2 | Vancouver Intl AP | CAN | 42 | 2797 | 49.195 | -123.184 | 4 | 2800 | BC | CAN_BC_Vancouver.Intl.AP.718920_CWEC2016.epw | 0 | 0 | 0 | 0 | 57.44 | 71.7905 | 0.64331 | 0.0089609 | 235.13 | 0.1 | 2021-03-27 18:28:23 +0000 | f477b7f5 | 0.2.11 | :adv_dx_units: NECB_Default :analysis_id: 3160af0a-7f39-4875-8471-18cda6cd400b :analysis_name: baseline_2021_03_27 :boiler_eff: NECB_Default :btap_batch_version: 1.0.002 :building_type: Warehouse :compute_environment: aws_batch :datapoint_id: a8ea84f0-d15d-4771-842b-f5e55175427b :daylighting_type: NECB_Default :dcv_type: NECB_Default :door_construction_cond: NECB_Default :ecm_system_name: NECB_Default :enable_costing: true :epw_file: CAN_BC_Vancouver.Intl.AP.718920_CWEC2016.epw :erv_package: NECB_Default :ext_floor_cond: NECB_Default :ext_roof_cond: NECB_Default :ext_wall_cond: NECB_Default :fdwr_set: NECB_Default :fixed_wind_solar_trans: NECB_Default :fixed_window_cond: NECB_Default :furnace_eff: NECB_Default :glass_door_cond: NECB_Default :glass_door_solar_trans: NECB_Default :ground_floor_cond: NECB_Default :ground_roof_cond: NECB_Default :ground_wall_cond: NECB_Default :lights_scale: NECB_Default :lights_type: NECB_Default :overhead_door_cond: NECB_Default :primary_heating_fuel: NaturalGas :pv_ground_azimuth_angle: NECB_Default :pv_ground_module_description: NECB_Default :pv_ground_tilt_angle: NECB_Default :pv_ground_total_area_pv_panels_m2: NECB_Default :pv_ground_type: NECB_Default :rotation_degrees: NECB_Default :run_annual_simulation: true :s3_bucket: '834599497928' :scale_x: NECB_Default :scale_y: NECB_Default :scale_z: NECB_Default :shw_eff: NECB_Default :skylight_cond: NECB_Default :skylight_solar_trans: NECB_Default :srr_set: NECB_Default :template: NECB2017 | 0 | TRUE | 432.4728 |  | https://s3.console.aws.amazon.com/s3/buckets/834599497928?region=ca-central-1&prefix=osdev/baseline_2021_03_27/3160af0a-7f39-4875-8471-18cda6cd400b/output/a8ea84f0-d15d-4771-842b-f5e55175427b/ | 1.0.002 | 0 | 0 |  | 0 | 0 | tier_1 | 0
75 |  |  | NECB_Default | NECB_Default | NECB_Default | NECB_Default | NECB_Default | NECB_Default | NECB_Default | NECB_Default | RetailStripmall | NECB2017 | CAN_QC_Montreal-Trudeau.Intl.AP.716270_CWEC2016.epw | NaturalGas | NECB_Default | NECB_Default | NECB_Default | NECB_Default | NECB_Default | NECB_Default | NECB_Default | NECB_Default | NECB_Default | NECB_Default | NECB_Default | NECB_Default | NECB_Default | NECB_Default | NECB_Default | NECB_Default | NECB_Default | NECB_Default | NECB_Default | NECB_Default | NECB_Default | NECB_Default | NECB_Default | NECB_Default | NECB_Default | NECB_Default | NECB_Default | aws_batch | 834599497928 | [5 empty] | baseline_2021_03_27 | 3160af0a-7f39-4875-8471-18cda6cd400b | TRUE | TRUE | b89635b5-ee5c-494f-8dea-49ee7ad5fef3 |  | 2090.32 | 3274.4664 | 37.3 | RetailStripmall |  |  | 2 | RetailStripmall | 1 |  | 1 | NECB2017 | 0.30241 | 10827.8493 | 229.6382 | 44.478 | 112.7258 | 6.1581 | 611.3798 | 218.3797 | MONTREAL | QUEBEC | 0.16556 | 14.5165 | 0 | 14.682 | 10.5446 | 3.8025 | 0 | 14.3471 | 0 | 0.062957 | 0 | 0 | 0.42604 | 0.12744 | 0.0079844 | 0.27813 | 0.036162 | 0.18943 | 0.29385 | 0.0020715 | 0.7199 | 0.015725 | 52.5698 | 124.6446 | Natural Gas | 37.3 | 0.757 | [5 empty] | 0.156 | 0.247 | 1.9 | 1.9 | 2 | Montreal-Trudeau Intl AP | CAN | 323 | 4090 | 45.471 | -73.741 | 6 | 4400 | QC | CAN_QC_Montreal-Trudeau.Intl.AP.716270_CWEC2016.epw | 0 | 0 | 0 | 0 | 32.87 | 435.6285 | 0.35319 | 0.00081075 | 129.09 | 0.1 | 2021-03-27 18:29:02 +0000 | f477b7f5 | 0.2.11 | :adv_dx_units: NECB_Default :analysis_id: 3160af0a-7f39-4875-8471-18cda6cd400b :analysis_name: baseline_2021_03_27 :boiler_eff: NECB_Default :btap_batch_version: 1.0.002 :building_type: RetailStripmall :compute_environment: aws_batch :datapoint_id: b89635b5-ee5c-494f-8dea-49ee7ad5fef3 :daylighting_type: NECB_Default :dcv_type: NECB_Default :door_construction_cond: NECB_Default :ecm_system_name: NECB_Default :enable_costing: true :epw_file: CAN_QC_Montreal-Trudeau.Intl.AP.716270_CWEC2016.epw :erv_package: NECB_Default :ext_floor_cond: NECB_Default :ext_roof_cond: NECB_Default :ext_wall_cond: NECB_Default :fdwr_set: NECB_Default :fixed_wind_solar_trans: NECB_Default :fixed_window_cond: NECB_Default :furnace_eff: NECB_Default :glass_door_cond: NECB_Default :glass_door_solar_trans: NECB_Default :ground_floor_cond: NECB_Default :ground_roof_cond: NECB_Default :ground_wall_cond: NECB_Default :lights_scale: NECB_Default :lights_type: NECB_Default :overhead_door_cond: NECB_Default :primary_heating_fuel: NaturalGas :pv_ground_azimuth_angle: NECB_Default :pv_ground_module_description: NECB_Default :pv_ground_tilt_angle: NECB_Default :pv_ground_total_area_pv_panels_m2: NECB_Default :pv_ground_type: NECB_Default :rotation_degrees: NECB_Default :run_annual_simulation: true :s3_bucket: '834599497928' :scale_x: NECB_Default :scale_y: NECB_Default :scale_z: NECB_Default :shw_eff: NECB_Default :skylight_cond: NECB_Default :skylight_solar_trans: NECB_Default :srr_set: NECB_Default :template: NECB2017 | 0 | TRUE | 432.12 |  | https://s3.console.aws.amazon.com/s3/buckets/834599497928?region=ca-central-1&prefix=osdev/baseline_2021_03_27/3160af0a-7f39-4875-8471-18cda6cd400b/output/b89635b5-ee5c-494f-8dea-49ee7ad5fef3/ | 1.0.002 | 0 | 0 |  | 0 | 0 | tier_1 | 0
76 |  |  | NECB_Default | NECB_Default | NECB_Default | NECB_Default | NECB_Default | NECB_Default | NECB_Default | NECB_Default | Warehouse | NECB2017 | CAN_YT_Whitehorse.Intl.AP.719640_CWEC2016.epw | Electricity | NECB_Default | NECB_Default | NECB_Default | NECB_Default | NECB_Default | NECB_Default | NECB_Default | NECB_Default | NECB_Default | NECB_Default | NECB_Default | NECB_Default | NECB_Default | NECB_Default | NECB_Default | NECB_Default | NECB_Default | NECB_Default | NECB_Default | NECB_Default | NECB_Default | NECB_Default | NECB_Default | NECB_Default | NECB_Default | NECB_Default | NECB_Default | aws_batch | 834599497928 | [5 empty] | baseline_2021_03_27 | 3160af0a-7f39-4875-8471-18cda6cd400b | TRUE | TRUE | f73d7157-e94f-46b8-9c60-6be940a3a755 |  | 4835.13 | 7095.2421 | 22.8 | Warehouse |  |  | 2 | Warehouse | 1 |  | 1 | NECB2017 | 0.18734 | 37873.9042 | 169.9871 | 9.9649 | 55.9159 | 2.7592 | 322.8696 | 84.2424 | WHITEHORSE | YUKON | 5.7137 | 0 | 0 | 5.7137 | 13.0851 | 0 | 0 | 13.0851 | 0 | 0.005307 | 0 | 0 | 0.36735 | 0.052392 | 0.001394 | 0.22509 | 0.017578 | 0.05403 | 0 | 2.0682e-06 | 0.36735 | 0.011555 | 83.3087 | 0 | Electricity | 22.8 | 0.757 | [5 empty] | 0.138 | 0.21 | 1.9 | 1.9 | 2 | Whitehorse Intl AP | CAN | 5 | 6491 | 60.709 | -135.069 | 7b | 6580 | YT | CAN_YT_Whitehorse.Intl.AP.719640_CWEC2016.epw | 0 | 0.15286 | 0.0021292 | 55.87 | 0 | 71.7905 | 0.64331 | 0.0089609 | 235.13 | 0.1 | 2021-03-27 18:28:25 +0000 | f477b7f5 | 0.2.11 | :adv_dx_units: NECB_Default :analysis_id: 3160af0a-7f39-4875-8471-18cda6cd400b :analysis_name: baseline_2021_03_27 :boiler_eff: NECB_Default :btap_batch_version: 1.0.002 :building_type: Warehouse :compute_environment: aws_batch :datapoint_id: f73d7157-e94f-46b8-9c60-6be940a3a755 :daylighting_type: NECB_Default :dcv_type: NECB_Default :door_construction_cond: NECB_Default :ecm_system_name: NECB_Default :enable_costing: true :epw_file: CAN_YT_Whitehorse.Intl.AP.719640_CWEC2016.epw :erv_package: NECB_Default :ext_floor_cond: NECB_Default :ext_roof_cond: NECB_Default :ext_wall_cond: NECB_Default :fdwr_set: NECB_Default :fixed_wind_solar_trans: NECB_Default :fixed_window_cond: NECB_Default :furnace_eff: NECB_Default :glass_door_cond: NECB_Default :glass_door_solar_trans: NECB_Default :ground_floor_cond: NECB_Default :ground_roof_cond: NECB_Default :ground_wall_cond: NECB_Default :lights_scale: NECB_Default :lights_type: NECB_Default :overhead_door_cond: NECB_Default :primary_heating_fuel: Electricity :pv_ground_azimuth_angle: NECB_Default :pv_ground_module_description: NECB_Default :pv_ground_tilt_angle: NECB_Default :pv_ground_total_area_pv_panels_m2: NECB_Default :pv_ground_type: NECB_Default :rotation_degrees: NECB_Default :run_annual_simulation: true :s3_bucket: '834599497928' :scale_x: NECB_Default :scale_y: NECB_Default :scale_z: NECB_Default :shw_eff: NECB_Default :skylight_cond: NECB_Default :skylight_solar_trans: NECB_Default :srr_set: NECB_Default :template: NECB2017 | 0 | TRUE | 432.5839 |  | https://s3.console.aws.amazon.com/s3/buckets/834599497928?region=ca-central-1&prefix=osdev/baseline_2021_03_27/3160af0a-7f39-4875-8471-18cda6cd400b/output/f73d7157-e94f-46b8-9c60-6be940a3a755/ | 1.0.002 | 0 | 0 |  | 0 | 0 | tier_1 | 0
77 |  |  | NECB_Default | NECB_Default | NECB_Default | NECB_Default | NECB_Default | NECB_Default | NECB_Default | NECB_Default | RetailStripmall | NECB2017 | CAN_BC_Vancouver.Intl.AP.718920_CWEC2016.epw | Electricity | NECB_Default | NECB_Default | NECB_Default | NECB_Default | NECB_Default | NECB_Default | NECB_Default | NECB_Default | NECB_Default | NECB_Default | NECB_Default | NECB_Default | NECB_Default | NECB_Default | NECB_Default | NECB_Default | NECB_Default | NECB_Default | NECB_Default | NECB_Default | NECB_Default | NECB_Default | NECB_Default | NECB_Default | NECB_Default | NECB_Default | NECB_Default | aws_batch | 834599497928 | [5 empty] | baseline_2021_03_27 | 3160af0a-7f39-4875-8471-18cda6cd400b | TRUE | TRUE | 1002971b-3475-4a10-92db-e17ce38f3b89 |  | 2090.32 | 3274.4664 | 40 | RetailStripmall |  |  | 2 | RetailStripmall | 1 |  | 1 | NECB2017 | 0.30241 | 10827.8493 | 214.8334 | 9.8328 | 109.3005 | 6.3268 | 555.0836 | 214.79 | VANCOUVER | BRITISH COLUMBIA | 1.606 | 0 | 0 | 1.606 | 16.0371 | 0 | 0 | 16.0371 | 0 | 0.032019 | 0 | 0 | 0.56668 | 0.13729 | 0 | 0.15927 | 0.036162 | 0.18943 | 0 | 0 | 0.56668 | 0.012515 | 76.8922 | 0 | Electricity | 40 | 0.757 | [5 empty] | 0.193 | 0.315 | 2.1 | 2.1 | 2 | Vancouver Intl AP | CAN | 42 | 2797 | 49.195 | -123.184 | 4 | 2800 | BC | CAN_BC_Vancouver.Intl.AP.718920_CWEC2016.epw | 0 | 0.071573 | 0.0001643 | 26.16 | 0 | 435.6285 | 0.35319 | 0.00081075 | 129.09 | 0.1 | 2021-03-27 18:28:52 +0000 | f477b7f5 | 0.2.11 | :adv_dx_units: NECB_Default :analysis_id: 3160af0a-7f39-4875-8471-18cda6cd400b :analysis_name: baseline_2021_03_27 :boiler_eff: NECB_Default :btap_batch_version: 1.0.002 :building_type: RetailStripmall :compute_environment: aws_batch :datapoint_id: 1002971b-3475-4a10-92db-e17ce38f3b89 :daylighting_type: NECB_Default :dcv_type: NECB_Default :door_construction_cond: NECB_Default :ecm_system_name: NECB_Default :enable_costing: true :epw_file: CAN_BC_Vancouver.Intl.AP.718920_CWEC2016.epw :erv_package: NECB_Default :ext_floor_cond: NECB_Default :ext_roof_cond: NECB_Default :ext_wall_cond: NECB_Default :fdwr_set: NECB_Default :fixed_wind_solar_trans: NECB_Default :fixed_window_cond: NECB_Default :furnace_eff: NECB_Default :glass_door_cond: NECB_Default :glass_door_solar_trans: NECB_Default :ground_floor_cond: NECB_Default :ground_roof_cond: NECB_Default :ground_wall_cond: NECB_Default :lights_scale: NECB_Default :lights_type: NECB_Default :overhead_door_cond: NECB_Default :primary_heating_fuel: Electricity :pv_ground_azimuth_angle: NECB_Default :pv_ground_module_description: NECB_Default :pv_ground_tilt_angle: NECB_Default :pv_ground_total_area_pv_panels_m2: NECB_Default :pv_ground_type: NECB_Default :rotation_degrees: NECB_Default :run_annual_simulation: true :s3_bucket: '834599497928' :scale_x: NECB_Default :scale_y: NECB_Default :scale_z: NECB_Default :shw_eff: NECB_Default :skylight_cond: NECB_Default :skylight_solar_trans: NECB_Default :srr_set: NECB_Default :template: NECB2017 | 0 | TRUE | 432.2257 |  | https://s3.console.aws.amazon.com/s3/buckets/834599497928?region=ca-central-1&prefix=osdev/baseline_2021_03_27/3160af0a-7f39-4875-8471-18cda6cd400b/output/1002971b-3475-4a10-92db-e17ce38f3b89/ | 1.0.002 | 0 | 0 |  | 0 | 0 | tier_1 | 0
78 |  |  | NECB_Default | NECB_Default | NECB_Default | NECB_Default | NECB_Default | NECB_Default | NECB_Default | NECB_Default | RetailStripmall | NECB2017 | CAN_AB_Calgary.Intl.AP.718770_CWEC2016.epw | NaturalGas | NECB_Default | NECB_Default | NECB_Default | NECB_Default | NECB_Default | NECB_Default | NECB_Default | NECB_Default | NECB_Default | NECB_Default | NECB_Default | NECB_Default | NECB_Default | NECB_Default | NECB_Default | NECB_Default | NECB_Default | NECB_Default | NECB_Default | NECB_Default | NECB_Default | NECB_Default | NECB_Default | NECB_Default | NECB_Default | NECB_Default | NECB_Default | aws_batch | 834599497928 | [5 empty] | baseline_2021_03_27 | 3160af0a-7f39-4875-8471-18cda6cd400b | TRUE | TRUE | 2645686c-f0b1-4861-ad0d-c3da42742ef4 |  | 2090.32 | 3274.4664 | 33.3 | RetailStripmall |  |  | 2 | RetailStripmall | 1 |  | 1 | NECB2017 | 0.30241 | 10827.8493 | 232.5694 | 40.6034 | 122.1509 | 6.1871 | 625.2652 | 223.7545 | CALGARY | ALBERTA | 90.6337 | 13.0995 | 0 | 103.7331 | 8.5902 | 0.93453 | 0 | 9.5247 | 0 | 0.034067 | 0 | 0 | 0.41298 | 0.14575 | 0.0052624 | 0.24313 | 0.036162 | 0.18943 | 0.25959 | 0.0023107 | 0.67258 | 0.016466 | 48.8395 | 105.8068 | Natural Gas | 33.3 | 0.757 | [5 empty] | 0.138 | 0.21 | 1.9 | 1.9 | 2 | Calgary Intl AP | CAN | 64 | 4781 | 51.114 | -114.02 | 7a | 5000 | AB | CAN_AB_Calgary.Intl.AP.718770_CWEC2016.epw | 0 | 0 | 0 | 0 | 34.42 | 435.6285 | 0.35319 | 0.00081075 | 129.09 | 0.1 | 2021-03-27 18:29:01 +0000 | f477b7f5 | 0.2.11 | :adv_dx_units: NECB_Default :analysis_id: 3160af0a-7f39-4875-8471-18cda6cd400b :analysis_name: baseline_2021_03_27 :boiler_eff: NECB_Default :btap_batch_version: 1.0.002 :building_type: RetailStripmall :compute_environment: aws_batch :datapoint_id: 2645686c-f0b1-4861-ad0d-c3da42742ef4 :daylighting_type: NECB_Default :dcv_type: NECB_Default :door_construction_cond: NECB_Default :ecm_system_name: NECB_Default :enable_costing: true :epw_file: CAN_AB_Calgary.Intl.AP.718770_CWEC2016.epw :erv_package: NECB_Default :ext_floor_cond: NECB_Default :ext_roof_cond: NECB_Default :ext_wall_cond: NECB_Default :fdwr_set: NECB_Default :fixed_wind_solar_trans: NECB_Default :fixed_window_cond: NECB_Default :furnace_eff: NECB_Default :glass_door_cond: NECB_Default :glass_door_solar_trans: NECB_Default :ground_floor_cond: NECB_Default :ground_roof_cond: NECB_Default :ground_wall_cond: NECB_Default :lights_scale: NECB_Default :lights_type: NECB_Default :overhead_door_cond: NECB_Default :primary_heating_fuel: NaturalGas :pv_ground_azimuth_angle: NECB_Default :pv_ground_module_description: NECB_Default :pv_ground_tilt_angle: NECB_Default :pv_ground_total_area_pv_panels_m2: NECB_Default :pv_ground_type: NECB_Default :rotation_degrees: NECB_Default :run_annual_simulation: true :s3_bucket: '834599497928' :scale_x: NECB_Default :scale_y: NECB_Default :scale_z: NECB_Default :shw_eff: NECB_Default :skylight_cond: NECB_Default :skylight_solar_trans: NECB_Default :srr_set: NECB_Default :template: NECB2017 | 0 | TRUE | 432.9337 |  | https://s3.console.aws.amazon.com/s3/buckets/834599497928?region=ca-central-1&prefix=osdev/baseline_2021_03_27/3160af0a-7f39-4875-8471-18cda6cd400b/output/2645686c-f0b1-4861-ad0d-c3da42742ef4/ | 1.0.002 | 0 | 0 |  | 0 | 0 | tier_1 | 0
79 |  |  | NECB_Default | NECB_Default | NECB_Default | NECB_Default | NECB_Default | NECB_Default | NECB_Default | NECB_Default | RetailStripmall | NECB2017 | CAN_AB_Edmonton.Intl.AP.711230_CWEC2016.epw | NaturalGas | NECB_Default | NECB_Default | NECB_Default | NECB_Default | NECB_Default | NECB_Default | NECB_Default | NECB_Default | NECB_Default | NECB_Default | NECB_Default | NECB_Default | NECB_Default | NECB_Default | NECB_Default | NECB_Default | NECB_Default | NECB_Default | NECB_Default | NECB_Default | NECB_Default | NECB_Default | NECB_Default | NECB_Default | NECB_Default | NECB_Default | NECB_Default | aws_batch | 834599497928 | [5 empty] | baseline_2021_03_27 | 3160af0a-7f39-4875-8471-18cda6cd400b | TRUE | TRUE | 994a1791-c575-4a92-83b9-91600dd8eee6 |  | 2090.32 | 3274.4664 | 32.5 | RetailStripmall |  |  | 2 | RetailStripmall | 1 |  | 1 | NECB2017 | 0.30241 | 10827.8493 | 233.2966 | 40.8839 | 123.4543 | 6.1901 | 625.803 | 221.9781 | EDMONTON | ALBERTA | 88.8279 | 16.4606 | 0 | 105.2884 | 8.419 | 1.1743 | 0 | 9.5933 | 0 | 0.033067 | 0 | 0 | 0.40476 | 0.1373 | 0.006377 | 0.30919 | 0.036162 | 0.18943 | 0.3262 | 0.0024207 | 0.73096 | 0.017012 | 45.287 | 132.8094 | Natural Gas | 32.5 | 0.757 | [5 empty] | 0.138 | 0.21 | 1.9 | 1.9 | 2 | Edmonton Intl AP | CAN | 23 | 5588 | 53.31 | -113.579 | 7a | 5120 | AB | CAN_AB_Edmonton.Intl.AP.711230_CWEC2016.epw | 0 | 0 | 0 | 0 | 35.56 | 435.6285 | 0.35319 | 0.00081075 | 129.09 | 0.1 | 2021-03-27 18:28:51 +0000 | f477b7f5 | 0.2.11 | :adv_dx_units: NECB_Default :analysis_id: 3160af0a-7f39-4875-8471-18cda6cd400b :analysis_name: baseline_2021_03_27 :boiler_eff: NECB_Default :btap_batch_version: 1.0.002 :building_type: RetailStripmall :compute_environment: aws_batch :datapoint_id: 994a1791-c575-4a92-83b9-91600dd8eee6 :daylighting_type: NECB_Default :dcv_type: NECB_Default :door_construction_cond: NECB_Default :ecm_system_name: NECB_Default :enable_costing: true :epw_file: CAN_AB_Edmonton.Intl.AP.711230_CWEC2016.epw :erv_package: NECB_Default :ext_floor_cond: NECB_Default :ext_roof_cond: NECB_Default :ext_wall_cond: NECB_Default :fdwr_set: NECB_Default :fixed_wind_solar_trans: NECB_Default :fixed_window_cond: NECB_Default :furnace_eff: NECB_Default :glass_door_cond: NECB_Default :glass_door_solar_trans: NECB_Default :ground_floor_cond: NECB_Default :ground_roof_cond: NECB_Default :ground_wall_cond: NECB_Default :lights_scale: NECB_Default :lights_type: NECB_Default :overhead_door_cond: NECB_Default :primary_heating_fuel: NaturalGas :pv_ground_azimuth_angle: NECB_Default :pv_ground_module_description: NECB_Default :pv_ground_tilt_angle: NECB_Default :pv_ground_total_area_pv_panels_m2: NECB_Default :pv_ground_type: NECB_Default :rotation_degrees: NECB_Default :run_annual_simulation: true :s3_bucket: '834599497928' :scale_x: NECB_Default :scale_y: NECB_Default :scale_z: NECB_Default :shw_eff: NECB_Default :skylight_cond: NECB_Default :skylight_solar_trans: NECB_Default :srr_set: NECB_Default :template: NECB2017 | 0 | TRUE | 433.1855 |  | https://s3.console.aws.amazon.com/s3/buckets/834599497928?region=ca-central-1&prefix=osdev/baseline_2021_03_27/3160af0a-7f39-4875-8471-18cda6cd400b/output/994a1791-c575-4a92-83b9-91600dd8eee6/ | 1.0.002 | 0 | 0 |  | 0 | 0 | tier_1 | 0
80 |  |  | NECB_Default | NECB_Default | NECB_Default | NECB_Default | NECB_Default | NECB_Default | NECB_Default | NECB_Default | RetailStripmall | NECB2017 | CAN_NS_Halifax.Dockyard.713280_CWEC2016.epw | Electricity | NECB_Default | NECB_Default | NECB_Default | NECB_Default | NECB_Default | NECB_Default | NECB_Default | NECB_Default | NECB_Default | NECB_Default | NECB_Default | NECB_Default | NECB_Default | NECB_Default | NECB_Default | NECB_Default | NECB_Default | NECB_Default | NECB_Default | NECB_Default | NECB_Default | NECB_Default | NECB_Default | NECB_Default | NECB_Default | NECB_Default | NECB_Default | aws_batch | 834599497928 | [5 empty] | baseline_2021_03_27 | 3160af0a-7f39-4875-8471-18cda6cd400b | TRUE | TRUE | 8bbe5e71-32c5-49d4-83bb-d4f77203bdec |  | 2090.32 | 3274.4664 | 40 | RetailStripmall |  |  | 2 | RetailStripmall | 1 |  | 1 | NECB2017 | 0.30241 | 10827.8493 | 198.7843 | 10.8715 | 108.5432 | 6.2647 | 557.7538 | 233.29 | HALIFAX | NOVA SCOTIA | 114.6028 | 0 | 0 | 114.6028 | 22.4757 | 0 | 0 | 22.4757 | 0 | 0.03366 | 0 | 0 | 0.56514 | 0.13624 | 0.0056116 | 0.15101 | 0.036162 | 0.18943 | 0 | 0 | 0.56514 | 0.013027 | 74.1339 | 0 | Electricity | 40 | 0.757 | [5 empty] | 0.156 | 0.247 | 1.9 | 1.9 | 2 | Halifax Dockyard | CAN | 112 | 3647 | 44.655 | -63.577 | 6 | 4000 | NS | CAN_NS_Halifax.Dockyard.713280_CWEC2016.epw | 0 | 0.074501 | 0.00017102 | 27.23 | 0 | 435.6285 | 0.35319 | 0.00081075 | 129.09 | 0.1 | 2021-03-27 18:28:41 +0000 | f477b7f5 | 0.2.11 | :adv_dx_units: NECB_Default :analysis_id: 3160af0a-7f39-4875-8471-18cda6cd400b :analysis_name: baseline_2021_03_27 :boiler_eff: NECB_Default :btap_batch_version: 1.0.002 :building_type: RetailStripmall :compute_environment: aws_batch :datapoint_id: 8bbe5e71-32c5-49d4-83bb-d4f77203bdec :daylighting_type: NECB_Default :dcv_type: NECB_Default :door_construction_cond: NECB_Default :ecm_system_name: NECB_Default :enable_costing: true :epw_file: CAN_NS_Halifax.Dockyard.713280_CWEC2016.epw :erv_package: NECB_Default :ext_floor_cond: NECB_Default :ext_roof_cond: NECB_Default :ext_wall_cond: NECB_Default :fdwr_set: NECB_Default :fixed_wind_solar_trans: NECB_Default :fixed_window_cond: NECB_Default :furnace_eff: NECB_Default :glass_door_cond: NECB_Default :glass_door_solar_trans: NECB_Default :ground_floor_cond: NECB_Default :ground_roof_cond: NECB_Default :ground_wall_cond: NECB_Default :lights_scale: NECB_Default :lights_type: NECB_Default :overhead_door_cond: NECB_Default :primary_heating_fuel: Electricity :pv_ground_azimuth_angle: NECB_Default :pv_ground_module_description: NECB_Default :pv_ground_tilt_angle: NECB_Default :pv_ground_total_area_pv_panels_m2: NECB_Default :pv_ground_type: NECB_Default :rotation_degrees: NECB_Default :run_annual_simulation: true :s3_bucket: '834599497928' :scale_x: NECB_Default :scale_y: NECB_Default :scale_z: NECB_Default :shw_eff: NECB_Default :skylight_cond: NECB_Default :skylight_solar_trans: NECB_Default :srr_set: NECB_Default :template: NECB2017 | 0 | TRUE | 433.5432 |  | https://s3.console.aws.amazon.com/s3/buckets/834599497928?region=ca-central-1&prefix=osdev/baseline_2021_03_27/3160af0a-7f39-4875-8471-18cda6cd400b/output/8bbe5e71-32c5-49d4-83bb-d4f77203bdec/ | 1.0.002 | 0 | 0 |  | 0 | 0 | tier_1 | 0
81 |  |  | NECB_Default | NECB_Default | NECB_Default | NECB_Default | NECB_Default | NECB_Default | NECB_Default | NECB_Default | RetailStripmall | NECB2017 | CAN_AB_Edmonton.Intl.AP.711230_CWEC2016.epw | Electricity | NECB_Default | NECB_Default | NECB_Default | NECB_Default | NECB_Default | NECB_Default | NECB_Default | NECB_Default | NECB_Default | NECB_Default | NECB_Default | NECB_Default | NECB_Default | NECB_Default | NECB_Default | NECB_Default | NECB_Default | NECB_Default | NECB_Default | NECB_Default | NECB_Default | NECB_Default | NECB_Default | NECB_Default | NECB_Default | NECB_Default | NECB_Default | aws_batch | 834599497928 | [5 empty] | baseline_2021_03_27 | 3160af0a-7f39-4875-8471-18cda6cd400b | TRUE | TRUE | 91eacdbc-6d9f-4138-a156-0d5c13e1171e |  | 2090.32 | 3274.4664 | 32.5 | RetailStripmall |  |  | 2 | RetailStripmall | 1 |  | 1 | NECB2017 | 0.30241 | 10827.8493 | 233.2966 | 12.9492 | 123.4543 | 6.4757 | 622.6148 | 246.439 | EDMONTON | ALBERTA | 141.6985 | 0 | 0 | 141.6985 | 13.4301 | 0 | 0 | 13.4301 | 0 | 0.032407 | 0 | 0 | 0.64568 | 0.13638 | 0.0063627 | 0.23077 | 0.036162 | 0.18943 | 0 | 0 | 0.64568 | 0.014165 | 127.5256 | 0 | Electricity | 32.5 | 0.757 | [5 empty] | 0.138 | 0.21 | 1.9 | 1.9 | 2 | Edmonton Intl AP | CAN | 23 | 5588 | 53.31 | -113.579 | 7a | 5120 | AB | CAN_AB_Edmonton.Intl.AP.711230_CWEC2016.epw | 0 | 0.081012 | 0.00018597 | 29.61 | 0 | 435.6285 | 0.35319 | 0.00081075 | 129.09 | 0.1 | 2021-03-27 18:28:45 +0000 | f477b7f5 | 0.2.11 | :adv_dx_units: NECB_Default :analysis_id: 3160af0a-7f39-4875-8471-18cda6cd400b :analysis_name: baseline_2021_03_27 :boiler_eff: NECB_Default :btap_batch_version: 1.0.002 :building_type: RetailStripmall :compute_environment: aws_batch :datapoint_id: 91eacdbc-6d9f-4138-a156-0d5c13e1171e :daylighting_type: NECB_Default :dcv_type: NECB_Default :door_construction_cond: NECB_Default :ecm_system_name: NECB_Default :enable_costing: true :epw_file: CAN_AB_Edmonton.Intl.AP.711230_CWEC2016.epw :erv_package: NECB_Default :ext_floor_cond: NECB_Default :ext_roof_cond: NECB_Default :ext_wall_cond: NECB_Default :fdwr_set: NECB_Default :fixed_wind_solar_trans: NECB_Default :fixed_window_cond: NECB_Default :furnace_eff: NECB_Default :glass_door_cond: NECB_Default :glass_door_solar_trans: NECB_Default :ground_floor_cond: NECB_Default :ground_roof_cond: NECB_Default :ground_wall_cond: NECB_Default :lights_scale: NECB_Default :lights_type: NECB_Default :overhead_door_cond: NECB_Default :primary_heating_fuel: Electricity :pv_ground_azimuth_angle: NECB_Default :pv_ground_module_description: NECB_Default :pv_ground_tilt_angle: NECB_Default :pv_ground_total_area_pv_panels_m2: NECB_Default :pv_ground_type: NECB_Default :rotation_degrees: NECB_Default :run_annual_simulation: true :s3_bucket: '834599497928' :scale_x: NECB_Default :scale_y: NECB_Default :scale_z: NECB_Default :shw_eff: NECB_Default :skylight_cond: NECB_Default :skylight_solar_trans: NECB_Default :srr_set: NECB_Default :template: NECB2017 | 0 | TRUE | 433.6762 |  | https://s3.console.aws.amazon.com/s3/buckets/834599497928?region=ca-central-1&prefix=osdev/baseline_2021_03_27/3160af0a-7f39-4875-8471-18cda6cd400b/output/91eacdbc-6d9f-4138-a156-0d5c13e1171e/ | 1.0.002 | 0 | 0 |  | 0 | 0 | tier_1 | 0
82 |  |  | NECB_Default | NECB_Default | NECB_Default | NECB_Default | NECB_Default | NECB_Default | NECB_Default | NECB_Default | RetailStandalone | NECB2017 | CAN_AB_Calgary.Intl.AP.718770_CWEC2016.epw | NaturalGas | NECB_Default | NECB_Default | NECB_Default | NECB_Default | NECB_Default | NECB_Default | NECB_Default | NECB_Default | NECB_Default | NECB_Default | NECB_Default | NECB_Default | NECB_Default | NECB_Default | NECB_Default | NECB_Default | NECB_Default | NECB_Default | NECB_Default | NECB_Default | NECB_Default | NECB_Default | NECB_Default | NECB_Default | NECB_Default | NECB_Default | NECB_Default | aws_batch | 834599497928 | [5 empty] | baseline_2021_03_27 | 3160af0a-7f39-4875-8471-18cda6cd400b | TRUE | TRUE | d3035af2-97cd-4253-badb-d9344181dc50 |  | 2293.99 | 3471.0086 | 33.3 | RetailStandalone |  |  | 2 | RetailStandalone | 1 |  | 1 | NECB2017 | 0.24821 | 13984.1807 | 223.3988 | 35.2848 | 112.3249 | 4.9741 | 582.0832 | 206.1006 | CALGARY | ALBERTA | 80.4487 | 10.912 | 0 | 91.3607 | 7.6249 | 0.77848 | 0 | 8.4033 | 0 | 0.033614 | 0 | 0 | 0.36658 | 0.1201 | 0.0050349 | 0.2026 | 0.032271 | 0.17303 | 0.21624 | 0.0025327 | 0.58282 | 0.01364 | 43.7199 | 92.8028 | Natural Gas | 33.3 | 0.757 | [5 empty] | 0.138 | 0.21 | 1.9 | 1.9 | 2 | Calgary Intl AP | CAN | 64 | 4781 | 51.114 | -114.02 | 7a | 5000 | AB | CAN_AB_Calgary.Intl.AP.718770_CWEC2016.epw | 0 | 0 | 0 | 0 | 31.29 | 68.4249 | 0.3214 | 0.0046971 | 117.47 | 0.1 | 2021-03-27 18:28:44 +0000 | f477b7f5 | 0.2.11 | :adv_dx_units: NECB_Default :analysis_id: 3160af0a-7f39-4875-8471-18cda6cd400b :analysis_name: baseline_2021_03_27 :boiler_eff: NECB_Default :btap_batch_version: 1.0.002 :building_type: RetailStandalone :compute_environment: aws_batch :datapoint_id: d3035af2-97cd-4253-badb-d9344181dc50 :daylighting_type: NECB_Default :dcv_type: NECB_Default :door_construction_cond: NECB_Default :ecm_system_name: NECB_Default :enable_costing: true :epw_file: CAN_AB_Calgary.Intl.AP.718770_CWEC2016.epw :erv_package: NECB_Default :ext_floor_cond: NECB_Default :ext_roof_cond: NECB_Default :ext_wall_cond: NECB_Default :fdwr_set: NECB_Default :fixed_wind_solar_trans: NECB_Default :fixed_window_cond: NECB_Default :furnace_eff: NECB_Default :glass_door_cond: NECB_Default :glass_door_solar_trans: NECB_Default :ground_floor_cond: NECB_Default :ground_roof_cond: NECB_Default :ground_wall_cond: NECB_Default :lights_scale: NECB_Default :lights_type: NECB_Default :overhead_door_cond: NECB_Default :primary_heating_fuel: NaturalGas :pv_ground_azimuth_angle: NECB_Default :pv_ground_module_description: NECB_Default :pv_ground_tilt_angle: NECB_Default :pv_ground_total_area_pv_panels_m2: NECB_Default :pv_ground_type: NECB_Default :rotation_degrees: NECB_Default :run_annual_simulation: true :s3_bucket: '834599497928' :scale_x: NECB_Default :scale_y: NECB_Default :scale_z: NECB_Default :shw_eff: NECB_Default :skylight_cond: NECB_Default :skylight_solar_trans: NECB_Default :srr_set: NECB_Default :template: NECB2017 | 0 | TRUE | 434.2272 |  | https://s3.console.aws.amazon.com/s3/buckets/834599497928?region=ca-central-1&prefix=osdev/baseline_2021_03_27/3160af0a-7f39-4875-8471-18cda6cd400b/output/d3035af2-97cd-4253-badb-d9344181dc50/ | 1.0.002 | 0 | 0 |  | 0 | 0 | tier_1 | 0
83 |  |  | NECB_Default | NECB_Default | NECB_Default | NECB_Default | NECB_Default | NECB_Default | NECB_Default | NECB_Default | Warehouse | NECB2017 | CAN_AB_Edmonton.Intl.AP.711230_CWEC2016.epw | NaturalGas | NECB_Default | NECB_Default | NECB_Default | NECB_Default | NECB_Default | NECB_Default | NECB_Default | NECB_Default | NECB_Default | NECB_Default | NECB_Default | NECB_Default | NECB_Default | NECB_Default | NECB_Default | NECB_Default | NECB_Default | NECB_Default | NECB_Default | NECB_Default | NECB_Default | NECB_Default | NECB_Default | NECB_Default | NECB_Default | NECB_Default | NECB_Default | aws_batch | 834599497928 | [5 empty] | baseline_2021_03_27 | 3160af0a-7f39-4875-8471-18cda6cd400b | TRUE | TRUE | 3ca8b2c9-48c5-43bf-8f58-fd362f38cc1f |  | 4835.13 | 7095.2421 | 32.5 | Warehouse |  |  | 2 | Warehouse | 1 |  | 1 | NECB2017 | 0.18734 | 37873.9042 | 214.461 | 30.3477 | 65.4355 | 3.0593 | 403.6942 | 90.3907 | EDMONTON | ALBERTA | 35.9383 | 12.9228 | 0 | 48.8611 | 3.4062 | 0.92193 | 0 | 4.3281 | 0 | 0.018459 | 0 | 0 | 0.16376 | 0.06909 | 0.0012616 | 0.24241 | 0.017578 | 0.05403 | 0.25609 | 0.0033401 | 0.41985 | 0.013677 | 28.6596 | 89.4141 | Natural Gas | 32.5 | 0.757 | [5 empty] | 0.138 | 0.21 | 1.9 | 1.9 | 2 | Edmonton Intl AP | CAN | 23 | 5588 | 53.31 | -113.579 | 7a | 5120 | AB | CAN_AB_Edmonton.Intl.AP.711230_CWEC2016.epw | 0 | 0 | 0 | 0 | 66.13 | 71.7905 | 0.64331 | 0.0089609 | 235.13 | 0.1 | 2021-03-27 18:28:37 +0000 | f477b7f5 | 0.2.11 | :adv_dx_units: NECB_Default :analysis_id: 3160af0a-7f39-4875-8471-18cda6cd400b :analysis_name: baseline_2021_03_27 :boiler_eff: NECB_Default :btap_batch_version: 1.0.002 :building_type: Warehouse :compute_environment: aws_batch :datapoint_id: 3ca8b2c9-48c5-43bf-8f58-fd362f38cc1f :daylighting_type: NECB_Default :dcv_type: NECB_Default :door_construction_cond: NECB_Default :ecm_system_name: NECB_Default :enable_costing: true :epw_file: CAN_AB_Edmonton.Intl.AP.711230_CWEC2016.epw :erv_package: NECB_Default :ext_floor_cond: NECB_Default :ext_roof_cond: NECB_Default :ext_wall_cond: NECB_Default :fdwr_set: NECB_Default :fixed_wind_solar_trans: NECB_Default :fixed_window_cond: NECB_Default :furnace_eff: NECB_Default :glass_door_cond: NECB_Default :glass_door_solar_trans: NECB_Default :ground_floor_cond: NECB_Default :ground_roof_cond: NECB_Default :ground_wall_cond: NECB_Default :lights_scale: NECB_Default :lights_type: NECB_Default :overhead_door_cond: NECB_Default :primary_heating_fuel: NaturalGas :pv_ground_azimuth_angle: NECB_Default :pv_ground_module_description: NECB_Default :pv_ground_tilt_angle: NECB_Default :pv_ground_total_area_pv_panels_m2: NECB_Default :pv_ground_type: NECB_Default :rotation_degrees: NECB_Default :run_annual_simulation: true :s3_bucket: '834599497928' :scale_x: NECB_Default :scale_y: NECB_Default :scale_z: NECB_Default :shw_eff: NECB_Default :skylight_cond: NECB_Default :skylight_solar_trans: NECB_Default :srr_set: NECB_Default :template: NECB2017 | 0 | TRUE | 435.2768 |  | https://s3.console.aws.amazon.com/s3/buckets/834599497928?region=ca-central-1&prefix=osdev/baseline_2021_03_27/3160af0a-7f39-4875-8471-18cda6cd400b/output/3ca8b2c9-48c5-43bf-8f58-fd362f38cc1f/ | 1.0.002 | 0 | 0 |  | 0 | 0 | tier_1 | 0
84 |  |  | NECB_Default | NECB_Default | NECB_Default | NECB_Default | NECB_Default | NECB_Default | NECB_Default | NECB_Default | MediumOffice | NECB2017 | CAN_AB_Calgary.Intl.AP.718770_CWEC2016.epw | NaturalGas | NECB_Default | NECB_Default | NECB_Default | NECB_Default | NECB_Default | NECB_Default | NECB_Default | NECB_Default | NECB_Default | NECB_Default | NECB_Default | NECB_Default | NECB_Default | NECB_Default | NECB_Default | NECB_Default | NECB_Default | NECB_Default | NECB_Default | NECB_Default | NECB_Default | NECB_Default | NECB_Default | NECB_Default | NECB_Default | NECB_Default | NECB_Default | aws_batch | 834599497928 | [5 empty] | baseline_2021_03_27 | 3160af0a-7f39-4875-8471-18cda6cd400b | TRUE | TRUE | a6591188-d9dd-432b-aa4c-d40c64aad6b8 |  | 4982.19 | 3638.3973 | 33.3 | MediumOffice |  |  | 0 | MediumOffice | 3 |  | 3 | NECB2017 | 0.1843 | 19741.4134 | 85.6789 | 75.6032 | 66.3666 | 3.1915 | 422.6573 | 191.8171 | CALGARY | ALBERTA | 64.7111 | 11.2093 | 0 | 75.9204 | 6.1333 | 0.79969 | 0 | 6.9329 | 0 | 0.02072 | 0 | 0 | 0.29487 | 0.076468 | 0.00014853 | 0.16332 | 0.09999 | 0.08811 | 0.22214 | 0.008418 | 0.51701 | 0.058811 | 35.3947 | 72.8535 | Natural Gas | 33.3 | 0.757 | [5 empty] | 0.138 | 0.21 | 1.9 |  | 0 | Calgary Intl AP | CAN | 64 | 4781 | 51.114 | -114.02 | 7a | 5000 | AB | CAN_AB_Calgary.Intl.AP.718770_CWEC2016.epw | 0 | 0 | 0 | 0 | 293.01 | 249.2341 | 2.9075 | 0.011666 | 1062.69 | 0.1 | 2021-03-27 18:29:48 +0000 | f477b7f5 | 0.2.11 | :adv_dx_units: NECB_Default :analysis_id: 3160af0a-7f39-4875-8471-18cda6cd400b :analysis_name: baseline_2021_03_27 :boiler_eff: NECB_Default :btap_batch_version: 1.0.002 :building_type: MediumOffice :compute_environment: aws_batch :datapoint_id: a6591188-d9dd-432b-aa4c-d40c64aad6b8 :daylighting_type: NECB_Default :dcv_type: NECB_Default :door_construction_cond: NECB_Default :ecm_system_name: NECB_Default :enable_costing: true :epw_file: CAN_AB_Calgary.Intl.AP.718770_CWEC2016.epw :erv_package: NECB_Default :ext_floor_cond: NECB_Default :ext_roof_cond: NECB_Default :ext_wall_cond: NECB_Default :fdwr_set: NECB_Default :fixed_wind_solar_trans: NECB_Default :fixed_window_cond: NECB_Default :furnace_eff: NECB_Default :glass_door_cond: NECB_Default :glass_door_solar_trans: NECB_Default :ground_floor_cond: NECB_Default :ground_roof_cond: NECB_Default :ground_wall_cond: NECB_Default :lights_scale: NECB_Default :lights_type: NECB_Default :overhead_door_cond: NECB_Default :primary_heating_fuel: NaturalGas :pv_ground_azimuth_angle: NECB_Default :pv_ground_module_description: NECB_Default :pv_ground_tilt_angle: NECB_Default :pv_ground_total_area_pv_panels_m2: NECB_Default :pv_ground_type: NECB_Default :rotation_degrees: NECB_Default :run_annual_simulation: true :s3_bucket: '834599497928' :scale_x: NECB_Default :scale_y: NECB_Default :scale_z: NECB_Default :shw_eff: NECB_Default :skylight_cond: NECB_Default :skylight_solar_trans: NECB_Default :srr_set: NECB_Default :template: NECB2017 | 0.0010156 | TRUE | 484.336 |  | https://s3.console.aws.amazon.com/s3/buckets/834599497928?region=ca-central-1&prefix=osdev/baseline_2021_03_27/3160af0a-7f39-4875-8471-18cda6cd400b/output/a6591188-d9dd-432b-aa4c-d40c64aad6b8/ | 1.0.002 | 0 | 0 |  | 0 | 0 | tier_1 | 0
85 |  |  | NECB_Default | NECB_Default | NECB_Default | NECB_Default | NECB_Default | NECB_Default | NECB_Default | NECB_Default | MediumOffice | NECB2017 | CAN_QC_Montreal-Trudeau.Intl.AP.716270_CWEC2016.epw | Electricity | NECB_Default | NECB_Default | NECB_Default | NECB_Default | NECB_Default | NECB_Default | NECB_Default | NECB_Default | NECB_Default | NECB_Default | NECB_Default | NECB_Default | NECB_Default | NECB_Default | NECB_Default | NECB_Default | NECB_Default | NECB_Default | NECB_Default | NECB_Default | NECB_Default | NECB_Default | NECB_Default | NECB_Default | NECB_Default | NECB_Default | NECB_Default | aws_batch | 834599497928 | [5 empty] | baseline_2021_03_27 | 3160af0a-7f39-4875-8471-18cda6cd400b | TRUE | TRUE | 5161166a-b63c-44e1-857f-d3345a0d63fe |  | 4982.19 | 3638.3973 | 37.3 | MediumOffice |  |  | 0 | MediumOffice | 3 |  | 3 | NECB2017 | 0.1843 | 19741.4134 | 85.5494 | 52.6917 | 62.0482 | 11.5266 | 384.8722 | 173.0564 | MONTREAL | QUEBEC | 0.17653 | 0 | 0 | 0.17653 | 11.2429 | 0 | 0 | 11.2429 | 0 | 0.032616 | 0 | 0 | 0.45426 | 0.047768 | 0.0007286 | 0.12801 | 0.09999 | 0.08811 | 0 | 0.011085 | 0.45426 | 0.043758 | 63.7043 | 0 | Electricity | 37.3 | 0.757 | [5 empty] | 0.156 | 0.247 | 1.9 |  | 0 | Montreal-Trudeau Intl AP | CAN | 323 | 4090 | 45.471 | -73.741 | 6 | 4400 | QC | CAN_QC_Montreal-Trudeau.Intl.AP.716270_CWEC2016.epw | 0 | 0.59647 | 0.0023932 | 218.01 | 0 | 249.2341 | 2.9075 | 0.011666 | 1062.69 | 0.1 | 2021-03-27 18:29:58 +0000 | f477b7f5 | 0.2.11 | :adv_dx_units: NECB_Default :analysis_id: 3160af0a-7f39-4875-8471-18cda6cd400b :analysis_name: baseline_2021_03_27 :boiler_eff: NECB_Default :btap_batch_version: 1.0.002 :building_type: MediumOffice :compute_environment: aws_batch :datapoint_id: 5161166a-b63c-44e1-857f-d3345a0d63fe :daylighting_type: NECB_Default :dcv_type: NECB_Default :door_construction_cond: NECB_Default :ecm_system_name: NECB_Default :enable_costing: true :epw_file: CAN_QC_Montreal-Trudeau.Intl.AP.716270_CWEC2016.epw :erv_package: NECB_Default :ext_floor_cond: NECB_Default :ext_roof_cond: NECB_Default :ext_wall_cond: NECB_Default :fdwr_set: NECB_Default :fixed_wind_solar_trans: NECB_Default :fixed_window_cond: NECB_Default :furnace_eff: NECB_Default :glass_door_cond: NECB_Default :glass_door_solar_trans: NECB_Default :ground_floor_cond: NECB_Default :ground_roof_cond: NECB_Default :ground_wall_cond: NECB_Default :lights_scale: NECB_Default :lights_type: NECB_Default :overhead_door_cond: NECB_Default :primary_heating_fuel: Electricity :pv_ground_azimuth_angle: NECB_Default :pv_ground_module_description: NECB_Default :pv_ground_tilt_angle: NECB_Default :pv_ground_total_area_pv_panels_m2: NECB_Default :pv_ground_type: NECB_Default :rotation_degrees: NECB_Default :run_annual_simulation: true :s3_bucket: '834599497928' :scale_x: NECB_Default :scale_y: NECB_Default :scale_z: NECB_Default :shw_eff: NECB_Default :skylight_cond: NECB_Default :skylight_solar_trans: NECB_Default :srr_set: NECB_Default :template: NECB2017 | 0.0021958 | TRUE | 485.3529 |  | https://s3.console.aws.amazon.com/s3/buckets/834599497928?region=ca-central-1&prefix=osdev/baseline_2021_03_27/3160af0a-7f39-4875-8471-18cda6cd400b/output/5161166a-b63c-44e1-857f-d3345a0d63fe/ | 1.0.002 | 0 | 0 |  | 0 | 0 | tier_1 | 0
86 |  |  | NECB_Default | NECB_Default | NECB_Default | NECB_Default | NECB_Default | NECB_Default | NECB_Default | NECB_Default | PrimarySchool | NECB2017 | CAN_YT_Whitehorse.Intl.AP.719640_CWEC2016.epw | Electricity | NECB_Default | NECB_Default | NECB_Default | NECB_Default | NECB_Default | NECB_Default | NECB_Default | NECB_Default | NECB_Default | NECB_Default | NECB_Default | NECB_Default | NECB_Default | NECB_Default | NECB_Default | NECB_Default | NECB_Default | NECB_Default | NECB_Default | NECB_Default | NECB_Default | NECB_Default | NECB_Default | NECB_Default | NECB_Default | NECB_Default | NECB_Default | aws_batch | 834599497928 | [5 empty] | baseline_2021_03_27 | 3160af0a-7f39-4875-8471-18cda6cd400b | TRUE | TRUE | 05d875af-1b43-439d-a302-2eae41a66e03 |  | 6871 | 9383 | 22.8 | PrimarySchool |  |  | 2 | PrimarySchool | 1 |  | 1 | NECB2017 | 0.3414 | 27484 | 163.5856 | 8.5683 | 59.5635 | 9.1059 | 433.4603 | 192.637 | WHITEHORSE | YUKON | 9.5504 | 0 | 0 | 9.5504 | 21.8716 | 0 | 0 | 21.8716 | 0 | 0.0075855 | 0 | 0 | 0.61402 | 0.079494 | 0.013406 | 0.28613 | 0.04265 | 0.10469 | 0 | 0.00030272 | 0.61402 | 0.079772 | 146.9356 | 0 | Electricity | 22.8 | 0.757 | [5 empty] | 0.138 | 0.21 | 1.9 | 1.9 | 2 | Whitehorse Intl AP | CAN | 5 | 6491 | 60.709 | -135.069 | 7b | 6580 | YT | CAN_YT_Whitehorse.Intl.AP.719640_CWEC2016.epw | 0 | 1.4996 | 0.0008306 | 548.11 | 0 | 1805.4702 | 6.4358 | 0.0035646 | 2352.28 | 0.1 | 2021-03-27 18:30:00 +0000 | f477b7f5 | 0.2.11 | :adv_dx_units: NECB_Default :analysis_id: 3160af0a-7f39-4875-8471-18cda6cd400b :analysis_name: baseline_2021_03_27 :boiler_eff: NECB_Default :btap_batch_version: 1.0.002 :building_type: PrimarySchool :compute_environment: aws_batch :datapoint_id: 05d875af-1b43-439d-a302-2eae41a66e03 :daylighting_type: NECB_Default :dcv_type: NECB_Default :door_construction_cond: NECB_Default :ecm_system_name: NECB_Default :enable_costing: true :epw_file: CAN_YT_Whitehorse.Intl.AP.719640_CWEC2016.epw :erv_package: NECB_Default :ext_floor_cond: NECB_Default :ext_roof_cond: NECB_Default :ext_wall_cond: NECB_Default :fdwr_set: NECB_Default :fixed_wind_solar_trans: NECB_Default :fixed_window_cond: NECB_Default :furnace_eff: NECB_Default :glass_door_cond: NECB_Default :glass_door_solar_trans: NECB_Default :ground_floor_cond: NECB_Default :ground_roof_cond: NECB_Default :ground_wall_cond: NECB_Default :lights_scale: NECB_Default :lights_type: NECB_Default :overhead_door_cond: NECB_Default :primary_heating_fuel: Electricity :pv_ground_azimuth_angle: NECB_Default :pv_ground_module_description: NECB_Default :pv_ground_tilt_angle: NECB_Default :pv_ground_total_area_pv_panels_m2: NECB_Default :pv_ground_type: NECB_Default :rotation_degrees: NECB_Default :run_annual_simulation: true :s3_bucket: '834599497928' :scale_x: NECB_Default :scale_y: NECB_Default :scale_z: NECB_Default :shw_eff: NECB_Default :skylight_cond: NECB_Default :skylight_solar_trans: NECB_Default :srr_set: NECB_Default :template: NECB2017 | 0 | TRUE | 485.729 |  | https://s3.console.aws.amazon.com/s3/buckets/834599497928?region=ca-central-1&prefix=osdev/baseline_2021_03_27/3160af0a-7f39-4875-8471-18cda6cd400b/output/05d875af-1b43-439d-a302-2eae41a66e03/ | 1.0.002 | 0 | 0 |  | 0 | 0 | tier_1 | 0
87 |  |  | NECB_Default | NECB_Default | NECB_Default | NECB_Default | NECB_Default | NECB_Default | NECB_Default | NECB_Default | MediumOffice | NECB2017 | CAN_NS_Halifax.Dockyard.713280_CWEC2016.epw | Electricity | NECB_Default | NECB_Default | NECB_Default | NECB_Default | NECB_Default | NECB_Default | NECB_Default | NECB_Default | NECB_Default | NECB_Default | NECB_Default | NECB_Default | NECB_Default | NECB_Default | NECB_Default | NECB_Default | NECB_Default | NECB_Default | NECB_Default | NECB_Default | NECB_Default | NECB_Default | NECB_Default | NECB_Default | NECB_Default | NECB_Default | NECB_Default | aws_batch | 834599497928 | [5 empty] | baseline_2021_03_27 | 3160af0a-7f39-4875-8471-18cda6cd400b | TRUE | TRUE | cb488422-7617-4b75-9084-c0d7df04d176 |  | 4982.19 | 3638.3973 | 40 | MediumOffice |  |  | 0 | MediumOffice | 3 |  | 3 | NECB2017 | 0.1843 | 19741.4134 | 74.8699 | 48.658 | 60.0204 | 11.4142 | 361.9883 | 167.0257 | HALIFAX | NOVA SCOTIA | 90.6932 | 0 | 0 | 90.6932 | 17.7866 | 0 | 0 | 17.7866 | 0 | 0.025224 | 0 | 0 | 0.44723 | 0.056722 | 0.00041749 | 0.12239 | 0.09999 | 0.08811 | 0 | 0.0097628 | 0.44723 | 0.043148 | 51.412 | 0 | Electricity | 40 | 0.757 | [5 empty] | 0.156 | 0.247 | 1.9 |  | 0 | Halifax Dockyard | CAN | 112 | 3647 | 44.655 | -63.577 | 6 | 4000 | NS | CAN_NS_Halifax.Dockyard.713280_CWEC2016.epw | 0 | 0.58815 | 0.0023598 | 214.97 | 0 | 249.2341 | 2.9075 | 0.011666 | 1062.69 | 0.1 | 2021-03-27 18:29:51 +0000 | f477b7f5 | 0.2.11 | :adv_dx_units: NECB_Default :analysis_id: 3160af0a-7f39-4875-8471-18cda6cd400b :analysis_name: baseline_2021_03_27 :boiler_eff: NECB_Default :btap_batch_version: 1.0.002 :building_type: MediumOffice :compute_environment: aws_batch :datapoint_id: cb488422-7617-4b75-9084-c0d7df04d176 :daylighting_type: NECB_Default :dcv_type: NECB_Default :door_construction_cond: NECB_Default :ecm_system_name: NECB_Default :enable_costing: true :epw_file: CAN_NS_Halifax.Dockyard.713280_CWEC2016.epw :erv_package: NECB_Default :ext_floor_cond: NECB_Default :ext_roof_cond: NECB_Default :ext_wall_cond: NECB_Default :fdwr_set: NECB_Default :fixed_wind_solar_trans: NECB_Default :fixed_window_cond: NECB_Default :furnace_eff: NECB_Default :glass_door_cond: NECB_Default :glass_door_solar_trans: NECB_Default :ground_floor_cond: NECB_Default :ground_roof_cond: NECB_Default :ground_wall_cond: NECB_Default :lights_scale: NECB_Default :lights_type: NECB_Default :overhead_door_cond: NECB_Default :primary_heating_fuel: Electricity :pv_ground_azimuth_angle: NECB_Default :pv_ground_module_description: NECB_Default :pv_ground_tilt_angle: NECB_Default :pv_ground_total_area_pv_panels_m2: NECB_Default :pv_ground_type: NECB_Default :rotation_degrees: NECB_Default :run_annual_simulation: true :s3_bucket: '834599497928' :scale_x: NECB_Default :scale_y: NECB_Default :scale_z: NECB_Default :shw_eff: NECB_Default :skylight_cond: NECB_Default :skylight_solar_trans: NECB_Default :srr_set: NECB_Default :template: NECB2017 | 0.0014652 | TRUE | 485.4877 |  | https://s3.console.aws.amazon.com/s3/buckets/834599497928?region=ca-central-1&prefix=osdev/baseline_2021_03_27/3160af0a-7f39-4875-8471-18cda6cd400b/output/cb488422-7617-4b75-9084-c0d7df04d176/ | 1.0.002 | 0 | 0 |  | 0 | 0 | tier_1 | 0
88 |  |  | NECB_Default | NECB_Default | NECB_Default | NECB_Default | NECB_Default | NECB_Default | NECB_Default | NECB_Default | MediumOffice | NECB2017 | CAN_YT_Whitehorse.Intl.AP.719640_CWEC2016.epw | Electricity | NECB_Default | NECB_Default | NECB_Default | NECB_Default | NECB_Default | NECB_Default | NECB_Default | NECB_Default | NECB_Default | NECB_Default | NECB_Default | NECB_Default | NECB_Default | NECB_Default | NECB_Default | NECB_Default | NECB_Default | NECB_Default | NECB_Default | NECB_Default | NECB_Default | NECB_Default | NECB_Default | NECB_Default | NECB_Default | NECB_Default | NECB_Default | aws_batch | 834599497928 | [5 empty] | baseline_2021_03_27 | 3160af0a-7f39-4875-8471-18cda6cd400b | TRUE | TRUE | d725b448-89c3-4e38-a75e-204fb938d886 |  | 4982.19 | 3638.3973 | 22.8 | MediumOffice |  |  | 0 | MediumOffice | 3 |  | 3 | NECB2017 | 0.1843 | 19741.4134 | 68.7891 | 36.2025 | 59.5634 | 11.3182 | 313.3256 | 137.4525 | WHITEHORSE | YUKON | 6.6885 | 0 | 0 | 6.6885 | 15.3174 | 0 | 0 | 15.3174 | 0 | 0.007021 | 0 | 0 | 0.43002 | 0.042935 | 9.4336e-05 | 0.13782 | 0.09999 | 0.08811 | 0 | 0.0041347 | 0.43002 | 0.049633 | 57.3595 | 0 | Electricity | 22.8 | 0.757 | [5 empty] | 0.138 | 0.21 | 1.9 |  | 0 | Whitehorse Intl AP | CAN | 5 | 6491 | 60.709 | -135.069 | 7b | 6580 | YT | CAN_YT_Whitehorse.Intl.AP.719640_CWEC2016.epw | 0 | 0.67655 | 0.0027145 | 247.28 | 0 | 249.2341 | 2.9075 | 0.011666 | 1062.69 | 0.1 | 2021-03-27 18:29:59 +0000 | f477b7f5 | 0.2.11 | :adv_dx_units: NECB_Default :analysis_id: 3160af0a-7f39-4875-8471-18cda6cd400b :analysis_name: baseline_2021_03_27 :boiler_eff: NECB_Default :btap_batch_version: 1.0.002 :building_type: MediumOffice :compute_environment: aws_batch :datapoint_id: d725b448-89c3-4e38-a75e-204fb938d886 :daylighting_type: NECB_Default :dcv_type: NECB_Default :door_construction_cond: NECB_Default :ecm_system_name: NECB_Default :enable_costing: true :epw_file: CAN_YT_Whitehorse.Intl.AP.719640_CWEC2016.epw :erv_package: NECB_Default :ext_floor_cond: NECB_Default :ext_roof_cond: NECB_Default :ext_wall_cond: NECB_Default :fdwr_set: NECB_Default :fixed_wind_solar_trans: NECB_Default :fixed_window_cond: NECB_Default :furnace_eff: NECB_Default :glass_door_cond: NECB_Default :glass_door_solar_trans: NECB_Default :ground_floor_cond: NECB_Default :ground_roof_cond: NECB_Default :ground_wall_cond: NECB_Default :lights_scale: NECB_Default :lights_type: NECB_Default :overhead_door_cond: NECB_Default :primary_heating_fuel: Electricity :pv_ground_azimuth_angle: NECB_Default :pv_ground_module_description: NECB_Default :pv_ground_tilt_angle: NECB_Default :pv_ground_total_area_pv_panels_m2: NECB_Default :pv_ground_type: NECB_Default :rotation_degrees: NECB_Default :run_annual_simulation: true :s3_bucket: '834599497928' :scale_x: NECB_Default :scale_y: NECB_Default :scale_z: NECB_Default :shw_eff: NECB_Default :skylight_cond: NECB_Default :skylight_solar_trans: NECB_Default :srr_set: NECB_Default :template: NECB2017 | 0.000281 | TRUE | 485.9631 |  | https://s3.console.aws.amazon.com/s3/buckets/834599497928?region=ca-central-1&prefix=osdev/baseline_2021_03_27/3160af0a-7f39-4875-8471-18cda6cd400b/output/d725b448-89c3-4e38-a75e-204fb938d886/ | 1.0.002 | 0 | 0 |  | 0 | 0 | tier_1 | 0
89 |  |  | NECB_Default | NECB_Default | NECB_Default | NECB_Default | NECB_Default | NECB_Default | NECB_Default | NECB_Default | MediumOffice | NECB2017 | CAN_BC_Vancouver.Intl.AP.718920_CWEC2016.epw | Electricity | NECB_Default | NECB_Default | NECB_Default | NECB_Default | NECB_Default | NECB_Default | NECB_Default | NECB_Default | NECB_Default | NECB_Default | NECB_Default | NECB_Default | NECB_Default | NECB_Default | NECB_Default | NECB_Default | NECB_Default | NECB_Default | NECB_Default | NECB_Default | NECB_Default | NECB_Default | NECB_Default | NECB_Default | NECB_Default | NECB_Default | NECB_Default | aws_batch | 834599497928 | [5 empty] | baseline_2021_03_27 | 3160af0a-7f39-4875-8471-18cda6cd400b | TRUE | TRUE | 7c46a8c6-d104-4fdc-aab4-dc873ec6a7b8 |  | 4982.19 | 3638.3973 | 40 | MediumOffice |  |  | 0 | MediumOffice | 3 |  | 3 | NECB2017 | 0.1843 | 19741.4134 | 80.4855 | 48.8195 | 60.268 | 11.4922 | 365.847 | 164.7818 | VANCOUVER | BRITISH COLUMBIA | 1.2584 | 0 | 0 | 1.2584 | 12.5663 | 0 | 0 | 12.5663 | 0 | 0.022926 | 0 | 0 | 0.44404 | 0.056903 | 0 | 0.12291 | 0.09999 | 0.08811 | 0 | 0.010764 | 0.44404 | 0.041213 | 51.7373 | 0 | Electricity | 40 | 0.757 | [5 empty] | 0.193 | 0.315 | 2.1 |  | 0 | Vancouver Intl AP | CAN | 42 | 2797 | 49.195 | -123.184 | 4 | 2800 | BC | CAN_BC_Vancouver.Intl.AP.718920_CWEC2016.epw | 0 | 0.56178 | 0.002254 | 205.33 | 0 | 249.2341 | 2.9075 | 0.011666 | 1062.69 | 0.1 | 2021-03-27 18:30:08 +0000 | f477b7f5 | 0.2.11 | :adv_dx_units: NECB_Default :analysis_id: 3160af0a-7f39-4875-8471-18cda6cd400b :analysis_name: baseline_2021_03_27 :boiler_eff: NECB_Default :btap_batch_version: 1.0.002 :building_type: MediumOffice :compute_environment: aws_batch :datapoint_id: 7c46a8c6-d104-4fdc-aab4-dc873ec6a7b8 :daylighting_type: NECB_Default :dcv_type: NECB_Default :door_construction_cond: NECB_Default :ecm_system_name: NECB_Default :enable_costing: true :epw_file: CAN_BC_Vancouver.Intl.AP.718920_CWEC2016.epw :erv_package: NECB_Default :ext_floor_cond: NECB_Default :ext_roof_cond: NECB_Default :ext_wall_cond: NECB_Default :fdwr_set: NECB_Default :fixed_wind_solar_trans: NECB_Default :fixed_window_cond: NECB_Default :furnace_eff: NECB_Default :glass_door_cond: NECB_Default :glass_door_solar_trans: NECB_Default :ground_floor_cond: NECB_Default :ground_roof_cond: NECB_Default :ground_wall_cond: NECB_Default :lights_scale: NECB_Default :lights_type: NECB_Default :overhead_door_cond: NECB_Default :primary_heating_fuel: Electricity :pv_ground_azimuth_angle: NECB_Default :pv_ground_module_description: NECB_Default :pv_ground_tilt_angle: NECB_Default :pv_ground_total_area_pv_panels_m2: NECB_Default :pv_ground_type: NECB_Default :rotation_degrees: NECB_Default :run_annual_simulation: true :s3_bucket: '834599497928' :scale_x: NECB_Default :scale_y: NECB_Default :scale_z: NECB_Default :shw_eff: NECB_Default :skylight_cond: NECB_Default :skylight_solar_trans: NECB_Default :srr_set: NECB_Default :template: NECB2017 | 0.0012163 | TRUE | 486.7901 |  | https://s3.console.aws.amazon.com/s3/buckets/834599497928?region=ca-central-1&prefix=osdev/baseline_2021_03_27/3160af0a-7f39-4875-8471-18cda6cd400b/output/7c46a8c6-d104-4fdc-aab4-dc873ec6a7b8/ | 1.0.002 | 0 | 0 |  | 0 | 0 | tier_1 | 0
90 |  |  | NECB_Default | NECB_Default | NECB_Default | NECB_Default | NECB_Default | NECB_Default | NECB_Default | NECB_Default | LowriseApartment | NECB2017 | CAN_BC_Vancouver.Intl.AP.718920_CWEC2016.epw | Electricity | NECB_Default | NECB_Default | NECB_Default | NECB_Default | NECB_Default | NECB_Default | NECB_Default | NECB_Default | NECB_Default | NECB_Default | NECB_Default | NECB_Default | NECB_Default | NECB_Default | NECB_Default | NECB_Default | NECB_Default | NECB_Default | NECB_Default | NECB_Default | NECB_Default | NECB_Default | NECB_Default | NECB_Default | NECB_Default | NECB_Default | NECB_Default | aws_batch | 834599497928 | [5 empty] | baseline_2021_03_27 | 3160af0a-7f39-4875-8471-18cda6cd400b | TRUE | TRUE | 09db999f-8c82-4a46-94f5-22c7047492cc |  | 1763.22 | 1532.4718 | 40 | LowriseApartment |  |  | 2 | LowriseApartment | 3 | 3 | 3 | NECB2017 | 0.28516 | 5374.0333 | 84.3285 | 45.0959 | 25.2454 | 31.8481 | 322.1161 | 135.5981 | VANCOUVER | BRITISH COLUMBIA | 1.4144 | 0 | 0 | 1.4144 | 14.1246 | 0 | 0 | 14.1246 | 0 | 0.064343 | 0 | 0 | 0.49911 | 0.078198 | 0.02289 | 0.056646 | 0.059998 | 0.044084 | 0 | 0.00037999 | 0.49911 | 0.17257 | 52.4231 | 0 | Electricity | 40 | 0.757 | [5 empty] | 0.193 | 0.315 | 2.1 | 2.1 | 2 | Vancouver Intl AP | CAN | 42 | 2797 | 49.195 | -123.184 | 4 | 2800 | BC | CAN_BC_Vancouver.Intl.AP.718920_CWEC2016.epw | 0 | 0.8325 | 0.010481 | 304.28 | 0 | 79.4319 | 4.3294 | 0.054504 | 1582.38 | 0.1 | 2021-03-27 18:29:50 +0000 | f477b7f5 | 0.2.11 | :adv_dx_units: NECB_Default :analysis_id: 3160af0a-7f39-4875-8471-18cda6cd400b :analysis_name: baseline_2021_03_27 :boiler_eff: NECB_Default :btap_batch_version: 1.0.002 :building_type: LowriseApartment :compute_environment: aws_batch :datapoint_id: 09db999f-8c82-4a46-94f5-22c7047492cc :daylighting_type: NECB_Default :dcv_type: NECB_Default :door_construction_cond: NECB_Default :ecm_system_name: NECB_Default :enable_costing: true :epw_file: CAN_BC_Vancouver.Intl.AP.718920_CWEC2016.epw :erv_package: NECB_Default :ext_floor_cond: NECB_Default :ext_roof_cond: NECB_Default :ext_wall_cond: NECB_Default :fdwr_set: NECB_Default :fixed_wind_solar_trans: NECB_Default :fixed_window_cond: NECB_Default :furnace_eff: NECB_Default :glass_door_cond: NECB_Default :glass_door_solar_trans: NECB_Default :ground_floor_cond: NECB_Default :ground_roof_cond: NECB_Default :ground_wall_cond: NECB_Default :lights_scale: NECB_Default :lights_type: NECB_Default :overhead_door_cond: NECB_Default :primary_heating_fuel: Electricity :pv_ground_azimuth_angle: NECB_Default :pv_ground_module_description: NECB_Default :pv_ground_tilt_angle: NECB_Default :pv_ground_total_area_pv_panels_m2: NECB_Default :pv_ground_type: NECB_Default :rotation_degrees: NECB_Default :run_annual_simulation: true :s3_bucket: '834599497928' :scale_x: NECB_Default :scale_y: NECB_Default :scale_z: NECB_Default :shw_eff: NECB_Default :skylight_cond: NECB_Default :skylight_solar_trans: NECB_Default :srr_set: NECB_Default :template: NECB2017 | 0 | TRUE | 484.9274 |  | https://s3.console.aws.amazon.com/s3/buckets/834599497928?region=ca-central-1&prefix=osdev/baseline_2021_03_27/3160af0a-7f39-4875-8471-18cda6cd400b/output/09db999f-8c82-4a46-94f5-22c7047492cc/ | 1.0.002
91 |  |  | NECB_Default | NECB_Default | NECB_Default | NECB_Default | NECB_Default | NECB_Default | NECB_Default | NECB_Default | LargeOffice | NECB2017 | CAN_YT_Whitehorse.Intl.AP.719640_CWEC2016.epw | Electricity | NECB_Default | NECB_Default | NECB_Default | NECB_Default | NECB_Default | NECB_Default | NECB_Default | NECB_Default | NECB_Default | NECB_Default | NECB_Default | NECB_Default | NECB_Default | NECB_Default | NECB_Default | NECB_Default | NECB_Default | NECB_Default | NECB_Default | NECB_Default | NECB_Default | NECB_Default | NECB_Default | NECB_Default | NECB_Default | NECB_Default | NECB_Default | aws_batch | 834599497928 | [5 empty] | baseline_2021_03_27 | 3160af0a-7f39-4875-8471-18cda6cd400b | TRUE | TRUE | b33989c7-2be7-43ba-bc5e-f17f6c1ab9dd |  | 46320.38 | 15152.6411 | 22.8 | LargeOffice |  |  | 0 | LargeOffice | 12 |  | 13 | NECB2017 | 0.085057 | 178146.0371 | 24.8672 | 20.5263 | 59.5635 | 3.6968 | 210.9053 | 102.2515 | WHITEHORSE | YUKON | 5.6284 | 0 | 0 | 5.6284 | 12.8897 | 0 | 0 | 12.8897 | 0 | 0.0062189 | 0 | 0 | 0.36187 | 0.055924 | 0.0013648 | 0.060251 | 0.09479 | 0.08574 | 0 | 0.012841 | 0.36187 | 0.044392 | 47.4905 | 0 | Electricity | 22.8 | 0.757 |  | 0.284 |  |  |  | 0.138 | 0.21 | 1.9 |  | 0 | Whitehorse Intl AP | CAN | 5 | 6491 | 60.709 | -135.069 | 7b | 6580 | YT | CAN_YT_Whitehorse.Intl.AP.719640_CWEC2016.epw | 0 | 5.6258 | 0.0025665 | 2056.24 | 0 | 2192.0411 | 25.4096 | 0.011592 | 9287.2 | 0.1 | 2021-03-27 18:30:02 +0000 | f477b7f5 | 0.2.11 | :adv_dx_units: NECB_Default :analysis_id: 3160af0a-7f39-4875-8471-18cda6cd400b :analysis_name: baseline_2021_03_27 :boiler_eff: NECB_Default :btap_batch_version: 1.0.002 :building_type: LargeOffice :compute_environment: aws_batch :datapoint_id: b33989c7-2be7-43ba-bc5e-f17f6c1ab9dd :daylighting_type: NECB_Default :dcv_type: NECB_Default :door_construction_cond: NECB_Default :ecm_system_name: NECB_Default :enable_costing: true :epw_file: CAN_YT_Whitehorse.Intl.AP.719640_CWEC2016.epw :erv_package: NECB_Default :ext_floor_cond: NECB_Default :ext_roof_cond: NECB_Default :ext_wall_cond: NECB_Default :fdwr_set: NECB_Default :fixed_wind_solar_trans: NECB_Default :fixed_window_cond: NECB_Default :furnace_eff: NECB_Default :glass_door_cond: NECB_Default :glass_door_solar_trans: NECB_Default :ground_floor_cond: NECB_Default :ground_roof_cond: NECB_Default :ground_wall_cond: NECB_Default :lights_scale: NECB_Default :lights_type: NECB_Default :overhead_door_cond: NECB_Default :primary_heating_fuel: Electricity :pv_ground_azimuth_angle: NECB_Default :pv_ground_module_description: NECB_Default :pv_ground_tilt_angle: NECB_Default :pv_ground_total_area_pv_panels_m2: NECB_Default :pv_ground_type: NECB_Default :rotation_degrees: NECB_Default :run_annual_simulation: true :s3_bucket: '834599497928' :scale_x: NECB_Default :scale_y: NECB_Default :scale_z: NECB_Default :shw_eff: NECB_Default :skylight_cond: NECB_Default :skylight_solar_trans: NECB_Default :srr_set: NECB_Default :template: NECB2017 | 0.00034412 | TRUE | 489.6794 |  | https://s3.console.aws.amazon.com/s3/buckets/834599497928?region=ca-central-1&prefix=osdev/baseline_2021_03_27/3160af0a-7f39-4875-8471-18cda6cd400b/output/b33989c7-2be7-43ba-bc5e-f17f6c1ab9dd/ | 1.0.002 | 0 | 0 |  | 0 | 0 | tier_1 | 0
92 |  |  | NECB_Default | NECB_Default | NECB_Default | NECB_Default | NECB_Default | NECB_Default | NECB_Default | NECB_Default | MediumOffice | NECB2017 | CAN_ON_Toronto.Pearson.Intl.AP.716240_CWEC2016.epw | NaturalGas | NECB_Default | NECB_Default | NECB_Default | NECB_Default | NECB_Default | NECB_Default | NECB_Default | NECB_Default | NECB_Default | NECB_Default | NECB_Default | NECB_Default | NECB_Default | NECB_Default | NECB_Default | NECB_Default | NECB_Default | NECB_Default | NECB_Default | NECB_Default | NECB_Default | NECB_Default | NECB_Default | NECB_Default | NECB_Default | NECB_Default | NECB_Default | aws_batch | 834599497928 | [5 empty] | baseline_2021_03_27 | 3160af0a-7f39-4875-8471-18cda6cd400b | TRUE | TRUE | 20c23a06-3bae-4ecf-8c7f-c3952d9b69de |  | 4982.19 | 3638.3973 | 40 | MediumOffice |  |  | 0 | MediumOffice | 3 |  | 3 | NECB2017 | 0.1843 | 19741.4134 | 92.0129 | 80.2587 | 66.698 | 3.2248 | 436.4299 | 194.2355 | TORONTO | ONTARIO | 1.7074 | 10.8983 | 0 | 12.6057 | 13.6796 | 1.923 | 0 | 15.6026 | 0 | 0.037215 | 0 | 0 | 0.30741 | 0.065887 | 0.00077476 | 0.16606 | 0.09999 | 0.08811 | 0.22053 | 0.012968 | 0.52793 | 0.054464 | 38.4504 | 80.2019 | Natural Gas | 40 | 0.757 | [5 empty] | 0.156 | 0.278 | 1.9 |  | 0 | Toronto Pearson Intl AP | CAN | 382 | 3615 | 43.677 | -79.631 | 5 | 3890 | ON | CAN_ON_Toronto.Pearson.Intl.AP.716240_CWEC2016.epw | 0 | 0 | 0 | 0 | 271.35 | 249.2341 | 2.9075 | 0.011666 | 1062.69 | 0.1 | 2021-03-27 18:29:54 +0000 | f477b7f5 | 0.2.11 | :adv_dx_units: NECB_Default :analysis_id: 3160af0a-7f39-4875-8471-18cda6cd400b :analysis_name: baseline_2021_03_27 :boiler_eff: NECB_Default :btap_batch_version: 1.0.002 :building_type: MediumOffice :compute_environment: aws_batch :datapoint_id: 20c23a06-3bae-4ecf-8c7f-c3952d9b69de :daylighting_type: NECB_Default :dcv_type: NECB_Default :door_construction_cond: NECB_Default :ecm_system_name: NECB_Default :enable_costing: true :epw_file: CAN_ON_Toronto.Pearson.Intl.AP.716240_CWEC2016.epw :erv_package: NECB_Default :ext_floor_cond: NECB_Default :ext_roof_cond: NECB_Default :ext_wall_cond: NECB_Default :fdwr_set: NECB_Default :fixed_wind_solar_trans: NECB_Default :fixed_window_cond: NECB_Default :furnace_eff: NECB_Default :glass_door_cond: NECB_Default :glass_door_solar_trans: NECB_Default :ground_floor_cond: NECB_Default :ground_roof_cond: NECB_Default :ground_wall_cond: NECB_Default :lights_scale: NECB_Default :lights_type: NECB_Default :overhead_door_cond: NECB_Default :primary_heating_fuel: NaturalGas :pv_ground_azimuth_angle: NECB_Default :pv_ground_module_description: NECB_Default :pv_ground_tilt_angle: NECB_Default :pv_ground_total_area_pv_panels_m2: NECB_Default :pv_ground_type: NECB_Default :rotation_degrees: NECB_Default :run_annual_simulation: true :s3_bucket: '834599497928' :scale_x: NECB_Default :scale_y: NECB_Default :scale_z: NECB_Default :shw_eff: NECB_Default :skylight_cond: NECB_Default :skylight_solar_trans: NECB_Default :srr_set: NECB_Default :template: NECB2017 | 0.0024628 | TRUE | 490.1388 |  | https://s3.console.aws.amazon.com/s3/buckets/834599497928?region=ca-central-1&prefix=osdev/baseline_2021_03_27/3160af0a-7f39-4875-8471-18cda6cd400b/output/20c23a06-3bae-4ecf-8c7f-c3952d9b69de/ | 1.0.002 | 0 | 0 |  | 0 | 0 | tier_1 | 0
93 |  |  | NECB_Default | NECB_Default | NECB_Default | NECB_Default | NECB_Default | NECB_Default | NECB_Default | NECB_Default | MediumOffice | NECB2017 | CAN_AB_Edmonton.Intl.AP.711230_CWEC2016.epw | Electricity | NECB_Default | NECB_Default | NECB_Default | NECB_Default | NECB_Default | NECB_Default | NECB_Default | NECB_Default | NECB_Default | NECB_Default | NECB_Default | NECB_Default | NECB_Default | NECB_Default | NECB_Default | NECB_Default | NECB_Default | NECB_Default | NECB_Default | NECB_Default | NECB_Default | NECB_Default | NECB_Default | NECB_Default | NECB_Default | NECB_Default | NECB_Default | aws_batch | 834599497928 | [5 empty] | baseline_2021_03_27 | 3160af0a-7f39-4875-8471-18cda6cd400b | TRUE | TRUE | 96c869be-82b1-4e39-ade7-20897b2f6613 |  | 4982.19 | 3638.3973 | 32.5 | MediumOffice |  |  | 0 | MediumOffice | 3 |  | 3 | NECB2017 | 0.1843 | 19741.4134 | 85.6351 | 50.0093 | 67.2026 | 11.5279 | 394.2306 | 179.8556 | EDMONTON | ALBERTA | 103.6997 | 0 | 0 | 103.6997 | 9.8286 | 0 | 0 | 9.8286 | 0 | 0.018707 | 0 | 0 | 0.47253 | 0.072085 | 0.00018265 | 0.137 | 0.09999 | 0.08811 | 0 | 0.0076713 | 0.47253 | 0.047822 | 60.0829 | 0 | Electricity | 32.5 | 0.757 | [5 empty] | 0.138 | 0.21 | 1.9 |  | 0 | Edmonton Intl AP | CAN | 23 | 5588 | 53.31 | -113.579 | 7a | 5120 | AB | CAN_AB_Edmonton.Intl.AP.711230_CWEC2016.epw | 0 | 0.65187 | 0.0026155 | 238.26 | 0 | 249.2341 | 2.9075 | 0.011666 | 1062.69 | 0.1 | 2021-03-27 18:29:48 +0000 | f477b7f5 | 0.2.11 | :adv_dx_units: NECB_Default :analysis_id: 3160af0a-7f39-4875-8471-18cda6cd400b :analysis_name: baseline_2021_03_27 :boiler_eff: NECB_Default :btap_batch_version: 1.0.002 :building_type: MediumOffice :compute_environment: aws_batch :datapoint_id: 96c869be-82b1-4e39-ade7-20897b2f6613 :daylighting_type: NECB_Default :dcv_type: NECB_Default :door_construction_cond: NECB_Default :ecm_system_name: NECB_Default :enable_costing: true :epw_file: CAN_AB_Edmonton.Intl.AP.711230_CWEC2016.epw :erv_package: NECB_Default :ext_floor_cond: NECB_Default :ext_roof_cond: NECB_Default :ext_wall_cond: NECB_Default :fdwr_set: NECB_Default :fixed_wind_solar_trans: NECB_Default :fixed_window_cond: NECB_Default :furnace_eff: NECB_Default :glass_door_cond: NECB_Default :glass_door_solar_trans: NECB_Default :ground_floor_cond: NECB_Default :ground_roof_cond: NECB_Default :ground_wall_cond: NECB_Default :lights_scale: NECB_Default :lights_type: NECB_Default :overhead_door_cond: NECB_Default :primary_heating_fuel: Electricity :pv_ground_azimuth_angle: NECB_Default :pv_ground_module_description: NECB_Default :pv_ground_tilt_angle: NECB_Default :pv_ground_total_area_pv_panels_m2: NECB_Default :pv_ground_type: NECB_Default :rotation_degrees: NECB_Default :run_annual_simulation: true :s3_bucket: '834599497928' :scale_x: NECB_Default :scale_y: NECB_Default :scale_z: NECB_Default :shw_eff: NECB_Default :skylight_cond: NECB_Default :skylight_solar_trans: NECB_Default :srr_set: NECB_Default :template: NECB2017 | 0.0009534 | TRUE | 490.824 |  | https://s3.console.aws.amazon.com/s3/buckets/834599497928?region=ca-central-1&prefix=osdev/baseline_2021_03_27/3160af0a-7f39-4875-8471-18cda6cd400b/output/96c869be-82b1-4e39-ade7-20897b2f6613/ | 1.0.002 | 0 | 0 |  | 0 | 0 | tier_1 | 0
94 |  |  | NECB_Default | NECB_Default | NECB_Default | NECB_Default | NECB_Default | NECB_Default | NECB_Default | NECB_Default | MediumOffice | NECB2017 | CAN_AB_Calgary.Intl.AP.718770_CWEC2016.epw | Electricity | NECB_Default | NECB_Default | NECB_Default | NECB_Default | NECB_Default | NECB_Default | NECB_Default | NECB_Default | NECB_Default | NECB_Default | NECB_Default | NECB_Default | NECB_Default | NECB_Default | NECB_Default | NECB_Default | NECB_Default | NECB_Default | NECB_Default | NECB_Default | NECB_Default | NECB_Default | NECB_Default | NECB_Default | NECB_Default | NECB_Default | NECB_Default | aws_batch | 834599497928 | [5 empty] | baseline_2021_03_27 | 3160af0a-7f39-4875-8471-18cda6cd400b | TRUE | TRUE | 16a7eacb-8d64-45f4-9461-14c87e8d0b9a |  | 4982.19 | 3638.3973 | 33.3 | MediumOffice |  |  | 0 | MediumOffice | 3 |  | 3 | NECB2017 | 0.1843 | 19741.4134 | 85.6789 | 48.9568 | 66.3666 | 11.5369 | 397.3243 | 184.785 | CALGARY | ALBERTA | 101.2215 | 0 | 0 | 101.2215 | 9.5937 | 0 | 0 | 9.5937 | 0 | 0.020722 | 0 | 0 | 0.46124 | 0.076412 | 0.00014853 | 0.12068 | 0.09999 | 0.08811 | 0 | 0.0080748 | 0.46124 | 0.046084 | 58.6458 | 0 | Electricity | 33.3 | 0.757 | [5 empty] | 0.138 | 0.21 | 1.9 |  | 0 | Calgary Intl AP | CAN | 64 | 4781 | 51.114 | -114.02 | 7a | 5000 | AB | CAN_AB_Calgary.Intl.AP.718770_CWEC2016.epw | 0 | 0.62818 | 0.0025204 | 229.6 | 0 | 249.2341 | 2.9075 | 0.011666 | 1062.69 | 0.1 | 2021-03-27 18:30:06 +0000 | f477b7f5 | 0.2.11 | :adv_dx_units: NECB_Default :analysis_id: 3160af0a-7f39-4875-8471-18cda6cd400b :analysis_name: baseline_2021_03_27 :boiler_eff: NECB_Default :btap_batch_version: 1.0.002 :building_type: MediumOffice :compute_environment: aws_batch :datapoint_id: 16a7eacb-8d64-45f4-9461-14c87e8d0b9a :daylighting_type: NECB_Default :dcv_type: NECB_Default :door_construction_cond: NECB_Default :ecm_system_name: NECB_Default :enable_costing: true :epw_file: CAN_AB_Calgary.Intl.AP.718770_CWEC2016.epw :erv_package: NECB_Default :ext_floor_cond: NECB_Default :ext_roof_cond: NECB_Default :ext_wall_cond: NECB_Default :fdwr_set: NECB_Default :fixed_wind_solar_trans: NECB_Default :fixed_window_cond: NECB_Default :furnace_eff: NECB_Default :glass_door_cond: NECB_Default :glass_door_solar_trans: NECB_Default :ground_floor_cond: NECB_Default :ground_roof_cond: NECB_Default :ground_wall_cond: NECB_Default :lights_scale: NECB_Default :lights_type: NECB_Default :overhead_door_cond: NECB_Default :primary_heating_fuel: Electricity :pv_ground_azimuth_angle: NECB_Default :pv_ground_module_description: NECB_Default :pv_ground_tilt_angle: NECB_Default :pv_ground_total_area_pv_panels_m2: NECB_Default :pv_ground_type: NECB_Default :rotation_degrees: NECB_Default :run_annual_simulation: true :s3_bucket: '834599497928' :scale_x: NECB_Default :scale_y: NECB_Default :scale_z: NECB_Default :shw_eff: NECB_Default :skylight_cond: NECB_Default :skylight_solar_trans: NECB_Default :srr_set: NECB_Default :template: NECB2017 | 0.0010156 | TRUE | 491.4635 |  | https://s3.console.aws.amazon.com/s3/buckets/834599497928?region=ca-central-1&prefix=osdev/baseline_2021_03_27/3160af0a-7f39-4875-8471-18cda6cd400b/output/16a7eacb-8d64-45f4-9461-14c87e8d0b9a/ | 1.0.002 | 0 | 0 |  | 0 | 0 | tier_1 | 0
95 |  |  | NECB_Default | NECB_Default | NECB_Default | NECB_Default | NECB_Default | NECB_Default | NECB_Default | NECB_Default | MediumOffice | NECB2017 | CAN_AB_Edmonton.Intl.AP.711230_CWEC2016.epw | NaturalGas | NECB_Default | NECB_Default | NECB_Default | NECB_Default | NECB_Default | NECB_Default | NECB_Default | NECB_Default | NECB_Default | NECB_Default | NECB_Default | NECB_Default | NECB_Default | NECB_Default | NECB_Default | NECB_Default | NECB_Default | NECB_Default | NECB_Default | NECB_Default | NECB_Default | NECB_Default | NECB_Default | NECB_Default | NECB_Default | NECB_Default | NECB_Default | aws_batch | 834599497928 | [5 empty] | baseline_2021_03_27 | 3160af0a-7f39-4875-8471-18cda6cd400b | TRUE | TRUE | 15a4f210-bc6c-40d9-87dd-802a1f0719d2 |  | 4982.19 | 3638.3973 | 32.5 | MediumOffice |  |  | 0 | MediumOffice | 3 |  | 3 | NECB2017 | 0.1843 | 19741.4134 | 85.6351 | 76.6565 | 67.2026 | 3.1906 | 417.8804 | 185.1955 | EDMONTON | ALBERTA | 63.2518 | 12.5247 | 0 | 75.7765 | 5.9949 | 0.89353 | 0 | 6.8885 | 0 | 0.018707 | 0 | 0 | 0.28822 | 0.072211 | 0.00018265 | 0.18731 | 0.09999 | 0.08811 | 0.2482 | 0.0080627 | 0.53642 | 0.060897 | 35.1093 | 73.1906 | Natural Gas | 32.5 | 0.757 | [5 empty] | 0.138 | 0.21 | 1.9 |  | 0 | Edmonton Intl AP | CAN | 23 | 5588 | 53.31 | -113.579 | 7a | 5120 | AB | CAN_AB_Edmonton.Intl.AP.711230_CWEC2016.epw | 0 | 0 | 0 | 0 | 303.4 | 249.2341 | 2.9075 | 0.011666 | 1062.69 | 0.1 | 2021-03-27 18:30:42 +0000 | f477b7f5 | 0.2.11 | :adv_dx_units: NECB_Default :analysis_id: 3160af0a-7f39-4875-8471-18cda6cd400b :analysis_name: baseline_2021_03_27 :boiler_eff: NECB_Default :btap_batch_version: 1.0.002 :building_type: MediumOffice :compute_environment: aws_batch :datapoint_id: 15a4f210-bc6c-40d9-87dd-802a1f0719d2 :daylighting_type: NECB_Default :dcv_type: NECB_Default :door_construction_cond: NECB_Default :ecm_system_name: NECB_Default :enable_costing: true :epw_file: CAN_AB_Edmonton.Intl.AP.711230_CWEC2016.epw :erv_package: NECB_Default :ext_floor_cond: NECB_Default :ext_roof_cond: NECB_Default :ext_wall_cond: NECB_Default :fdwr_set: NECB_Default :fixed_wind_solar_trans: NECB_Default :fixed_window_cond: NECB_Default :furnace_eff: NECB_Default :glass_door_cond: NECB_Default :glass_door_solar_trans: NECB_Default :ground_floor_cond: NECB_Default :ground_roof_cond: NECB_Default :ground_wall_cond: NECB_Default :lights_scale: NECB_Default :lights_type: NECB_Default :overhead_door_cond: NECB_Default :primary_heating_fuel: NaturalGas :pv_ground_azimuth_angle: NECB_Default :pv_ground_module_description: NECB_Default :pv_ground_tilt_angle: NECB_Default :pv_ground_total_area_pv_panels_m2: NECB_Default :pv_ground_type: NECB_Default :rotation_degrees: NECB_Default :run_annual_simulation: true :s3_bucket: '834599497928' :scale_x: NECB_Default :scale_y: NECB_Default :scale_z: NECB_Default :shw_eff: NECB_Default :skylight_cond: NECB_Default :skylight_solar_trans: NECB_Default :srr_set: NECB_Default :template: NECB2017 | 0.0009534 | TRUE | 544.5801 |  | https://s3.console.aws.amazon.com/s3/buckets/834599497928?region=ca-central-1&prefix=osdev/baseline_2021_03_27/3160af0a-7f39-4875-8471-18cda6cd400b/output/15a4f210-bc6c-40d9-87dd-802a1f0719d2/ | 1.0.002 | 0 | 0 |  | 0 | 0 | tier_1 | 0
96 |  |  | NECB_Default | NECB_Default | NECB_Default | NECB_Default | NECB_Default | NECB_Default | NECB_Default | NECB_Default | LargeOffice | NECB2017 | CAN_AB_Edmonton.Intl.AP.711230_CWEC2016.epw | Electricity | NECB_Default | NECB_Default | NECB_Default | NECB_Default | NECB_Default | NECB_Default | NECB_Default | NECB_Default | NECB_Default | NECB_Default | NECB_Default | NECB_Default | NECB_Default | NECB_Default | NECB_Default | NECB_Default | NECB_Default | NECB_Default | NECB_Default | NECB_Default | NECB_Default | NECB_Default | NECB_Default | NECB_Default | NECB_Default | NECB_Default | NECB_Default | aws_batch | 834599497928 | [5 empty] | baseline_2021_03_27 | 3160af0a-7f39-4875-8471-18cda6cd400b | TRUE | TRUE | 1725e128-1cc1-48a8-a113-a2a0f524bda5 |  | 46320.38 | 15152.6411 | 32.5 | LargeOffice |  |  | 0 | LargeOffice | 12 |  | 13 | NECB2017 | 0.085057 | 178146.0371 | 29.2773 | 26.7542 | 67.2027 | 3.7612 | 247.3045 | 120.3092 | EDMONTON | ALBERTA | 81.5836 | 0 | 0 | 81.5836 | 7.7324 | 0 | 0 | 7.7324 | 0 | 0.013228 | 0 | 0 | 0.37175 | 0.065429 | 0.001698 | 0.050325 | 0.09479 | 0.08574 | 0 | 0.017026 | 0.37175 | 0.042656 | 46.2208 | 0 | Electricity | 32.5 | 0.757 |  | 0.284 |  |  |  | 0.138 | 0.21 | 1.9 |  | 0 | Edmonton Intl AP | CAN | 23 | 5588 | 53.31 | -113.579 | 7a | 5120 | AB | CAN_AB_Edmonton.Intl.AP.711230_CWEC2016.epw | 0 | 5.4059 | 0.0024661 | 1975.85 | 0 | 2192.0411 | 25.4096 | 0.011592 | 9287.2 | 0.1 | 2021-03-27 18:31:04 +0000 | f477b7f5 | 0.2.11 | :adv_dx_units: NECB_Default :analysis_id: 3160af0a-7f39-4875-8471-18cda6cd400b :analysis_name: baseline_2021_03_27 :boiler_eff: NECB_Default :btap_batch_version: 1.0.002 :building_type: LargeOffice :compute_environment: aws_batch :datapoint_id: 1725e128-1cc1-48a8-a113-a2a0f524bda5 :daylighting_type: NECB_Default :dcv_type: NECB_Default :door_construction_cond: NECB_Default :ecm_system_name: NECB_Default :enable_costing: true :epw_file: CAN_AB_Edmonton.Intl.AP.711230_CWEC2016.epw :erv_package: NECB_Default :ext_floor_cond: NECB_Default :ext_roof_cond: NECB_Default :ext_wall_cond: NECB_Default :fdwr_set: NECB_Default :fixed_wind_solar_trans: NECB_Default :fixed_window_cond: NECB_Default :furnace_eff: NECB_Default :glass_door_cond: NECB_Default :glass_door_solar_trans: NECB_Default :ground_floor_cond: NECB_Default :ground_roof_cond: NECB_Default :ground_wall_cond: NECB_Default :lights_scale: NECB_Default :lights_type: NECB_Default :overhead_door_cond: NECB_Default :primary_heating_fuel: Electricity :pv_ground_azimuth_angle: NECB_Default :pv_ground_module_description: NECB_Default :pv_ground_tilt_angle: NECB_Default :pv_ground_total_area_pv_panels_m2: NECB_Default :pv_ground_type: NECB_Default :rotation_degrees: NECB_Default :run_annual_simulation: true :s3_bucket: '834599497928' :scale_x: NECB_Default :scale_y: NECB_Default :scale_z: NECB_Default :shw_eff: NECB_Default :skylight_cond: NECB_Default :skylight_solar_trans: NECB_Default :srr_set: NECB_Default :template: NECB2017 | 0.00085923 | TRUE | 545.4703 |  | https://s3.console.aws.amazon.com/s3/buckets/834599497928?region=ca-central-1&prefix=osdev/baseline_2021_03_27/3160af0a-7f39-4875-8471-18cda6cd400b/output/1725e128-1cc1-48a8-a113-a2a0f524bda5/ | 1.0.002 | 0 | 0 |  | 0 | 0 | tier_1 | 0
97 |  |  | NECB_Default | NECB_Default | NECB_Default | NECB_Default | NECB_Default | NECB_Default | NECB_Default | NECB_Default | MediumOffice | NECB2017 | CAN_QC_Montreal-Trudeau.Intl.AP.716270_CWEC2016.epw | NaturalGas | NECB_Default | NECB_Default | NECB_Default | NECB_Default | NECB_Default | NECB_Default | NECB_Default | NECB_Default | NECB_Default | NECB_Default | NECB_Default | NECB_Default | NECB_Default | NECB_Default | NECB_Default | NECB_Default | NECB_Default | NECB_Default | NECB_Default | NECB_Default | NECB_Default | NECB_Default | NECB_Default | NECB_Default | NECB_Default | NECB_Default | NECB_Default | aws_batch | 834599497928 | [5 empty] | baseline_2021_03_27 | 3160af0a-7f39-4875-8471-18cda6cd400b | TRUE | TRUE | 9f5650b6-78c5-4df0-8b72-1c53e16271a1 |  | 4982.19 | 3638.3973 | 37.3 | MediumOffice |  |  | 0 | MediumOffice | 3 |  | 3 | NECB2017 | 0.1843 | 19741.4134 | 85.5494 | 79.9473 | 62.0482 | 3.1923 | 410.4218 | 179.6846 | MONTREAL | QUEBEC | 0.10998 | 11.3079 | 0 | 11.4179 | 7.0045 | 2.962 | 0 | 9.9665 | 0 | 0.032616 | 0 | 0 | 0.28301 | 0.047903 | 0.0007286 | 0.17287 | 0.09999 | 0.08811 | 0.2289 | 0.011465 | 0.51191 | 0.056036 | 36.3725 | 75.4337 | Natural Gas | 37.3 | 0.757 | [5 empty] | 0.156 | 0.247 | 1.9 |  | 0 | Montreal-Trudeau Intl AP | CAN | 323 | 4090 | 45.471 | -73.741 | 6 | 4400 | QC | CAN_QC_Montreal-Trudeau.Intl.AP.716270_CWEC2016.epw | 0 | 0 | 0 | 0 | 279.18 | 249.2341 | 2.9075 | 0.011666 | 1062.69 | 0.1 | 2021-03-27 18:30:44 +0000 | f477b7f5 | 0.2.11 | :adv_dx_units: NECB_Default :analysis_id: 3160af0a-7f39-4875-8471-18cda6cd400b :analysis_name: baseline_2021_03_27 :boiler_eff: NECB_Default :btap_batch_version: 1.0.002 :building_type: MediumOffice :compute_environment: aws_batch :datapoint_id: 9f5650b6-78c5-4df0-8b72-1c53e16271a1 :daylighting_type: NECB_Default :dcv_type: NECB_Default :door_construction_cond: NECB_Default :ecm_system_name: NECB_Default :enable_costing: true :epw_file: CAN_QC_Montreal-Trudeau.Intl.AP.716270_CWEC2016.epw :erv_package: NECB_Default :ext_floor_cond: NECB_Default :ext_roof_cond: NECB_Default :ext_wall_cond: NECB_Default :fdwr_set: NECB_Default :fixed_wind_solar_trans: NECB_Default :fixed_window_cond: NECB_Default :furnace_eff: NECB_Default :glass_door_cond: NECB_Default :glass_door_solar_trans: NECB_Default :ground_floor_cond: NECB_Default :ground_roof_cond: NECB_Default :ground_wall_cond: NECB_Default :lights_scale: NECB_Default :lights_type: NECB_Default :overhead_door_cond: NECB_Default :primary_heating_fuel: NaturalGas :pv_ground_azimuth_angle: NECB_Default :pv_ground_module_description: NECB_Default :pv_ground_tilt_angle: NECB_Default :pv_ground_total_area_pv_panels_m2: NECB_Default :pv_ground_type: NECB_Default :rotation_degrees: NECB_Default :run_annual_simulation: true :s3_bucket: '834599497928' :scale_x: NECB_Default :scale_y: NECB_Default :scale_z: NECB_Default :shw_eff: NECB_Default :skylight_cond: NECB_Default :skylight_solar_trans: NECB_Default :srr_set: NECB_Default :template: NECB2017 | 0.0021958 | TRUE | 546.4646 |  | https://s3.console.aws.amazon.com/s3/buckets/834599497928?region=ca-central-1&prefix=osdev/baseline_2021_03_27/3160af0a-7f39-4875-8471-18cda6cd400b/output/9f5650b6-78c5-4df0-8b72-1c53e16271a1/ | 1.0.002 | 0 | 0 |  | 0 | 0 | tier_1 | 0
98 |  |  | NECB_Default | NECB_Default | NECB_Default | NECB_Default | NECB_Default | NECB_Default | NECB_Default | NECB_Default | LargeOffice | NECB2017 | CAN_BC_Vancouver.Intl.AP.718920_CWEC2016.epw | Electricity | NECB_Default | NECB_Default | NECB_Default | NECB_Default | NECB_Default | NECB_Default | NECB_Default | NECB_Default | NECB_Default | NECB_Default | NECB_Default | NECB_Default | NECB_Default | NECB_Default | NECB_Default | NECB_Default | NECB_Default | NECB_Default | NECB_Default | NECB_Default | NECB_Default | NECB_Default | NECB_Default | NECB_Default | NECB_Default | NECB_Default | NECB_Default | aws_batch | 834599497928 | [5 empty] | baseline_2021_03_27 | 3160af0a-7f39-4875-8471-18cda6cd400b | TRUE | TRUE | d0aa58c5-d158-42d2-9110-9fdde254972d |  | 46320.38 | 15152.6411 | 40 | LargeOffice |  |  | 0 | LargeOffice | 12 |  | 13 | NECB2017 | 0.085057 | 178146.0371 | 27.6302 | 26.1618 | 60.2681 | 3.7522 | 225.6347 | 107.8224 | VANCOUVER | BRITISH COLUMBIA | 1.0024 | 0 | 0 | 1.0024 | 10.0101 | 0 | 0 | 10.0101 | 0 | 0.016899 | 0 | 0 | 0.35371 | 0.064656 | 0.0012638 | 0.03437 | 0.09479 | 0.08574 | 0 | 0.018514 | 0.35371 | 0.036333 | 36.8806 | 0 | Electricity | 40 | 0.757 |  | 0.568 |  |  |  | 0.193 | 0.315 | 2.1 |  | 0 | Vancouver Intl AP | CAN | 42 | 2797 | 49.195 | -123.184 | 4 | 2800 | BC | CAN_BC_Vancouver.Intl.AP.718920_CWEC2016.epw | 0 | 4.6045 | 0.0019858 | 1682.96 | 0 | 2318.7204 | 25.4096 | 0.010958 | 9287.2 | 0.1 | 2021-03-27 18:31:02 +0000 | f477b7f5 | 0.2.11 | :adv_dx_units: NECB_Default :analysis_id: 3160af0a-7f39-4875-8471-18cda6cd400b :analysis_name: baseline_2021_03_27 :boiler_eff: NECB_Default :btap_batch_version: 1.0.002 :building_type: LargeOffice :compute_environment: aws_batch :datapoint_id: d0aa58c5-d158-42d2-9110-9fdde254972d :daylighting_type: NECB_Default :dcv_type: NECB_Default :door_construction_cond: NECB_Default :ecm_system_name: NECB_Default :enable_costing: true :epw_file: CAN_BC_Vancouver.Intl.AP.718920_CWEC2016.epw :erv_package: NECB_Default :ext_floor_cond: NECB_Default :ext_roof_cond: NECB_Default :ext_wall_cond: NECB_Default :fdwr_set: NECB_Default :fixed_wind_solar_trans: NECB_Default :fixed_window_cond: NECB_Default :furnace_eff: NECB_Default :glass_door_cond: NECB_Default :glass_door_solar_trans: NECB_Default :ground_floor_cond: NECB_Default :ground_roof_cond: NECB_Default :ground_wall_cond: NECB_Default :lights_scale: NECB_Default :lights_type: NECB_Default :overhead_door_cond: NECB_Default :primary_heating_fuel: Electricity :pv_ground_azimuth_angle: NECB_Default :pv_ground_module_description: NECB_Default :pv_ground_tilt_angle: NECB_Default :pv_ground_total_area_pv_panels_m2: NECB_Default :pv_ground_type: NECB_Default :rotation_degrees: NECB_Default :run_annual_simulation: true :s3_bucket: '834599497928' :scale_x: NECB_Default :scale_y: NECB_Default :scale_z: NECB_Default :shw_eff: NECB_Default :skylight_cond: NECB_Default :skylight_solar_trans: NECB_Default :srr_set: NECB_Default :template: NECB2017 | 0.0011466 | TRUE | 546.7883 |  | https://s3.console.aws.amazon.com/s3/buckets/834599497928?region=ca-central-1&prefix=osdev/baseline_2021_03_27/3160af0a-7f39-4875-8471-18cda6cd400b/output/d0aa58c5-d158-42d2-9110-9fdde254972d/ | 1.0.002 | 0 | 0 |  | 0 | 0 | tier_1 | 0
99 |  |  | NECB_Default | NECB_Default | NECB_Default | NECB_Default | NECB_Default | NECB_Default | NECB_Default | NECB_Default | MediumOffice | NECB2017 | CAN_NS_Halifax.Dockyard.713280_CWEC2016.epw | NaturalGas | NECB_Default | NECB_Default | NECB_Default | NECB_Default | NECB_Default | NECB_Default | NECB_Default | NECB_Default | NECB_Default | NECB_Default | NECB_Default | NECB_Default | NECB_Default | NECB_Default | NECB_Default | NECB_Default | NECB_Default | NECB_Default | NECB_Default | NECB_Default | NECB_Default | NECB_Default | NECB_Default | NECB_Default | NECB_Default | NECB_Default | NECB_Default | aws_batch | 834599497928 | [5 empty] | baseline_2021_03_27 | 3160af0a-7f39-4875-8471-18cda6cd400b | TRUE | TRUE | b4c36418-3d74-4f81-81b4-113dba66a17f |  | 4982.19 | 3638.3973 | 40 | MediumOffice |  |  | 0 | MediumOffice | 3 |  | 3 | NECB2017 | 0.1843 | 19741.4134 | 74.8699 | 66.0967 | 60.0204 | 3.077 | 376.1535 | 172.0894 | HALIFAX | NOVA SCOTIA | 58.1384 | 9.9663 | 0 | 68.1047 | 11.402 | 2.5156 | 0 | 13.9176 | 0 | 0.025222 | 0 | 0 | 0.2867 | 0.057017 | 0.00041949 | 0.14494 | 0.09999 | 0.08811 | 0.20029 | 0.014474 | 0.48698 | 0.055349 | 32.5991 | 48.5131 | Natural Gas | 40 | 0.757 | [5 empty] | 0.156 | 0.247 | 1.9 |  | 0 | Halifax Dockyard | CAN | 112 | 3647 | 44.655 | -63.577 | 6 | 4000 | NS | CAN_NS_Halifax.Dockyard.713280_CWEC2016.epw | 0 | 0 | 0 | 0 | 275.76 | 249.2341 | 2.9075 | 0.011666 | 1062.69 | 0.1 | 2021-03-27 18:30:32 +0000 | f477b7f5 | 0.2.11 | :adv_dx_units: NECB_Default :analysis_id: 3160af0a-7f39-4875-8471-18cda6cd400b :analysis_name: baseline_2021_03_27 :boiler_eff: NECB_Default :btap_batch_version: 1.0.002 :building_type: MediumOffice :compute_environment: aws_batch :datapoint_id: b4c36418-3d74-4f81-81b4-113dba66a17f :daylighting_type: NECB_Default :dcv_type: NECB_Default :door_construction_cond: NECB_Default :ecm_system_name: NECB_Default :enable_costing: true :epw_file: CAN_NS_Halifax.Dockyard.713280_CWEC2016.epw :erv_package: NECB_Default :ext_floor_cond: NECB_Default :ext_roof_cond: NECB_Default :ext_wall_cond: NECB_Default :fdwr_set: NECB_Default :fixed_wind_solar_trans: NECB_Default :fixed_window_cond: NECB_Default :furnace_eff: NECB_Default :glass_door_cond: NECB_Default :glass_door_solar_trans: NECB_Default :ground_floor_cond: NECB_Default :ground_roof_cond: NECB_Default :ground_wall_cond: NECB_Default :lights_scale: NECB_Default :lights_type: NECB_Default :overhead_door_cond: NECB_Default :primary_heating_fuel: NaturalGas :pv_ground_azimuth_angle: NECB_Default :pv_ground_module_description: NECB_Default :pv_ground_tilt_angle: NECB_Default :pv_ground_total_area_pv_panels_m2: NECB_Default :pv_ground_type: NECB_Default :rotation_degrees: NECB_Default :run_annual_simulation: true :s3_bucket: '834599497928' :scale_x: NECB_Default :scale_y: NECB_Default :scale_z: NECB_Default :shw_eff: NECB_Default :skylight_cond: NECB_Default :skylight_solar_trans: NECB_Default :srr_set: NECB_Default :template: NECB2017 | 0.0014652 | TRUE | 547.0822 |  | https://s3.console.aws.amazon.com/s3/buckets/834599497928?region=ca-central-1&prefix=osdev/baseline_2021_03_27/3160af0a-7f39-4875-8471-18cda6cd400b/output/b4c36418-3d74-4f81-81b4-113dba66a17f/ | 1.0.002 | 0 | 0 |  | 0 | 0 | tier_1 | 0
100 |  |  | NECB_Default | NECB_Default | NECB_Default | NECB_Default | NECB_Default | NECB_Default | NECB_Default | NECB_Default | LowriseApartment | NECB2017 | CAN_AB_Edmonton.Intl.AP.711230_CWEC2016.epw | Electricity | NECB_Default | NECB_Default | NECB_Default | NECB_Default | NECB_Default | NECB_Default | NECB_Default | NECB_Default | NECB_Default | NECB_Default | NECB_Default | NECB_Default | NECB_Default | NECB_Default | NECB_Default | NECB_Default | NECB_Default | NECB_Default | NECB_Default | NECB_Default | NECB_Default | NECB_Default | NECB_Default | NECB_Default | NECB_Default | NECB_Default | NECB_Default | aws_batch | 834599497928 | [5 empty] | baseline_2021_03_27 | 3160af0a-7f39-4875-8471-18cda6cd400b | TRUE | TRUE | bc7f8c69-01dd-46bb-9e06-c5f4e7ec7b66 |  | 1763.22 | 1532.4718 | 32.5 | LowriseApartment |  |  | 2 | LowriseApartment | 3 | 3 | 3 | NECB2017 | 0.28516 | 5374.0333 | 90.8478 | 49.7824 | 28.229 | 31.9263 | 343.8559 | 143.0704 | EDMONTON | ALBERTA | 130.7147 | 0 | 0 | 130.7147 | 12.389 | 0 | 0 | 12.389 | 0 | 0.056811 | 0 | 0 | 0.59562 | 0.086705 | 0.025771 | 0.12035 | 0.059998 | 0.044084 | 0 | 0.00037999 | 0.59562 | 0.20152 | 79.8148 | 0 | Electricity | 32.5 | 0.757 | [5 empty] | 0.138 | 0.21 | 1.9 | 1.9 | 2 | Edmonton Intl AP | CAN | 23 | 5588 | 53.31 | -113.579 | 7a | 5120 | AB | CAN_AB_Edmonton.Intl.AP.711230_CWEC2016.epw | 0 | 0.97218 | 0.012239 | 355.33 | 0 | 79.4319 | 4.3294 | 0.054504 | 1582.38 | 0.1 | 2021-03-27 18:30:58 +0000 | f477b7f5 | 0.2.11 | :adv_dx_units: NECB_Default :analysis_id: 3160af0a-7f39-4875-8471-18cda6cd400b :analysis_name: baseline_2021_03_27 :boiler_eff: NECB_Default :btap_batch_version: 1.0.002 :building_type: LowriseApartment :compute_environment: aws_batch :datapoint_id: bc7f8c69-01dd-46bb-9e06-c5f4e7ec7b66 :daylighting_type: NECB_Default :dcv_type: NECB_Default :door_construction_cond: NECB_Default :ecm_system_name: NECB_Default :enable_costing: true :epw_file: CAN_AB_Edmonton.Intl.AP.711230_CWEC2016.epw :erv_package: NECB_Default :ext_floor_cond: NECB_Default :ext_roof_cond: NECB_Default :ext_wall_cond: NECB_Default :fdwr_set: NECB_Default :fixed_wind_solar_trans: NECB_Default :fixed_window_cond: NECB_Default :furnace_eff: NECB_Default :glass_door_cond: NECB_Default :glass_door_solar_trans: NECB_Default :ground_floor_cond: NECB_Default :ground_roof_cond: NECB_Default :ground_wall_cond: NECB_Default :lights_scale: NECB_Default :lights_type: NECB_Default :overhead_door_cond: NECB_Default :primary_heating_fuel: Electricity :pv_ground_azimuth_angle: NECB_Default :pv_ground_module_description: NECB_Default :pv_ground_tilt_angle: NECB_Default :pv_ground_total_area_pv_panels_m2: NECB_Default :pv_ground_type: NECB_Default :rotation_degrees: NECB_Default :run_annual_simulation: true :s3_bucket: '834599497928' :scale_x: NECB_Default :scale_y: NECB_Default :scale_z: NECB_Default :shw_eff: NECB_Default :skylight_cond: NECB_Default :skylight_solar_trans: NECB_Default :srr_set: NECB_Default :template: NECB2017 | 0 | TRUE | 545.5581 |  | https://s3.console.aws.amazon.com/s3/buckets/834599497928?region=ca-central-1&prefix=osdev/baseline_2021_03_27/3160af0a-7f39-4875-8471-18cda6cd400b/output/bc7f8c69-01dd-46bb-9e06-c5f4e7ec7b66/ | 1.0.002
101 |  |  | NECB_Default | NECB_Default | NECB_Default | NECB_Default | NECB_Default | NECB_Default | NECB_Default | NECB_Default | PrimarySchool | NECB2017 | CAN_QC_Montreal-Trudeau.Intl.AP.716270_CWEC2016.epw | Electricity | NECB_Default | NECB_Default | NECB_Default | NECB_Default | NECB_Default | NECB_Default | NECB_Default | NECB_Default | NECB_Default | NECB_Default | NECB_Default | NECB_Default | NECB_Default | NECB_Default | NECB_Default | NECB_Default | NECB_Default | NECB_Default | NECB_Default | NECB_Default | NECB_Default | NECB_Default | NECB_Default | NECB_Default | NECB_Default | NECB_Default | NECB_Default | aws_batch | 834599497928 | [5 empty] | baseline_2021_03_27 | 3160af0a-7f39-4875-8471-18cda6cd400b | TRUE | TRUE | 74b7e3d0-691d-4b78-8e8a-443354c5a3c2 |  | 6871 | 9383 | 37.3 | PrimarySchool |  |  | 2 | PrimarySchool | 1 |  | 1 | NECB2017 | 0.3414 | 27484 | 212.8007 | 10.6058 | 62.0482 | 9.3098 | 517.4474 | 222.6828 | MONTREAL | QUEBEC | 0.21786 | 0 | 0 | 0.21786 | 13.8756 | 0 | 0 | 13.8756 | 0 | 0.04478 | 0 | 0 | 0.56063 | 0.091314 | 0.012425 | 0.19488 | 0.04265 | 0.10469 | 0 | 0.00030272 | 0.56063 | 0.069592 | 138.903 | 0 | Electricity | 37.3 | 0.757 | [5 empty] | 0.156 | 0.247 | 1.9 | 1.9 | 2 | Montreal-Trudeau Intl AP | CAN | 323 | 4090 | 45.471 | -73.741 | 6 | 4400 | QC | CAN_QC_Montreal-Trudeau.Intl.AP.716270_CWEC2016.epw | 0 | 1.3083 | 0.00072461 | 478.17 | 0 | 1805.4702 | 6.4358 | 0.0035646 | 2352.28 | 0.1 | 2021-03-27 18:30:11 +0000 | f477b7f5 | 0.2.11 | :adv_dx_units: NECB_Default :analysis_id: 3160af0a-7f39-4875-8471-18cda6cd400b :analysis_name: baseline_2021_03_27 :boiler_eff: NECB_Default :btap_batch_version: 1.0.002 :building_type: PrimarySchool :compute_environment: aws_batch :datapoint_id: 74b7e3d0-691d-4b78-8e8a-443354c5a3c2 :daylighting_type: NECB_Default :dcv_type: NECB_Default :door_construction_cond: NECB_Default :ecm_system_name: NECB_Default :enable_costing: true :epw_file: CAN_QC_Montreal-Trudeau.Intl.AP.716270_CWEC2016.epw :erv_package: NECB_Default :ext_floor_cond: NECB_Default :ext_roof_cond: NECB_Default :ext_wall_cond: NECB_Default :fdwr_set: NECB_Default :fixed_wind_solar_trans: NECB_Default :fixed_window_cond: NECB_Default :furnace_eff: NECB_Default :glass_door_cond: NECB_Default :glass_door_solar_trans: NECB_Default :ground_floor_cond: NECB_Default :ground_roof_cond: NECB_Default :ground_wall_cond: NECB_Default :lights_scale: NECB_Default :lights_type: NECB_Default :overhead_door_cond: NECB_Default :primary_heating_fuel: Electricity :pv_ground_azimuth_angle: NECB_Default :pv_ground_module_description: NECB_Default :pv_ground_tilt_angle: NECB_Default :pv_ground_total_area_pv_panels_m2: NECB_Default :pv_ground_type: NECB_Default :rotation_degrees: NECB_Default :run_annual_simulation: true :s3_bucket: '834599497928' :scale_x: NECB_Default :scale_y: NECB_Default :scale_z: NECB_Default :shw_eff: NECB_Default :skylight_cond: NECB_Default :skylight_solar_trans: NECB_Default :srr_set: NECB_Default :template: NECB2017 | 0 | TRUE | 549.1391 |  | https://s3.console.aws.amazon.com/s3/buckets/834599497928?region=ca-central-1&prefix=osdev/baseline_2021_03_27/3160af0a-7f39-4875-8471-18cda6cd400b/output/74b7e3d0-691d-4b78-8e8a-443354c5a3c2/ | 1.0.002 | 0 | 0 |  | 0 | 0 | tier_1 | 0
102 |  |  | NECB_Default | NECB_Default | NECB_Default | NECB_Default | NECB_Default | NECB_Default | NECB_Default | NECB_Default | MediumOffice | NECB2017 | CAN_YT_Whitehorse.Intl.AP.719640_CWEC2016.epw | NaturalGas | NECB_Default | NECB_Default | NECB_Default | NECB_Default | NECB_Default | NECB_Default | NECB_Default | NECB_Default | NECB_Default | NECB_Default | NECB_Default | NECB_Default | NECB_Default | NECB_Default | NECB_Default | NECB_Default | NECB_Default | NECB_Default | NECB_Default | NECB_Default | NECB_Default | NECB_Default | NECB_Default | NECB_Default | NECB_Default | NECB_Default | NECB_Default | aws_batch | 834599497928 | [5 empty] | baseline_2021_03_27 | 3160af0a-7f39-4875-8471-18cda6cd400b | TRUE | TRUE | 7c2cdbf1-99a8-4112-ae8d-fc2c3aeb73f5 |  | 4982.19 | 3638.3973 | 22.8 | MediumOffice |  |  | 0 | MediumOffice | 3 |  | 3 | NECB2017 | 0.1843 | 19741.4134 | 68.7891 | 60.993 | 59.5634 | 3.0295 | 334.2227 | 141.8477 | WHITEHORSE | YUKON | 3.7809 | 12.5661 | 0 | 16.347 | 8.6589 | 2.2905 | 0 | 10.9493 | 0 | 0.007023 | 0 | 0 | 0.24309 | 0.043057 | 9.6343e-05 | 0.1895 | 0.09999 | 0.08811 | 0.25253 | 0.0045321 | 0.49562 | 0.063029 | 29.0413 | 73.8693 | Natural Gas | 22.8 | 0.757 | [5 empty] | 0.138 | 0.21 | 1.9 |  | 0 | Whitehorse Intl AP | CAN | 5 | 6491 | 60.709 | -135.069 | 7b | 6580 | YT | CAN_YT_Whitehorse.Intl.AP.719640_CWEC2016.epw | 0 | 0 | 0 | 0 | 314.02 | 249.2341 | 2.9075 | 0.011666 | 1062.69 | 0.1 | 2021-03-27 18:30:13 +0000 | f477b7f5 | 0.2.11 | :adv_dx_units: NECB_Default :analysis_id: 3160af0a-7f39-4875-8471-18cda6cd400b :analysis_name: baseline_2021_03_27 :boiler_eff: NECB_Default :btap_batch_version: 1.0.002 :building_type: MediumOffice :compute_environment: aws_batch :datapoint_id: 7c2cdbf1-99a8-4112-ae8d-fc2c3aeb73f5 :daylighting_type: NECB_Default :dcv_type: NECB_Default :door_construction_cond: NECB_Default :ecm_system_name: NECB_Default :enable_costing: true :epw_file: CAN_YT_Whitehorse.Intl.AP.719640_CWEC2016.epw :erv_package: NECB_Default :ext_floor_cond: NECB_Default :ext_roof_cond: NECB_Default :ext_wall_cond: NECB_Default :fdwr_set: NECB_Default :fixed_wind_solar_trans: NECB_Default :fixed_window_cond: NECB_Default :furnace_eff: NECB_Default :glass_door_cond: NECB_Default :glass_door_solar_trans: NECB_Default :ground_floor_cond: NECB_Default :ground_roof_cond: NECB_Default :ground_wall_cond: NECB_Default :lights_scale: NECB_Default :lights_type: NECB_Default :overhead_door_cond: NECB_Default :primary_heating_fuel: NaturalGas :pv_ground_azimuth_angle: NECB_Default :pv_ground_module_description: NECB_Default :pv_ground_tilt_angle: NECB_Default :pv_ground_total_area_pv_panels_m2: NECB_Default :pv_ground_type: NECB_Default :rotation_degrees: NECB_Default :run_annual_simulation: true :s3_bucket: '834599497928' :scale_x: NECB_Default :scale_y: NECB_Default :scale_z: NECB_Default :shw_eff: NECB_Default :skylight_cond: NECB_Default :skylight_solar_trans: NECB_Default :srr_set: NECB_Default :template: NECB2017 | 0.000281 | TRUE | 548.7854 |  | https://s3.console.aws.amazon.com/s3/buckets/834599497928?region=ca-central-1&prefix=osdev/baseline_2021_03_27/3160af0a-7f39-4875-8471-18cda6cd400b/output/7c2cdbf1-99a8-4112-ae8d-fc2c3aeb73f5/ | 1.0.002 | 0 | 0 |  | 0 | 0 | tier_1 | 0
103 |  |  | NECB_Default | NECB_Default | NECB_Default | NECB_Default | NECB_Default | NECB_Default | NECB_Default | NECB_Default | MediumOffice | NECB2017 | CAN_BC_Vancouver.Intl.AP.718920_CWEC2016.epw | NaturalGas | NECB_Default | NECB_Default | NECB_Default | NECB_Default | NECB_Default | NECB_Default | NECB_Default | NECB_Default | NECB_Default | NECB_Default | NECB_Default | NECB_Default | NECB_Default | NECB_Default | NECB_Default | NECB_Default | NECB_Default | NECB_Default | NECB_Default | NECB_Default | NECB_Default | NECB_Default | NECB_Default | NECB_Default | NECB_Default | NECB_Default | NECB_Default | aws_batch | 834599497928 | [5 empty] | baseline_2021_03_27 | 3160af0a-7f39-4875-8471-18cda6cd400b | TRUE | TRUE | 920f0598-c7ad-454d-8938-959dd7029273 |  | 4982.19 | 3638.3973 | 40 | MediumOffice |  |  | 0 | MediumOffice | 3 |  | 3 | NECB2017 | 0.1843 | 19741.4134 | 80.4855 | 64.485 | 60.268 | 3.1221 | 378.3668 | 170.0062 | VANCOUVER | BRITISH COLUMBIA | 0.80347 | 10.0028 | 0 | 10.8062 | 8.0234 | 2.244 | 0 | 10.2674 | 0 | 0.022926 | 0 | 0 | 0.28351 | 0.057001 | 0 | 0.14539 | 0.09999 | 0.08811 | 0.19841 | 0.014267 | 0.48192 | 0.053017 | 34.0467 | 44.3932 | Natural Gas | 40 | 0.757 | [5 empty] | 0.193 | 0.315 | 2.1 |  | 0 | Vancouver Intl AP | CAN | 42 | 2797 | 49.195 | -123.184 | 4 | 2800 | BC | CAN_BC_Vancouver.Intl.AP.718920_CWEC2016.epw | 0 | 0 | 0 | 0 | 264.14 | 249.2341 | 2.9075 | 0.011666 | 1062.69 | 0.1 | 2021-03-27 18:30:40 +0000 | f477b7f5 | 0.2.11 | :adv_dx_units: NECB_Default :analysis_id: 3160af0a-7f39-4875-8471-18cda6cd400b :analysis_name: baseline_2021_03_27 :boiler_eff: NECB_Default :btap_batch_version: 1.0.002 :building_type: MediumOffice :compute_environment: aws_batch :datapoint_id: 920f0598-c7ad-454d-8938-959dd7029273 :daylighting_type: NECB_Default :dcv_type: NECB_Default :door_construction_cond: NECB_Default :ecm_system_name: NECB_Default :enable_costing: true :epw_file: CAN_BC_Vancouver.Intl.AP.718920_CWEC2016.epw :erv_package: NECB_Default :ext_floor_cond: NECB_Default :ext_roof_cond: NECB_Default :ext_wall_cond: NECB_Default :fdwr_set: NECB_Default :fixed_wind_solar_trans: NECB_Default :fixed_window_cond: NECB_Default :furnace_eff: NECB_Default :glass_door_cond: NECB_Default :glass_door_solar_trans: NECB_Default :ground_floor_cond: NECB_Default :ground_roof_cond: NECB_Default :ground_wall_cond: NECB_Default :lights_scale: NECB_Default :lights_type: NECB_Default :overhead_door_cond: NECB_Default :primary_heating_fuel: NaturalGas :pv_ground_azimuth_angle: NECB_Default :pv_ground_module_description: NECB_Default :pv_ground_tilt_angle: NECB_Default :pv_ground_total_area_pv_panels_m2: NECB_Default :pv_ground_type: NECB_Default :rotation_degrees: NECB_Default :run_annual_simulation: true :s3_bucket: '834599497928' :scale_x: NECB_Default :scale_y: NECB_Default :scale_z: NECB_Default :shw_eff: NECB_Default :skylight_cond: NECB_Default :skylight_solar_trans: NECB_Default :srr_set: NECB_Default :template: NECB2017 | 0.0012163 | TRUE | 549.1195 |  | https://s3.console.aws.amazon.com/s3/buckets/834599497928?region=ca-central-1&prefix=osdev/baseline_2021_03_27/3160af0a-7f39-4875-8471-18cda6cd400b/output/920f0598-c7ad-454d-8938-959dd7029273/ | 1.0.002 | 0 | 0 |  | 0 | 0 | tier_1 | 0
104 |  |  | NECB_Default | NECB_Default | NECB_Default | NECB_Default | NECB_Default | NECB_Default | NECB_Default | NECB_Default | PrimarySchool | NECB2017 | CAN_BC_Vancouver.Intl.AP.718920_CWEC2016.epw | Electricity | NECB_Default | NECB_Default | NECB_Default | NECB_Default | NECB_Default | NECB_Default | NECB_Default | NECB_Default | NECB_Default | NECB_Default | NECB_Default | NECB_Default | NECB_Default | NECB_Default | NECB_Default | NECB_Default | NECB_Default | NECB_Default | NECB_Default | NECB_Default | NECB_Default | NECB_Default | NECB_Default | NECB_Default | NECB_Default | NECB_Default | NECB_Default | aws_batch | 834599497928 | [5 empty] | baseline_2021_03_27 | 3160af0a-7f39-4875-8471-18cda6cd400b | TRUE | TRUE | bef5657c-89a7-4dc7-a465-f57908ee1596 |  | 6871 | 9383 | 40 | PrimarySchool |  |  | 2 | PrimarySchool | 1 |  | 1 | NECB2017 | 0.3414 | 27484 | 198.5557 | 7.7701 | 60.2681 | 9.2723 | 474.7055 | 198.8394 | VANCOUVER | BRITISH COLUMBIA | 1.3366 | 0 | 0 | 1.3366 | 13.3475 | 0 | 0 | 13.3475 | 0 | 0.022451 | 0 | 0 | 0.47164 | 0.095111 | 0.0070383 | 0.13387 | 0.04265 | 0.10469 | 0 | 0.00030272 | 0.47164 | 0.065533 | 55.6941 | 0 | Electricity | 40 | 0.757 | [5 empty] | 0.193 | 0.315 | 2.1 | 2.1 | 2 | Vancouver Intl AP | CAN | 42 | 2797 | 49.195 | -123.184 | 4 | 2800 | BC | CAN_BC_Vancouver.Intl.AP.718920_CWEC2016.epw | 0 | 1.232 | 0.00068235 | 450.28 | 0 | 1805.4702 | 6.4358 | 0.0035646 | 2352.28 | 0.1 | 2021-03-27 18:30:35 +0000 | f477b7f5 | 0.2.11 | :adv_dx_units: NECB_Default :analysis_id: 3160af0a-7f39-4875-8471-18cda6cd400b :analysis_name: baseline_2021_03_27 :boiler_eff: NECB_Default :btap_batch_version: 1.0.002 :building_type: PrimarySchool :compute_environment: aws_batch :datapoint_id: bef5657c-89a7-4dc7-a465-f57908ee1596 :daylighting_type: NECB_Default :dcv_type: NECB_Default :door_construction_cond: NECB_Default :ecm_system_name: NECB_Default :enable_costing: true :epw_file: CAN_BC_Vancouver.Intl.AP.718920_CWEC2016.epw :erv_package: NECB_Default :ext_floor_cond: NECB_Default :ext_roof_cond: NECB_Default :ext_wall_cond: NECB_Default :fdwr_set: NECB_Default :fixed_wind_solar_trans: NECB_Default :fixed_window_cond: NECB_Default :furnace_eff: NECB_Default :glass_door_cond: NECB_Default :glass_door_solar_trans: NECB_Default :ground_floor_cond: NECB_Default :ground_roof_cond: NECB_Default :ground_wall_cond: NECB_Default :lights_scale: NECB_Default :lights_type: NECB_Default :overhead_door_cond: NECB_Default :primary_heating_fuel: Electricity :pv_ground_azimuth_angle: NECB_Default :pv_ground_module_description: NECB_Default :pv_ground_tilt_angle: NECB_Default :pv_ground_total_area_pv_panels_m2: NECB_Default :pv_ground_type: NECB_Default :rotation_degrees: NECB_Default :run_annual_simulation: true :s3_bucket: '834599497928' :scale_x: NECB_Default :scale_y: NECB_Default :scale_z: NECB_Default :shw_eff: NECB_Default :skylight_cond: NECB_Default :skylight_solar_trans: NECB_Default :srr_set: NECB_Default :template: NECB2017 | 0 | TRUE | 550.6994 |  | https://s3.console.aws.amazon.com/s3/buckets/834599497928?region=ca-central-1&prefix=osdev/baseline_2021_03_27/3160af0a-7f39-4875-8471-18cda6cd400b/output/bef5657c-89a7-4dc7-a465-f57908ee1596/ | 1.0.002 | 0 | 0 |  | 0 | 0 | tier_1 | 0
105 |  |  | NECB_Default | NECB_Default | NECB_Default | NECB_Default | NECB_Default | NECB_Default | NECB_Default | NECB_Default | LargeOffice | NECB2017 | CAN_AB_Calgary.Intl.AP.718770_CWEC2016.epw | Electricity | NECB_Default | NECB_Default | NECB_Default | NECB_Default | NECB_Default | NECB_Default | NECB_Default | NECB_Default | NECB_Default | NECB_Default | NECB_Default | NECB_Default | NECB_Default | NECB_Default | NECB_Default | NECB_Default | NECB_Default | NECB_Default | NECB_Default | NECB_Default | NECB_Default | NECB_Default | NECB_Default | NECB_Default | NECB_Default | NECB_Default | NECB_Default | aws_batch | 834599497928 | [5 empty] | baseline_2021_03_27 | 3160af0a-7f39-4875-8471-18cda6cd400b | TRUE | TRUE | 957dcf79-d5a6-42ea-93e0-28f982fe8ab8 |  | 46320.38 | 15152.6411 | 33.3 | LargeOffice |  |  | 0 | LargeOffice | 12 |  | 13 | NECB2017 | 0.085057 | 178146.0371 | 29.369 | 26.7359 | 66.3667 | 3.7644 | 247.144 | 120.9081 | CALGARY | ALBERTA | 80.4826 | 0 | 0 | 80.4826 | 7.6281 | 0 | 0 | 7.6281 | 0 | 0.014365 | 0 | 0 | 0.36673 | 0.070522 | 0.0012336 | 0.041354 | 0.09479 | 0.08574 | 0 | 0.016904 | 0.36673 | 0.040931 | 43.223 | 0 | Electricity | 33.3 | 0.757 |  | 0.284 |  |  |  | 0.138 | 0.21 | 1.9 |  | 0 | Calgary Intl AP | CAN | 64 | 4781 | 51.114 | -114.02 | 7a | 5000 | AB | CAN_AB_Calgary.Intl.AP.718770_CWEC2016.epw | 0 | 5.1872 | 0.0023664 | 1895.93 | 0 | 2192.0411 | 25.4096 | 0.011592 | 9287.2 | 0.1 | 2021-03-27 18:31:00 +0000 | f477b7f5 | 0.2.11 | :adv_dx_units: NECB_Default :analysis_id: 3160af0a-7f39-4875-8471-18cda6cd400b :analysis_name: baseline_2021_03_27 :boiler_eff: NECB_Default :btap_batch_version: 1.0.002 :building_type: LargeOffice :compute_environment: aws_batch :datapoint_id: 957dcf79-d5a6-42ea-93e0-28f982fe8ab8 :daylighting_type: NECB_Default :dcv_type: NECB_Default :door_construction_cond: NECB_Default :ecm_system_name: NECB_Default :enable_costing: true :epw_file: CAN_AB_Calgary.Intl.AP.718770_CWEC2016.epw :erv_package: NECB_Default :ext_floor_cond: NECB_Default :ext_roof_cond: NECB_Default :ext_wall_cond: NECB_Default :fdwr_set: NECB_Default :fixed_wind_solar_trans: NECB_Default :fixed_window_cond: NECB_Default :furnace_eff: NECB_Default :glass_door_cond: NECB_Default :glass_door_solar_trans: NECB_Default :ground_floor_cond: NECB_Default :ground_roof_cond: NECB_Default :ground_wall_cond: NECB_Default :lights_scale: NECB_Default :lights_type: NECB_Default :overhead_door_cond: NECB_Default :primary_heating_fuel: Electricity :pv_ground_azimuth_angle: NECB_Default :pv_ground_module_description: NECB_Default :pv_ground_tilt_angle: NECB_Default :pv_ground_total_area_pv_panels_m2: NECB_Default :pv_ground_type: NECB_Default :rotation_degrees: NECB_Default :run_annual_simulation: true :s3_bucket: '834599497928' :scale_x: NECB_Default :scale_y: NECB_Default :scale_z: NECB_Default :shw_eff: NECB_Default :skylight_cond: NECB_Default :skylight_solar_trans: NECB_Default :srr_set: NECB_Default :template: NECB2017 | 0.00089485 | TRUE | 550.142 |  | https://s3.console.aws.amazon.com/s3/buckets/834599497928?region=ca-central-1&prefix=osdev/baseline_2021_03_27/3160af0a-7f39-4875-8471-18cda6cd400b/output/957dcf79-d5a6-42ea-93e0-28f982fe8ab8/ | 1.0.002 | 0 | 0 |  | 0 | 0 | tier_1 | 0
106 |  |  | NECB_Default | NECB_Default | NECB_Default | NECB_Default | NECB_Default | NECB_Default | NECB_Default | NECB_Default | MediumOffice | NECB2017 | CAN_ON_Toronto.Pearson.Intl.AP.716240_CWEC2016.epw | Electricity | NECB_Default | NECB_Default | NECB_Default | NECB_Default | NECB_Default | NECB_Default | NECB_Default | NECB_Default | NECB_Default | NECB_Default | NECB_Default | NECB_Default | NECB_Default | NECB_Default | NECB_Default | NECB_Default | NECB_Default | NECB_Default | NECB_Default | NECB_Default | NECB_Default | NECB_Default | NECB_Default | NECB_Default | NECB_Default | NECB_Default | NECB_Default | aws_batch | 834599497928 | [5 empty] | baseline_2021_03_27 | 3160af0a-7f39-4875-8471-18cda6cd400b | TRUE | TRUE | e3f12670-1f51-499f-ad6d-9856852e4c98 |  | 4982.19 | 3638.3973 | 40 | MediumOffice |  |  | 0 | MediumOffice | 3 |  | 3 | NECB2017 | 0.1843 | 19741.4134 | 92.0129 | 52.9665 | 66.698 | 11.5329 | 410.7961 | 187.5859 | TORONTO | ONTARIO | 2.6308 | 0 | 0 | 2.6308 | 21.0777 | 0 | 0 | 21.0777 | 0 | 0.037213 | 0 | 0 | 0.47365 | 0.065702 | 0.00077476 | 0.12439 | 0.09999 | 0.08811 | 0 | 0.012585 | 0.47365 | 0.042433 | 61.4934 | 0 | Electricity | 40 | 0.757 | [5 empty] | 0.156 | 0.278 | 1.9 |  | 0 | Toronto Pearson Intl AP | CAN | 382 | 3615 | 43.677 | -79.631 | 5 | 3890 | ON | CAN_ON_Toronto.Pearson.Intl.AP.716240_CWEC2016.epw | 0 | 0.57841 | 0.0023208 | 211.41 | 0 | 249.2341 | 2.9075 | 0.011666 | 1062.69 | 0.1 | 2021-03-27 18:30:20 +0000 | f477b7f5 | 0.2.11 | :adv_dx_units: NECB_Default :analysis_id: 3160af0a-7f39-4875-8471-18cda6cd400b :analysis_name: baseline_2021_03_27 :boiler_eff: NECB_Default :btap_batch_version: 1.0.002 :building_type: MediumOffice :compute_environment: aws_batch :datapoint_id: e3f12670-1f51-499f-ad6d-9856852e4c98 :daylighting_type: NECB_Default :dcv_type: NECB_Default :door_construction_cond: NECB_Default :ecm_system_name: NECB_Default :enable_costing: true :epw_file: CAN_ON_Toronto.Pearson.Intl.AP.716240_CWEC2016.epw :erv_package: NECB_Default :ext_floor_cond: NECB_Default :ext_roof_cond: NECB_Default :ext_wall_cond: NECB_Default :fdwr_set: NECB_Default :fixed_wind_solar_trans: NECB_Default :fixed_window_cond: NECB_Default :furnace_eff: NECB_Default :glass_door_cond: NECB_Default :glass_door_solar_trans: NECB_Default :ground_floor_cond: NECB_Default :ground_roof_cond: NECB_Default :ground_wall_cond: NECB_Default :lights_scale: NECB_Default :lights_type: NECB_Default :overhead_door_cond: NECB_Default :primary_heating_fuel: Electricity :pv_ground_azimuth_angle: NECB_Default :pv_ground_module_description: NECB_Default :pv_ground_tilt_angle: NECB_Default :pv_ground_total_area_pv_panels_m2: NECB_Default :pv_ground_type: NECB_Default :rotation_degrees: NECB_Default :run_annual_simulation: true :s3_bucket: '834599497928' :scale_x: NECB_Default :scale_y: NECB_Default :scale_z: NECB_Default :shw_eff: NECB_Default :skylight_cond: NECB_Default :skylight_solar_trans: NECB_Default :srr_set: NECB_Default :template: NECB2017 | 0.0024608 | TRUE | 550.3801 |  | https://s3.console.aws.amazon.com/s3/buckets/834599497928?region=ca-central-1&prefix=osdev/baseline_2021_03_27/3160af0a-7f39-4875-8471-18cda6cd400b/output/e3f12670-1f51-499f-ad6d-9856852e4c98/ | 1.0.002 | 0 | 0 |  | 0 | 0 | tier_1 | 0
107 |  |  | NECB_Default | NECB_Default | NECB_Default | NECB_Default | NECB_Default | NECB_Default | NECB_Default | NECB_Default | LargeOffice | NECB2017 | CAN_QC_Montreal-Trudeau.Intl.AP.716270_CWEC2016.epw | Electricity | NECB_Default | NECB_Default | NECB_Default | NECB_Default | NECB_Default | NECB_Default | NECB_Default | NECB_Default | NECB_Default | NECB_Default | NECB_Default | NECB_Default | NECB_Default | NECB_Default | NECB_Default | NECB_Default | NECB_Default | NECB_Default | NECB_Default | NECB_Default | NECB_Default | NECB_Default | NECB_Default | NECB_Default | NECB_Default | NECB_Default | NECB_Default | aws_batch | 834599497928 | [5 empty] | baseline_2021_03_27 | 3160af0a-7f39-4875-8471-18cda6cd400b | TRUE | TRUE | 518a39d0-48ee-4173-bd0a-a40c1120ea55 |  | 46320.38 | 15152.6411 | 37.3 | LargeOffice |  |  | 0 | LargeOffice | 12 |  | 13 | NECB2017 | 0.085057 | 178146.0371 | 29.0726 | 25.9973 | 62.0482 | 3.7635 | 237.1232 | 116.2415 | MONTREAL | QUEBEC | 0.14654 | 0 | 0 | 0.14654 | 9.3332 | 0 | 0 | 9.3332 | 0 | 0.025139 | 0 | 0 | 0.3771 | 0.061952 | 0.0056062 | 0.049829 | 0.09479 | 0.08574 | 0 | 0.013336 | 0.3771 | 0.038729 | 55.4327 | 0 | Electricity | 37.3 | 0.757 |  | 0.284 |  |  |  | 0.156 | 0.247 | 1.9 |  | 0 | Montreal-Trudeau Intl AP | CAN | 323 | 4090 | 45.471 | -73.741 | 6 | 4400 | QC | CAN_QC_Montreal-Trudeau.Intl.AP.716270_CWEC2016.epw | 0 | 4.9082 | 0.0022391 | 1793.96 | 0 | 2192.0411 | 25.4096 | 0.011592 | 9287.2 | 0.1 | 2021-03-27 18:31:05 +0000 | f477b7f5 | 0.2.11 | :adv_dx_units: NECB_Default :analysis_id: 3160af0a-7f39-4875-8471-18cda6cd400b :analysis_name: baseline_2021_03_27 :boiler_eff: NECB_Default :btap_batch_version: 1.0.002 :building_type: LargeOffice :compute_environment: aws_batch :datapoint_id: 518a39d0-48ee-4173-bd0a-a40c1120ea55 :daylighting_type: NECB_Default :dcv_type: NECB_Default :door_construction_cond: NECB_Default :ecm_system_name: NECB_Default :enable_costing: true :epw_file: CAN_QC_Montreal-Trudeau.Intl.AP.716270_CWEC2016.epw :erv_package: NECB_Default :ext_floor_cond: NECB_Default :ext_roof_cond: NECB_Default :ext_wall_cond: NECB_Default :fdwr_set: NECB_Default :fixed_wind_solar_trans: NECB_Default :fixed_window_cond: NECB_Default :furnace_eff: NECB_Default :glass_door_cond: NECB_Default :glass_door_solar_trans: NECB_Default :ground_floor_cond: NECB_Default :ground_roof_cond: NECB_Default :ground_wall_cond: NECB_Default :lights_scale: NECB_Default :lights_type: NECB_Default :overhead_door_cond: NECB_Default :primary_heating_fuel: Electricity :pv_ground_azimuth_angle: NECB_Default :pv_ground_module_description: NECB_Default :pv_ground_tilt_angle: NECB_Default :pv_ground_total_area_pv_panels_m2: NECB_Default :pv_ground_type: NECB_Default :rotation_degrees: NECB_Default :run_annual_simulation: true :s3_bucket: '834599497928' :scale_x: NECB_Default :scale_y: NECB_Default :scale_z: NECB_Default :shw_eff: NECB_Default :skylight_cond: NECB_Default :skylight_solar_trans: NECB_Default :srr_set: NECB_Default :template: NECB2017 | 0.0019775 | TRUE | 550.5389 |  | https://s3.console.aws.amazon.com/s3/buckets/834599497928?region=ca-central-1&prefix=osdev/baseline_2021_03_27/3160af0a-7f39-4875-8471-18cda6cd400b/output/518a39d0-48ee-4173-bd0a-a40c1120ea55/ | 1.0.002 | 0 | 0 |  | 0 | 0 | tier_1 | 0
108 |  |  | NECB_Default | NECB_Default | NECB_Default | NECB_Default | NECB_Default | NECB_Default | NECB_Default | NECB_Default | PrimarySchool | NECB2017 | CAN_NS_Halifax.Dockyard.713280_CWEC2016.epw | Electricity | NECB_Default | NECB_Default | NECB_Default | NECB_Default | NECB_Default | NECB_Default | NECB_Default | NECB_Default | NECB_Default | NECB_Default | NECB_Default | NECB_Default | NECB_Default | NECB_Default | NECB_Default | NECB_Default | NECB_Default | NECB_Default | NECB_Default | NECB_Default | NECB_Default | NECB_Default | NECB_Default | NECB_Default | NECB_Default | NECB_Default | NECB_Default | aws_batch | 834599497928 | [5 empty] | baseline_2021_03_27 | 3160af0a-7f39-4875-8471-18cda6cd400b | TRUE | TRUE | 156c1903-e495-4e00-bcdc-3ddb35b6db17 |  | 6871 | 9383 | 40 | PrimarySchool |  |  | 2 | PrimarySchool | 1 |  | 1 | NECB2017 | 0.3414 | 27484 | 183.0787 | 8.3043 | 60.0205 | 9.2078 | 466.6434 | 206.0321 | HALIFAX | NOVA SCOTIA | 99.8778 | 0 | 0 | 99.8778 | 19.5879 | 0 | 0 | 19.5879 | 0 | 0.023876 | 0 | 0 | 0.49253 | 0.0931 | 0.011164 | 0.14812 | 0.04265 | 0.10469 | 0 | 0.00030272 | 0.49253 | 0.068626 | 64.8762 | 0 | Electricity | 40 | 0.757 | [5 empty] | 0.156 | 0.247 | 1.9 | 1.9 | 2 | Halifax Dockyard | CAN | 112 | 3647 | 44.655 | -63.577 | 6 | 4000 | NS | CAN_NS_Halifax.Dockyard.713280_CWEC2016.epw | 0 | 1.2901 | 0.00071455 | 471.53 | 0 | 1805.4702 | 6.4358 | 0.0035646 | 2352.28 | 0.1 | 2021-03-27 18:30:51 +0000 | f477b7f5 | 0.2.11 | :adv_dx_units: NECB_Default :analysis_id: 3160af0a-7f39-4875-8471-18cda6cd400b :analysis_name: baseline_2021_03_27 :boiler_eff: NECB_Default :btap_batch_version: 1.0.002 :building_type: PrimarySchool :compute_environment: aws_batch :datapoint_id: 156c1903-e495-4e00-bcdc-3ddb35b6db17 :daylighting_type: NECB_Default :dcv_type: NECB_Default :door_construction_cond: NECB_Default :ecm_system_name: NECB_Default :enable_costing: true :epw_file: CAN_NS_Halifax.Dockyard.713280_CWEC2016.epw :erv_package: NECB_Default :ext_floor_cond: NECB_Default :ext_roof_cond: NECB_Default :ext_wall_cond: NECB_Default :fdwr_set: NECB_Default :fixed_wind_solar_trans: NECB_Default :fixed_window_cond: NECB_Default :furnace_eff: NECB_Default :glass_door_cond: NECB_Default :glass_door_solar_trans: NECB_Default :ground_floor_cond: NECB_Default :ground_roof_cond: NECB_Default :ground_wall_cond: NECB_Default :lights_scale: NECB_Default :lights_type: NECB_Default :overhead_door_cond: NECB_Default :primary_heating_fuel: Electricity :pv_ground_azimuth_angle: NECB_Default :pv_ground_module_description: NECB_Default :pv_ground_tilt_angle: NECB_Default :pv_ground_total_area_pv_panels_m2: NECB_Default :pv_ground_type: NECB_Default :rotation_degrees: NECB_Default :run_annual_simulation: true :s3_bucket: '834599497928' :scale_x: NECB_Default :scale_y: NECB_Default :scale_z: NECB_Default :shw_eff: NECB_Default :skylight_cond: NECB_Default :skylight_solar_trans: NECB_Default :srr_set: NECB_Default :template: NECB2017 | 0 | TRUE | 551.1848 |  | https://s3.console.aws.amazon.com/s3/buckets/834599497928?region=ca-central-1&prefix=osdev/baseline_2021_03_27/3160af0a-7f39-4875-8471-18cda6cd400b/output/156c1903-e495-4e00-bcdc-3ddb35b6db17/ | 1.0.002 | 0 | 0 |  | 0 | 0 | tier_1 | 0
109 |  |  | NECB_Default | NECB_Default | NECB_Default | NECB_Default | NECB_Default | NECB_Default | NECB_Default | NECB_Default | PrimarySchool | NECB2017 | CAN_BC_Vancouver.Intl.AP.718920_CWEC2016.epw | NaturalGas | NECB_Default | NECB_Default | NECB_Default | NECB_Default | NECB_Default | NECB_Default | NECB_Default | NECB_Default | NECB_Default | NECB_Default | NECB_Default | NECB_Default | NECB_Default | NECB_Default | NECB_Default | NECB_Default | NECB_Default | NECB_Default | NECB_Default | NECB_Default | NECB_Default | NECB_Default | NECB_Default | NECB_Default | NECB_Default | NECB_Default | NECB_Default | aws_batch | 834599497928 | [5 empty] | baseline_2021_03_27 | 3160af0a-7f39-4875-8471-18cda6cd400b | TRUE | TRUE | caa6e326-c633-40d1-9bad-cf898fcaf803 |  | 6871 | 9383 | 40 | PrimarySchool |  |  | 2 | PrimarySchool | 1 |  | 1 | NECB2017 | 0.3414 | 27484 | 198.5557 | 19.871 | 60.2681 | 3.5169 | 457.4076 | 175.196 | VANCOUVER | BRITISH COLUMBIA | 0.77816 | 13.4834 | 0 | 14.2616 | 7.7707 | 3.0249 | 0 | 10.7955 | 0 | 0.022857 | 0 | 0 | 0.27458 | 0.095298 | 0.0070208 | 0.1835 | 0.04265 | 0.10469 | 0.26745 | 0.0020681 | 0.54203 | 0.083947 | 38.5076 | 57.0851 | Natural Gas | 40 | 0.757 | [5 empty] | 0.193 | 0.315 | 2.1 | 2.1 | 2 | Vancouver Intl AP | CAN | 42 | 2797 | 49.195 | -123.184 | 4 | 2800 | BC | CAN_BC_Vancouver.Intl.AP.718920_CWEC2016.epw | 0 | 0 | 0 | 0 | 576.8 | 1805.4702 | 6.4358 | 0.0035646 | 2352.28 | 0.1 | 2021-03-27 18:30:20 +0000 | f477b7f5 | 0.2.11 | :adv_dx_units: NECB_Default :analysis_id: 3160af0a-7f39-4875-8471-18cda6cd400b :analysis_name: baseline_2021_03_27 :boiler_eff: NECB_Default :btap_batch_version: 1.0.002 :building_type: PrimarySchool :compute_environment: aws_batch :datapoint_id: caa6e326-c633-40d1-9bad-cf898fcaf803 :daylighting_type: NECB_Default :dcv_type: NECB_Default :door_construction_cond: NECB_Default :ecm_system_name: NECB_Default :enable_costing: true :epw_file: CAN_BC_Vancouver.Intl.AP.718920_CWEC2016.epw :erv_package: NECB_Default :ext_floor_cond: NECB_Default :ext_roof_cond: NECB_Default :ext_wall_cond: NECB_Default :fdwr_set: NECB_Default :fixed_wind_solar_trans: NECB_Default :fixed_window_cond: NECB_Default :furnace_eff: NECB_Default :glass_door_cond: NECB_Default :glass_door_solar_trans: NECB_Default :ground_floor_cond: NECB_Default :ground_roof_cond: NECB_Default :ground_wall_cond: NECB_Default :lights_scale: NECB_Default :lights_type: NECB_Default :overhead_door_cond: NECB_Default :primary_heating_fuel: NaturalGas :pv_ground_azimuth_angle: NECB_Default :pv_ground_module_description: NECB_Default :pv_ground_tilt_angle: NECB_Default :pv_ground_total_area_pv_panels_m2: NECB_Default :pv_ground_type: NECB_Default :rotation_degrees: NECB_Default :run_annual_simulation: true :s3_bucket: '834599497928' :scale_x: NECB_Default :scale_y: NECB_Default :scale_z: NECB_Default :shw_eff: NECB_Default :skylight_cond: NECB_Default :skylight_solar_trans: NECB_Default :srr_set: NECB_Default :template: NECB2017 | 0 | TRUE | 551.5412 |  | https://s3.console.aws.amazon.com/s3/buckets/834599497928?region=ca-central-1&prefix=osdev/baseline_2021_03_27/3160af0a-7f39-4875-8471-18cda6cd400b/output/caa6e326-c633-40d1-9bad-cf898fcaf803/ | 1.0.002 | 0 | 0 |  | 0 | 0 | tier_1 | 0
110 |  |  | NECB_Default | NECB_Default | NECB_Default | NECB_Default | NECB_Default | NECB_Default | NECB_Default | NECB_Default | LowriseApartment | NECB2017 | CAN_YT_Whitehorse.Intl.AP.719640_CWEC2016.epw | Electricity | NECB_Default | NECB_Default | NECB_Default | NECB_Default | NECB_Default | NECB_Default | NECB_Default | NECB_Default | NECB_Default | NECB_Default | NECB_Default | NECB_Default | NECB_Default | NECB_Default | NECB_Default | NECB_Default | NECB_Default | NECB_Default | NECB_Default | NECB_Default | NECB_Default | NECB_Default | NECB_Default | NECB_Default | NECB_Default | NECB_Default | NECB_Default | aws_batch | 834599497928 | [5 empty] | baseline_2021_03_27 | 3160af0a-7f39-4875-8471-18cda6cd400b | TRUE | TRUE | b89bc478-755b-49a0-a014-972371f8a1e5 |  | 1763.22 | 1532.4718 | 22.8 | LowriseApartment |  |  | 2 | LowriseApartment | 3 | 3 | 3 | NECB2017 | 0.28516 | 5374.0333 | 73.5725 | 39.1193 | 24.7665 | 31.3769 | 300.6596 | 131.8245 | WHITEHORSE | YUKON | 9.5147 | 0 | 0 | 9.5147 | 21.7899 | 0 | 0 | 21.7899 | 0 | 0.034755 | 0 | 0 | 0.61173 | 0.076099 | 0.025771 | 0.16011 | 0.059998 | 0.044084 | 0 | 0.00037999 | 0.61173 | 0.21054 | 79.4307 | 0 | Electricity | 22.8 | 0.757 | [5 empty] | 0.138 | 0.21 | 1.9 | 1.9 | 2 | Whitehorse Intl AP | CAN | 5 | 6491 | 60.709 | -135.069 | 7b | 6580 | YT | CAN_YT_Whitehorse.Intl.AP.719640_CWEC2016.epw | 0 | 1.0156 | 0.012786 | 371.22 | 0 | 79.4319 | 4.3294 | 0.054504 | 1582.38 | 0.1 | 2021-03-27 18:30:41 +0000 | f477b7f5 | 0.2.11 | :adv_dx_units: NECB_Default :analysis_id: 3160af0a-7f39-4875-8471-18cda6cd400b :analysis_name: baseline_2021_03_27 :boiler_eff: NECB_Default :btap_batch_version: 1.0.002 :building_type: LowriseApartment :compute_environment: aws_batch :datapoint_id: b89bc478-755b-49a0-a014-972371f8a1e5 :daylighting_type: NECB_Default :dcv_type: NECB_Default :door_construction_cond: NECB_Default :ecm_system_name: NECB_Default :enable_costing: true :epw_file: CAN_YT_Whitehorse.Intl.AP.719640_CWEC2016.epw :erv_package: NECB_Default :ext_floor_cond: NECB_Default :ext_roof_cond: NECB_Default :ext_wall_cond: NECB_Default :fdwr_set: NECB_Default :fixed_wind_solar_trans: NECB_Default :fixed_window_cond: NECB_Default :furnace_eff: NECB_Default :glass_door_cond: NECB_Default :glass_door_solar_trans: NECB_Default :ground_floor_cond: NECB_Default :ground_roof_cond: NECB_Default :ground_wall_cond: NECB_Default :lights_scale: NECB_Default :lights_type: NECB_Default :overhead_door_cond: NECB_Default :primary_heating_fuel: Electricity :pv_ground_azimuth_angle: NECB_Default :pv_ground_module_description: NECB_Default :pv_ground_tilt_angle: NECB_Default :pv_ground_total_area_pv_panels_m2: NECB_Default :pv_ground_type: NECB_Default :rotation_degrees: NECB_Default :run_annual_simulation: true :s3_bucket: '834599497928' :scale_x: NECB_Default :scale_y: NECB_Default :scale_z: NECB_Default :shw_eff: NECB_Default :skylight_cond: NECB_Default :skylight_solar_trans: NECB_Default :srr_set: NECB_Default :template: NECB2017 | 0 | TRUE | 549.153 |  | https://s3.console.aws.amazon.com/s3/buckets/834599497928?region=ca-central-1&prefix=osdev/baseline_2021_03_27/3160af0a-7f39-4875-8471-18cda6cd400b/output/b89bc478-755b-49a0-a014-972371f8a1e5/ | 1.0.002
111 |  |  | NECB_Default | NECB_Default | NECB_Default | NECB_Default | NECB_Default | NECB_Default | NECB_Default | NECB_Default | LowriseApartment | NECB2017 | CAN_ON_Toronto.Pearson.Intl.AP.716240_CWEC2016.epw | Electricity | NECB_Default | NECB_Default | NECB_Default | NECB_Default | NECB_Default | NECB_Default | NECB_Default | NECB_Default | NECB_Default | NECB_Default | NECB_Default | NECB_Default | NECB_Default | NECB_Default | NECB_Default | NECB_Default | NECB_Default | NECB_Default | NECB_Default | NECB_Default | NECB_Default | NECB_Default | NECB_Default | NECB_Default | NECB_Default | NECB_Default | NECB_Default | aws_batch | 834599497928 | [5 empty] | baseline_2021_03_27 | 3160af0a-7f39-4875-8471-18cda6cd400b | TRUE | TRUE | 2565f38e-f02e-4c7a-9b42-2f26063284e9 |  | 1763.22 | 1532.4718 | 40 | LowriseApartment |  |  | 2 | LowriseApartment | 3 | 3 | 3 | NECB2017 | 0.28516 | 5374.0333 | 96.0958 | 51.8437 | 28.0212 | 31.9432 | 349.5554 | 141.6515 | TORONTO | ONTARIO | 3.0558 | 0 | 0 | 3.0558 | 24.4831 | 0 | 0 | 24.4831 | 0 | 0.078249 | 0 | 0 | 0.55018 | 0.084142 | 0.025771 | 0.079933 | 0.059998 | 0.044084 | 0 | 0.00037999 | 0.55018 | 0.17762 | 71.7054 | 0 | Electricity | 40 | 0.757 | [5 empty] | 0.156 | 0.278 | 1.9 | 1.9 | 2 | Toronto Pearson Intl AP | CAN | 382 | 3615 | 43.677 | -79.631 | 5 | 3890 | ON | CAN_ON_Toronto.Pearson.Intl.AP.716240_CWEC2016.epw | 0 | 0.85688 | 0.010788 | 313.19 | 0 | 79.4319 | 4.3294 | 0.054504 | 1582.38 | 0.1 | 2021-03-27 18:30:57 +0000 | f477b7f5 | 0.2.11 | :adv_dx_units: NECB_Default :analysis_id: 3160af0a-7f39-4875-8471-18cda6cd400b :analysis_name: baseline_2021_03_27 :boiler_eff: NECB_Default :btap_batch_version: 1.0.002 :building_type: LowriseApartment :compute_environment: aws_batch :datapoint_id: 2565f38e-f02e-4c7a-9b42-2f26063284e9 :daylighting_type: NECB_Default :dcv_type: NECB_Default :door_construction_cond: NECB_Default :ecm_system_name: NECB_Default :enable_costing: true :epw_file: CAN_ON_Toronto.Pearson.Intl.AP.716240_CWEC2016.epw :erv_package: NECB_Default :ext_floor_cond: NECB_Default :ext_roof_cond: NECB_Default :ext_wall_cond: NECB_Default :fdwr_set: NECB_Default :fixed_wind_solar_trans: NECB_Default :fixed_window_cond: NECB_Default :furnace_eff: NECB_Default :glass_door_cond: NECB_Default :glass_door_solar_trans: NECB_Default :ground_floor_cond: NECB_Default :ground_roof_cond: NECB_Default :ground_wall_cond: NECB_Default :lights_scale: NECB_Default :lights_type: NECB_Default :overhead_door_cond: NECB_Default :primary_heating_fuel: Electricity :pv_ground_azimuth_angle: NECB_Default :pv_ground_module_description: NECB_Default :pv_ground_tilt_angle: NECB_Default :pv_ground_total_area_pv_panels_m2: NECB_Default :pv_ground_type: NECB_Default :rotation_degrees: NECB_Default :run_annual_simulation: true :s3_bucket: '834599497928' :scale_x: NECB_Default :scale_y: NECB_Default :scale_z: NECB_Default :shw_eff: NECB_Default :skylight_cond: NECB_Default :skylight_solar_trans: NECB_Default :srr_set: NECB_Default :template: NECB2017 | 0 | TRUE | 549.797 |  | https://s3.console.aws.amazon.com/s3/buckets/834599497928?region=ca-central-1&prefix=osdev/baseline_2021_03_27/3160af0a-7f39-4875-8471-18cda6cd400b/output/2565f38e-f02e-4c7a-9b42-2f26063284e9/ | 1.0.002
112 |  |  | NECB_Default | NECB_Default | NECB_Default | NECB_Default | NECB_Default | NECB_Default | NECB_Default | NECB_Default | MidriseApartment | NECB2017 | CAN_YT_Whitehorse.Intl.AP.719640_CWEC2016.epw | Electricity | NECB_Default | NECB_Default | NECB_Default | NECB_Default | NECB_Default | NECB_Default | NECB_Default | NECB_Default | NECB_Default | NECB_Default | NECB_Default | NECB_Default | NECB_Default | NECB_Default | NECB_Default | NECB_Default | NECB_Default | NECB_Default | NECB_Default | NECB_Default | NECB_Default | NECB_Default | NECB_Default | NECB_Default | NECB_Default | NECB_Default | NECB_Default | aws_batch | 834599497928 | [5 empty] | baseline_2021_03_27 | 3160af0a-7f39-4875-8471-18cda6cd400b | TRUE | TRUE | 542d5982-c76b-4be5-af7c-0b6e265bccf3 |  | 3134.61 | 2325.6934 | 22.8 | MidriseApartment |  |  | 2 | MidriseApartment | 4 |  | 4 | NECB2017 | 0.24343 | 9553.837 | 59.1279 | 37.1967 | 23.871 | 22.0016 | 248.631 | 106.4338 | WHITEHORSE | YUKON | 9.1291 | 0 | 0 | 9.1291 | 20.9068 | 0 | 0 | 20.9068 | 0 | 0.033143 | 0 | 0 | 0.58694 | 0.06753 | 0.021374 | 0.14868 | 0.06121 | 0.041568 | 0 | 0.00084859 | 0.58694 | 0.21258 | 77.6702 | 0 | Electricity | 22.8 | 0.757 | [5 empty] | 0.138 | 0.21 | 1.9 | 1.9 | 2 | Whitehorse Intl AP | CAN | 5 | 6491 | 60.709 | -135.069 | 7b | 6580 | YT | CAN_YT_Whitehorse.Intl.AP.719640_CWEC2016.epw | 0 | 1.8232 | 0.013999 | 666.37 | 0 | 130.2314 | 7.8118 | 0.059984 | 2855.21 | 0.1 | 2021-03-27 18:30:24 +0000 | f477b7f5 | 0.2.11 | :adv_dx_units: NECB_Default :analysis_id: 3160af0a-7f39-4875-8471-18cda6cd400b :analysis_name: baseline_2021_03_27 :boiler_eff: NECB_Default :btap_batch_version: 1.0.002 :building_type: MidriseApartment :compute_environment: aws_batch :datapoint_id: 542d5982-c76b-4be5-af7c-0b6e265bccf3 :daylighting_type: NECB_Default :dcv_type: NECB_Default :door_construction_cond: NECB_Default :ecm_system_name: NECB_Default :enable_costing: true :epw_file: CAN_YT_Whitehorse.Intl.AP.719640_CWEC2016.epw :erv_package: NECB_Default :ext_floor_cond: NECB_Default :ext_roof_cond: NECB_Default :ext_wall_cond: NECB_Default :fdwr_set: NECB_Default :fixed_wind_solar_trans: NECB_Default :fixed_window_cond: NECB_Default :furnace_eff: NECB_Default :glass_door_cond: NECB_Default :glass_door_solar_trans: NECB_Default :ground_floor_cond: NECB_Default :ground_roof_cond: NECB_Default :ground_wall_cond: NECB_Default :lights_scale: NECB_Default :lights_type: NECB_Default :overhead_door_cond: NECB_Default :primary_heating_fuel: Electricity :pv_ground_azimuth_angle: NECB_Default :pv_ground_module_description: NECB_Default :pv_ground_tilt_angle: NECB_Default :pv_ground_total_area_pv_panels_m2: NECB_Default :pv_ground_type: NECB_Default :rotation_degrees: NECB_Default :run_annual_simulation: true :s3_bucket: '834599497928' :scale_x: NECB_Default :scale_y: NECB_Default :scale_z: NECB_Default :shw_eff: NECB_Default :skylight_cond: NECB_Default :skylight_solar_trans: NECB_Default :srr_set: NECB_Default :template: NECB2017 | 0 | TRUE | 550.697 |  | https://s3.console.aws.amazon.com/s3/buckets/834599497928?region=ca-central-1&prefix=osdev/baseline_2021_03_27/3160af0a-7f39-4875-8471-18cda6cd400b/output/542d5982-c76b-4be5-af7c-0b6e265bccf3/ | 1.0.002 | 0 | 0 |  | 0 | 0 | tier_1 | 0
113 |  |  | NECB_Default | NECB_Default | NECB_Default | NECB_Default | NECB_Default | NECB_Default | NECB_Default | NECB_Default | LowriseApartment | NECB2017 | CAN_QC_Montreal-Trudeau.Intl.AP.716270_CWEC2016.epw | Electricity | NECB_Default | NECB_Default | NECB_Default | NECB_Default | NECB_Default | NECB_Default | NECB_Default | NECB_Default | NECB_Default | NECB_Default | NECB_Default | NECB_Default | NECB_Default | NECB_Default | NECB_Default | NECB_Default | NECB_Default | NECB_Default | NECB_Default | NECB_Default | NECB_Default | NECB_Default | NECB_Default | NECB_Default | NECB_Default | NECB_Default | NECB_Default | aws_batch | 834599497928 | [5 empty] | baseline_2021_03_27 | 3160af0a-7f39-4875-8471-18cda6cd400b | TRUE | TRUE | c512c719-859d-42aa-9d80-49179cf2c041 |  | 1763.22 | 1532.4718 | 37.3 | LowriseApartment |  |  | 2 | LowriseApartment | 3 | 3 | 3 | NECB2017 | 0.28516 | 5374.0333 | 90.756 | 49.5057 | 26.001 | 31.9421 | 339.7236 | 141.5188 | MONTREAL | QUEBEC | 0.22088 | 0 | 0 | 0.22088 | 14.068 | 0 | 0 | 14.068 | 0 | 0.071698 | 0 | 0 | 0.5684 | 0.083676 | 0.025771 | 0.099693 | 0.059998 | 0.044084 | 0 | 0.00037999 | 0.5684 | 0.1831 | 79.4956 | 0 | Electricity | 37.3 | 0.757 | [5 empty] | 0.156 | 0.247 | 1.9 | 1.9 | 2 | Montreal-Trudeau Intl AP | CAN | 323 | 4090 | 45.471 | -73.741 | 6 | 4400 | QC | CAN_QC_Montreal-Trudeau.Intl.AP.716270_CWEC2016.epw | 0 | 0.88331 | 0.01112 | 322.85 | 0 | 79.4319 | 4.3294 | 0.054504 | 1582.38 | 0.1 | 2021-03-27 18:30:51 +0000 | f477b7f5 | 0.2.11 | :adv_dx_units: NECB_Default :analysis_id: 3160af0a-7f39-4875-8471-18cda6cd400b :analysis_name: baseline_2021_03_27 :boiler_eff: NECB_Default :btap_batch_version: 1.0.002 :building_type: LowriseApartment :compute_environment: aws_batch :datapoint_id: c512c719-859d-42aa-9d80-49179cf2c041 :daylighting_type: NECB_Default :dcv_type: NECB_Default :door_construction_cond: NECB_Default :ecm_system_name: NECB_Default :enable_costing: true :epw_file: CAN_QC_Montreal-Trudeau.Intl.AP.716270_CWEC2016.epw :erv_package: NECB_Default :ext_floor_cond: NECB_Default :ext_roof_cond: NECB_Default :ext_wall_cond: NECB_Default :fdwr_set: NECB_Default :fixed_wind_solar_trans: NECB_Default :fixed_window_cond: NECB_Default :furnace_eff: NECB_Default :glass_door_cond: NECB_Default :glass_door_solar_trans: NECB_Default :ground_floor_cond: NECB_Default :ground_roof_cond: NECB_Default :ground_wall_cond: NECB_Default :lights_scale: NECB_Default :lights_type: NECB_Default :overhead_door_cond: NECB_Default :primary_heating_fuel: Electricity :pv_ground_azimuth_angle: NECB_Default :pv_ground_module_description: NECB_Default :pv_ground_tilt_angle: NECB_Default :pv_ground_total_area_pv_panels_m2: NECB_Default :pv_ground_type: NECB_Default :rotation_degrees: NECB_Default :run_annual_simulation: true :s3_bucket: '834599497928' :scale_x: NECB_Default :scale_y: NECB_Default :scale_z: NECB_Default :shw_eff: NECB_Default :skylight_cond: NECB_Default :skylight_solar_trans: NECB_Default :srr_set: NECB_Default :template: NECB2017 | 0 | TRUE | 551.9318 |  | https://s3.console.aws.amazon.com/s3/buckets/834599497928?region=ca-central-1&prefix=osdev/baseline_2021_03_27/3160af0a-7f39-4875-8471-18cda6cd400b/output/c512c719-859d-42aa-9d80-49179cf2c041/ | 1.0.002
114 |  |  | NECB_Default | NECB_Default | NECB_Default | NECB_Default | NECB_Default | NECB_Default | NECB_Default | NECB_Default | LowriseApartment | NECB2017 | CAN_AB_Calgary.Intl.AP.718770_CWEC2016.epw | Electricity | NECB_Default | NECB_Default | NECB_Default | NECB_Default | NECB_Default | NECB_Default | NECB_Default | NECB_Default | NECB_Default | NECB_Default | NECB_Default | NECB_Default | NECB_Default | NECB_Default | NECB_Default | NECB_Default | NECB_Default | NECB_Default | NECB_Default | NECB_Default | NECB_Default | NECB_Default | NECB_Default | NECB_Default | NECB_Default | NECB_Default | NECB_Default | aws_batch | 834599497928 | [5 empty] | baseline_2021_03_27 | 3160af0a-7f39-4875-8471-18cda6cd400b | TRUE | TRUE | 2f2a6b9e-7c01-4dc6-a543-d4f86ba7539b |  | 1763.22 | 1532.4718 | 33.3 | LowriseApartment |  |  | 2 | LowriseApartment | 3 | 3 | 3 | NECB2017 | 0.28516 | 5374.0333 | 90.875 | 49.5772 | 27.8894 | 31.9527 | 342.1841 | 141.8897 | CALGARY | ALBERTA | 122.6046 | 0 | 0 | 122.6046 | 11.6204 | 0 | 0 | 11.6204 | 0 | 0.062255 | 0 | 0 | 0.55866 | 0.084107 | 0.025771 | 0.089172 | 0.059998 | 0.044084 | 0 | 0.00037999 | 0.55866 | 0.19289 | 67.231 | 0 | Electricity | 33.3 | 0.757 | [5 empty] | 0.138 | 0.21 | 1.9 | 1.9 | 2 | Calgary Intl AP | CAN | 64 | 4781 | 51.114 | -114.02 | 7a | 5000 | AB | CAN_AB_Calgary.Intl.AP.718770_CWEC2016.epw | 0 | 0.93053 | 0.011715 | 340.11 | 0 | 79.4319 | 4.3294 | 0.054504 | 1582.38 | 0.1 | 2021-03-27 18:31:01 +0000 | f477b7f5 | 0.2.11 | :adv_dx_units: NECB_Default :analysis_id: 3160af0a-7f39-4875-8471-18cda6cd400b :analysis_name: baseline_2021_03_27 :boiler_eff: NECB_Default :btap_batch_version: 1.0.002 :building_type: LowriseApartment :compute_environment: aws_batch :datapoint_id: 2f2a6b9e-7c01-4dc6-a543-d4f86ba7539b :daylighting_type: NECB_Default :dcv_type: NECB_Default :door_construction_cond: NECB_Default :ecm_system_name: NECB_Default :enable_costing: true :epw_file: CAN_AB_Calgary.Intl.AP.718770_CWEC2016.epw :erv_package: NECB_Default :ext_floor_cond: NECB_Default :ext_roof_cond: NECB_Default :ext_wall_cond: NECB_Default :fdwr_set: NECB_Default :fixed_wind_solar_trans: NECB_Default :fixed_window_cond: NECB_Default :furnace_eff: NECB_Default :glass_door_cond: NECB_Default :glass_door_solar_trans: NECB_Default :ground_floor_cond: NECB_Default :ground_roof_cond: NECB_Default :ground_wall_cond: NECB_Default :lights_scale: NECB_Default :lights_type: NECB_Default :overhead_door_cond: NECB_Default :primary_heating_fuel: Electricity :pv_ground_azimuth_angle: NECB_Default :pv_ground_module_description: NECB_Default :pv_ground_tilt_angle: NECB_Default :pv_ground_total_area_pv_panels_m2: NECB_Default :pv_ground_type: NECB_Default :rotation_degrees: NECB_Default :run_annual_simulation: true :s3_bucket: '834599497928' :scale_x: NECB_Default :scale_y: NECB_Default :scale_z: NECB_Default :shw_eff: NECB_Default :skylight_cond: NECB_Default :skylight_solar_trans: NECB_Default :srr_set: NECB_Default :template: NECB2017 | 0 | TRUE | 551.8914 |  | https://s3.console.aws.amazon.com/s3/buckets/834599497928?region=ca-central-1&prefix=osdev/baseline_2021_03_27/3160af0a-7f39-4875-8471-18cda6cd400b/output/2f2a6b9e-7c01-4dc6-a543-d4f86ba7539b/ | 1.0.002
115 |  |  | NECB_Default | NECB_Default | NECB_Default | NECB_Default | NECB_Default | NECB_Default | NECB_Default | NECB_Default | LowriseApartment | NECB2017 | CAN_AB_Edmonton.Intl.AP.711230_CWEC2016.epw | NaturalGas | NECB_Default | NECB_Default | NECB_Default | NECB_Default | NECB_Default | NECB_Default | NECB_Default | NECB_Default | NECB_Default | NECB_Default | NECB_Default | NECB_Default | NECB_Default | NECB_Default | NECB_Default | NECB_Default | NECB_Default | NECB_Default | NECB_Default | NECB_Default | NECB_Default | NECB_Default | NECB_Default | NECB_Default | NECB_Default | NECB_Default | NECB_Default | aws_batch | 834599497928 | [5 empty] | baseline_2021_03_27 | 3160af0a-7f39-4875-8471-18cda6cd400b | TRUE | TRUE | f9d59b55-094a-4f28-a60e-9476ee98dfdf |  | 1763.22 | 1532.4718 | 32.5 | LowriseApartment |  |  | 2 | LowriseApartment | 3 | 3 | 3 | NECB2017 | 0.28516 | 5374.0333 | 90.8478 | 90.3076 | 28.229 | 8.5596 | 394.4534 | 176.5093 | EDMONTON | ALBERTA | 61.9035 | 20.064 | 0 | 81.9675 | 5.8672 | 1.4314 | 0 | 7.2985 | 0 | 0.056817 | 0 | 0 | 0.28207 | 0.086784 | 0.025771 | 0.13817 | 0.059998 | 0.044084 | 0.39761 | 0.0086206 | 0.67968 | 0.25943 | 23.6707 | 79.714 | Natural Gas | 32.5 | 0.757 | [5 empty] | 0.138 | 0.21 | 1.9 | 1.9 | 2 | Edmonton Intl AP | CAN | 23 | 5588 | 53.31 | -113.579 | 7a | 5120 | AB | CAN_AB_Edmonton.Intl.AP.711230_CWEC2016.epw | 0 | 0 | 0 | 0 | 457.44 | 79.4319 | 4.3294 | 0.054504 | 1582.38 | 0.1 | 2021-03-27 18:30:30 +0000 | f477b7f5 | 0.2.11 | :adv_dx_units: NECB_Default :analysis_id: 3160af0a-7f39-4875-8471-18cda6cd400b :analysis_name: baseline_2021_03_27 :boiler_eff: NECB_Default :btap_batch_version: 1.0.002 :building_type: LowriseApartment :compute_environment: aws_batch :datapoint_id: f9d59b55-094a-4f28-a60e-9476ee98dfdf :daylighting_type: NECB_Default :dcv_type: NECB_Default :door_construction_cond: NECB_Default :ecm_system_name: NECB_Default :enable_costing: true :epw_file: CAN_AB_Edmonton.Intl.AP.711230_CWEC2016.epw :erv_package: NECB_Default :ext_floor_cond: NECB_Default :ext_roof_cond: NECB_Default :ext_wall_cond: NECB_Default :fdwr_set: NECB_Default :fixed_wind_solar_trans: NECB_Default :fixed_window_cond: NECB_Default :furnace_eff: NECB_Default :glass_door_cond: NECB_Default :glass_door_solar_trans: NECB_Default :ground_floor_cond: NECB_Default :ground_roof_cond: NECB_Default :ground_wall_cond: NECB_Default :lights_scale: NECB_Default :lights_type: NECB_Default :overhead_door_cond: NECB_Default :primary_heating_fuel: NaturalGas :pv_ground_azimuth_angle: NECB_Default :pv_ground_module_description: NECB_Default :pv_ground_tilt_angle: NECB_Default :pv_ground_total_area_pv_panels_m2: NECB_Default :pv_ground_type: NECB_Default :rotation_degrees: NECB_Default :run_annual_simulation: true :s3_bucket: '834599497928' :scale_x: NECB_Default :scale_y: NECB_Default :scale_z: NECB_Default :shw_eff: NECB_Default :skylight_cond: NECB_Default :skylight_solar_trans: NECB_Default :srr_set: NECB_Default :template: NECB2017 | 0 | TRUE | 552.8916 |  | https://s3.console.aws.amazon.com/s3/buckets/834599497928?region=ca-central-1&prefix=osdev/baseline_2021_03_27/3160af0a-7f39-4875-8471-18cda6cd400b/output/f9d59b55-094a-4f28-a60e-9476ee98dfdf/ | 1.0.002
116 |  |  | NECB_Default | NECB_Default | NECB_Default | NECB_Default | NECB_Default | NECB_Default | NECB_Default | NECB_Default | MidriseApartment | NECB2017 | CAN_BC_Vancouver.Intl.AP.718920_CWEC2016.epw | Electricity | NECB_Default | NECB_Default | NECB_Default | NECB_Default | NECB_Default | NECB_Default | NECB_Default | NECB_Default | NECB_Default | NECB_Default | NECB_Default | NECB_Default | NECB_Default | NECB_Default | NECB_Default | NECB_Default | NECB_Default | NECB_Default | NECB_Default | NECB_Default | NECB_Default | NECB_Default | NECB_Default | NECB_Default | NECB_Default | NECB_Default | NECB_Default | aws_batch | 834599497928 | [5 empty] | baseline_2021_03_27 | 3160af0a-7f39-4875-8471-18cda6cd400b | TRUE | TRUE | df8fafc5-fb91-41f0-8c02-0d57cce60910 |  | 3134.61 | 2325.6934 | 40 | MidriseApartment |  |  | 2 | MidriseApartment | 4 |  | 4 | NECB2017 | 0.24343 | 9553.837 | 67.2521 | 41.4998 | 24.3441 | 22.3305 | 264.2662 | 108.8397 | VANCOUVER | BRITISH COLUMBIA | 1.3517 | 0 | 0 | 1.3517 | 13.4977 | 0 | 0 | 13.4977 | 0 | 0.059979 | 0 | 0 | 0.47695 | 0.068394 | 0.019454 | 0.051384 | 0.06121 | 0.041568 | 0 | 0.00084859 | 0.47695 | 0.17411 | 49.5912 | 0 | Electricity | 40 | 0.757 | [5 empty] | 0.193 | 0.315 | 2.1 | 2.1 | 2 | Vancouver Intl AP | CAN | 42 | 2797 | 49.195 | -123.184 | 4 | 2800 | BC | CAN_BC_Vancouver.Intl.AP.718920_CWEC2016.epw | 0 | 1.4932 | 0.011466 | 545.77 | 0 | 130.2314 | 7.8118 | 0.059984 | 2855.21 | 0.1 | 2021-03-27 18:30:27 +0000 | f477b7f5 | 0.2.11 | :adv_dx_units: NECB_Default :analysis_id: 3160af0a-7f39-4875-8471-18cda6cd400b :analysis_name: baseline_2021_03_27 :boiler_eff: NECB_Default :btap_batch_version: 1.0.002 :building_type: MidriseApartment :compute_environment: aws_batch :datapoint_id: df8fafc5-fb91-41f0-8c02-0d57cce60910 :daylighting_type: NECB_Default :dcv_type: NECB_Default :door_construction_cond: NECB_Default :ecm_system_name: NECB_Default :enable_costing: true :epw_file: CAN_BC_Vancouver.Intl.AP.718920_CWEC2016.epw :erv_package: NECB_Default :ext_floor_cond: NECB_Default :ext_roof_cond: NECB_Default :ext_wall_cond: NECB_Default :fdwr_set: NECB_Default :fixed_wind_solar_trans: NECB_Default :fixed_window_cond: NECB_Default :furnace_eff: NECB_Default :glass_door_cond: NECB_Default :glass_door_solar_trans: NECB_Default :ground_floor_cond: NECB_Default :ground_roof_cond: NECB_Default :ground_wall_cond: NECB_Default :lights_scale: NECB_Default :lights_type: NECB_Default :overhead_door_cond: NECB_Default :primary_heating_fuel: Electricity :pv_ground_azimuth_angle: NECB_Default :pv_ground_module_description: NECB_Default :pv_ground_tilt_angle: NECB_Default :pv_ground_total_area_pv_panels_m2: NECB_Default :pv_ground_type: NECB_Default :rotation_degrees: NECB_Default :run_annual_simulation: true :s3_bucket: '834599497928' :scale_x: NECB_Default :scale_y: NECB_Default :scale_z: NECB_Default :shw_eff: NECB_Default :skylight_cond: NECB_Default :skylight_solar_trans: NECB_Default :srr_set: NECB_Default :template: NECB2017 | 0 | TRUE | 553.5448 |  | https://s3.console.aws.amazon.com/s3/buckets/834599497928?region=ca-central-1&prefix=osdev/baseline_2021_03_27/3160af0a-7f39-4875-8471-18cda6cd400b/output/df8fafc5-fb91-41f0-8c02-0d57cce60910/ | 1.0.002 | 0 | 0 |  | 0 | 0 | tier_1 | 0
117 |  |  | NECB_Default | NECB_Default | NECB_Default | NECB_Default | NECB_Default | NECB_Default | NECB_Default | NECB_Default | LowriseApartment | NECB2017 | CAN_NS_Halifax.Dockyard.713280_CWEC2016.epw | Electricity | NECB_Default | NECB_Default | NECB_Default | NECB_Default | NECB_Default | NECB_Default | NECB_Default | NECB_Default | NECB_Default | NECB_Default | NECB_Default | NECB_Default | NECB_Default | NECB_Default | NECB_Default | NECB_Default | NECB_Default | NECB_Default | NECB_Default | NECB_Default | NECB_Default | NECB_Default | NECB_Default | NECB_Default | NECB_Default | NECB_Default | NECB_Default | aws_batch | 834599497928 | [5 empty] | baseline_2021_03_27 | 3160af0a-7f39-4875-8471-18cda6cd400b | TRUE | TRUE | f957c835-8077-484a-932e-131effe2a173 |  | 1763.22 | 1532.4718 | 40 | LowriseApartment |  |  | 2 | LowriseApartment | 3 | 3 | 3 | NECB2017 | 0.28516 | 5374.0333 | 79.1153 | 46.059 | 25.1263 | 31.6314 | 317.0499 | 135.1179 | HALIFAX | NOVA SCOTIA | 105.9574 | 0 | 0 | 105.9574 | 20.7802 | 0 | 0 | 20.7802 | 0 | 0.063741 | 0 | 0 | 0.52251 | 0.07758 | 0.025771 | 0.070315 | 0.059998 | 0.044084 | 0 | 0.00037999 | 0.52251 | 0.18064 | 61.7502 | 0 | Electricity | 40 | 0.757 | [5 empty] | 0.156 | 0.247 | 1.9 | 1.9 | 2 | Halifax Dockyard | CAN | 112 | 3647 | 44.655 | -63.577 | 6 | 4000 | NS | CAN_NS_Halifax.Dockyard.713280_CWEC2016.epw | 0 | 0.87144 | 0.010971 | 318.51 | 0 | 79.4319 | 4.3294 | 0.054504 | 1582.38 | 0.1 | 2021-03-27 18:30:31 +0000 | f477b7f5 | 0.2.11 | :adv_dx_units: NECB_Default :analysis_id: 3160af0a-7f39-4875-8471-18cda6cd400b :analysis_name: baseline_2021_03_27 :boiler_eff: NECB_Default :btap_batch_version: 1.0.002 :building_type: LowriseApartment :compute_environment: aws_batch :datapoint_id: f957c835-8077-484a-932e-131effe2a173 :daylighting_type: NECB_Default :dcv_type: NECB_Default :door_construction_cond: NECB_Default :ecm_system_name: NECB_Default :enable_costing: true :epw_file: CAN_NS_Halifax.Dockyard.713280_CWEC2016.epw :erv_package: NECB_Default :ext_floor_cond: NECB_Default :ext_roof_cond: NECB_Default :ext_wall_cond: NECB_Default :fdwr_set: NECB_Default :fixed_wind_solar_trans: NECB_Default :fixed_window_cond: NECB_Default :furnace_eff: NECB_Default :glass_door_cond: NECB_Default :glass_door_solar_trans: NECB_Default :ground_floor_cond: NECB_Default :ground_roof_cond: NECB_Default :ground_wall_cond: NECB_Default :lights_scale: NECB_Default :lights_type: NECB_Default :overhead_door_cond: NECB_Default :primary_heating_fuel: Electricity :pv_ground_azimuth_angle: NECB_Default :pv_ground_module_description: NECB_Default :pv_ground_tilt_angle: NECB_Default :pv_ground_total_area_pv_panels_m2: NECB_Default :pv_ground_type: NECB_Default :rotation_degrees: NECB_Default :run_annual_simulation: true :s3_bucket: '834599497928' :scale_x: NECB_Default :scale_y: NECB_Default :scale_z: NECB_Default :shw_eff: NECB_Default :skylight_cond: NECB_Default :skylight_solar_trans: NECB_Default :srr_set: NECB_Default :template: NECB2017 | 0 | TRUE | 555.9634 |  | https://s3.console.aws.amazon.com/s3/buckets/834599497928?region=ca-central-1&prefix=osdev/baseline_2021_03_27/3160af0a-7f39-4875-8471-18cda6cd400b/output/f957c835-8077-484a-932e-131effe2a173/ | 1.0.002
118 |  |  | NECB_Default | NECB_Default | NECB_Default | NECB_Default | NECB_Default | NECB_Default | NECB_Default | NECB_Default | PrimarySchool | NECB2017 | CAN_QC_Montreal-Trudeau.Intl.AP.716270_CWEC2016.epw | NaturalGas | NECB_Default | NECB_Default | NECB_Default | NECB_Default | NECB_Default | NECB_Default | NECB_Default | NECB_Default | NECB_Default | NECB_Default | NECB_Default | NECB_Default | NECB_Default | NECB_Default | NECB_Default | NECB_Default | NECB_Default | NECB_Default | NECB_Default | NECB_Default | NECB_Default | NECB_Default | NECB_Default | NECB_Default | NECB_Default | NECB_Default | NECB_Default | aws_batch | 834599497928 | [5 empty] | baseline_2021_03_27 | 3160af0a-7f39-4875-8471-18cda6cd400b | TRUE | TRUE | c6854736-bf4e-4cce-8867-74093d721564 |  | 6871 | 9383 | 37.3 | PrimarySchool |  |  | 2 | PrimarySchool | 1 |  | 1 | NECB2017 | 0.3414 | 27484 | 212.8007 | 25.4006 | 62.0482 | 3.6184 | 496.9465 | 193.0785 | MONTREAL | QUEBEC | 0.11647 | 17.621 | 0 | 17.7375 | 7.4176 | 4.6157 | 0 | 12.0333 | 0 | 0.045611 | 0 | 0 | 0.2997 | 0.091757 | 0.012412 | 0.26781 | 0.04265 | 0.10469 | 0.3567 | 0.0025833 | 0.6564 | 0.088891 | 47.7287 | 158.8051 | Natural Gas | 37.3 | 0.757 | [5 empty] | 0.156 | 0.247 | 1.9 | 1.9 | 2 | Montreal-Trudeau Intl AP | CAN | 323 | 4090 | 45.471 | -73.741 | 6 | 4400 | QC | CAN_QC_Montreal-Trudeau.Intl.AP.716270_CWEC2016.epw | 0 | 0 | 0 | 0 | 610.77 | 1805.4702 | 6.4358 | 0.0035646 | 2352.28 | 0.1 | 2021-03-27 18:31:31 +0000 | f477b7f5 | 0.2.11 | :adv_dx_units: NECB_Default :analysis_id: 3160af0a-7f39-4875-8471-18cda6cd400b :analysis_name: baseline_2021_03_27 :boiler_eff: NECB_Default :btap_batch_version: 1.0.002 :building_type: PrimarySchool :compute_environment: aws_batch :datapoint_id: c6854736-bf4e-4cce-8867-74093d721564 :daylighting_type: NECB_Default :dcv_type: NECB_Default :door_construction_cond: NECB_Default :ecm_system_name: NECB_Default :enable_costing: true :epw_file: CAN_QC_Montreal-Trudeau.Intl.AP.716270_CWEC2016.epw :erv_package: NECB_Default :ext_floor_cond: NECB_Default :ext_roof_cond: NECB_Default :ext_wall_cond: NECB_Default :fdwr_set: NECB_Default :fixed_wind_solar_trans: NECB_Default :fixed_window_cond: NECB_Default :furnace_eff: NECB_Default :glass_door_cond: NECB_Default :glass_door_solar_trans: NECB_Default :ground_floor_cond: NECB_Default :ground_roof_cond: NECB_Default :ground_wall_cond: NECB_Default :lights_scale: NECB_Default :lights_type: NECB_Default :overhead_door_cond: NECB_Default :primary_heating_fuel: NaturalGas :pv_ground_azimuth_angle: NECB_Default :pv_ground_module_description: NECB_Default :pv_ground_tilt_angle: NECB_Default :pv_ground_total_area_pv_panels_m2: NECB_Default :pv_ground_type: NECB_Default :rotation_degrees: NECB_Default :run_annual_simulation: true :s3_bucket: '834599497928' :scale_x: NECB_Default :scale_y: NECB_Default :scale_z: NECB_Default :shw_eff: NECB_Default :skylight_cond: NECB_Default :skylight_solar_trans: NECB_Default :srr_set: NECB_Default :template: NECB2017 | 0 | TRUE | 605.9352 |  | https://s3.console.aws.amazon.com/s3/buckets/834599497928?region=ca-central-1&prefix=osdev/baseline_2021_03_27/3160af0a-7f39-4875-8471-18cda6cd400b/output/c6854736-bf4e-4cce-8867-74093d721564/ | 1.0.002 | 0 | 0 |  | 0 | 0 | tier_1 | 0
119 |  |  | NECB_Default | NECB_Default | NECB_Default | NECB_Default | NECB_Default | NECB_Default | NECB_Default | NECB_Default | PrimarySchool | NECB2017 | CAN_NS_Halifax.Dockyard.713280_CWEC2016.epw | NaturalGas | NECB_Default | NECB_Default | NECB_Default | NECB_Default | NECB_Default | NECB_Default | NECB_Default | NECB_Default | NECB_Default | NECB_Default | NECB_Default | NECB_Default | NECB_Default | NECB_Default | NECB_Default | NECB_Default | NECB_Default | NECB_Default | NECB_Default | NECB_Default | NECB_Default | NECB_Default | NECB_Default | NECB_Default | NECB_Default | NECB_Default | NECB_Default | aws_batch | 834599497928 | [5 empty] | baseline_2021_03_27 | 3160af0a-7f39-4875-8471-18cda6cd400b | TRUE | TRUE | ffeed91a-8d64-4de3-bc21-19a315a9e8e1 |  | 6871 | 9383 | 40 | PrimarySchool |  |  | 2 | PrimarySchool | 1 |  | 1 | NECB2017 | 0.3414 | 27484 | 183.0787 | 20.5259 | 60.0205 | 3.459 | 447.3467 | 180.2626 | HALIFAX | NOVA SCOTIA | 56.4612 | 14.5665 | 0 | 71.0277 | 11.0731 | 3.6767 | 0 | 14.7498 | 0 | 0.02428 | 0 | 0 | 0.27843 | 0.093423 | 0.011157 | 0.20498 | 0.04265 | 0.10469 | 0.29273 | 0.0022297 | 0.57116 | 0.087749 | 40.083 | 68.8882 | Natural Gas | 40 | 0.757 | [5 empty] | 0.156 | 0.247 | 1.9 | 1.9 | 2 | Halifax Dockyard | CAN | 112 | 3647 | 44.655 | -63.577 | 6 | 4000 | NS | CAN_NS_Halifax.Dockyard.713280_CWEC2016.epw | 0 | 0 | 0 | 0 | 602.92 | 1805.4702 | 6.4358 | 0.0035646 | 2352.28 | 0.1 | 2021-03-27 18:31:26 +0000 | f477b7f5 | 0.2.11 | :adv_dx_units: NECB_Default :analysis_id: 3160af0a-7f39-4875-8471-18cda6cd400b :analysis_name: baseline_2021_03_27 :boiler_eff: NECB_Default :btap_batch_version: 1.0.002 :building_type: PrimarySchool :compute_environment: aws_batch :datapoint_id: ffeed91a-8d64-4de3-bc21-19a315a9e8e1 :daylighting_type: NECB_Default :dcv_type: NECB_Default :door_construction_cond: NECB_Default :ecm_system_name: NECB_Default :enable_costing: true :epw_file: CAN_NS_Halifax.Dockyard.713280_CWEC2016.epw :erv_package: NECB_Default :ext_floor_cond: NECB_Default :ext_roof_cond: NECB_Default :ext_wall_cond: NECB_Default :fdwr_set: NECB_Default :fixed_wind_solar_trans: NECB_Default :fixed_window_cond: NECB_Default :furnace_eff: NECB_Default :glass_door_cond: NECB_Default :glass_door_solar_trans: NECB_Default :ground_floor_cond: NECB_Default :ground_roof_cond: NECB_Default :ground_wall_cond: NECB_Default :lights_scale: NECB_Default :lights_type: NECB_Default :overhead_door_cond: NECB_Default :primary_heating_fuel: NaturalGas :pv_ground_azimuth_angle: NECB_Default :pv_ground_module_description: NECB_Default :pv_ground_tilt_angle: NECB_Default :pv_ground_total_area_pv_panels_m2: NECB_Default :pv_ground_type: NECB_Default :rotation_degrees: NECB_Default :run_annual_simulation: true :s3_bucket: '834599497928' :scale_x: NECB_Default :scale_y: NECB_Default :scale_z: NECB_Default :shw_eff: NECB_Default :skylight_cond: NECB_Default :skylight_solar_trans: NECB_Default :srr_set: NECB_Default :template: NECB2017 | 0 | TRUE | 606.5 |  | https://s3.console.aws.amazon.com/s3/buckets/834599497928?region=ca-central-1&prefix=osdev/baseline_2021_03_27/3160af0a-7f39-4875-8471-18cda6cd400b/output/ffeed91a-8d64-4de3-bc21-19a315a9e8e1/ | 1.0.002 | 0 | 0 |  | 0 | 0 | tier_1 | 0
120 |  |  | NECB_Default | NECB_Default | NECB_Default | NECB_Default | NECB_Default | NECB_Default | NECB_Default | NECB_Default | LargeOffice | NECB2017 | CAN_BC_Vancouver.Intl.AP.718920_CWEC2016.epw | NaturalGas | NECB_Default | NECB_Default | NECB_Default | NECB_Default | NECB_Default | NECB_Default | NECB_Default | NECB_Default | NECB_Default | NECB_Default | NECB_Default | NECB_Default | NECB_Default | NECB_Default | NECB_Default | NECB_Default | NECB_Default | NECB_Default | NECB_Default | NECB_Default | NECB_Default | NECB_Default | NECB_Default | NECB_Default | NECB_Default | NECB_Default | NECB_Default | aws_batch | 834599497928 | [5 empty] | baseline_2021_03_27 | 3160af0a-7f39-4875-8471-18cda6cd400b | TRUE | TRUE | 56ad73f0-7e0a-4c40-8615-ab27e12bccf7 |  | 46320.38 | 15152.6411 | 40 | LargeOffice |  |  | 0 | LargeOffice | 12 |  | 13 | NECB2017 | 0.085057 | 178146.0371 | 27.6302 | 35.0323 | 60.2681 | 1.8445 | 234.7864 | 110.0114 | VANCOUVER | BRITISH COLUMBIA | 0.80282 | 4.7523 | 0 | 5.5551 | 8.017 | 1.0661 | 0 | 9.0831 | 0 | 0.016899 | 0 | 0 | 0.28329 | 0.064798 | 0.0012655 | 0.047863 | 0.09479 | 0.08574 | 0.094265 | 0.018646 | 0.37755 | 0.046402 | 32.3097 | 22.8559 | Natural Gas | 40 | 0.757 |  | 0.568 |  |  |  | 0.193 | 0.315 | 2.1 |  | 0 | Vancouver Intl AP | CAN | 42 | 2797 | 49.195 | -123.184 | 4 | 2800 | BC | CAN_BC_Vancouver.Intl.AP.718920_CWEC2016.epw | 0 | 0 | 0 | 0 | 2149.38 | 2318.7204 | 25.4096 | 0.010958 | 9287.2 | 0.1 | 2021-03-27 18:32:05 +0000 | f477b7f5 | 0.2.11 | :adv_dx_units: NECB_Default :analysis_id: 3160af0a-7f39-4875-8471-18cda6cd400b :analysis_name: baseline_2021_03_27 :boiler_eff: NECB_Default :btap_batch_version: 1.0.002 :building_type: LargeOffice :compute_environment: aws_batch :datapoint_id: 56ad73f0-7e0a-4c40-8615-ab27e12bccf7 :daylighting_type: NECB_Default :dcv_type: NECB_Default :door_construction_cond: NECB_Default :ecm_system_name: NECB_Default :enable_costing: true :epw_file: CAN_BC_Vancouver.Intl.AP.718920_CWEC2016.epw :erv_package: NECB_Default :ext_floor_cond: NECB_Default :ext_roof_cond: NECB_Default :ext_wall_cond: NECB_Default :fdwr_set: NECB_Default :fixed_wind_solar_trans: NECB_Default :fixed_window_cond: NECB_Default :furnace_eff: NECB_Default :glass_door_cond: NECB_Default :glass_door_solar_trans: NECB_Default :ground_floor_cond: NECB_Default :ground_roof_cond: NECB_Default :ground_wall_cond: NECB_Default :lights_scale: NECB_Default :lights_type: NECB_Default :overhead_door_cond: NECB_Default :primary_heating_fuel: NaturalGas :pv_ground_azimuth_angle: NECB_Default :pv_ground_module_description: NECB_Default :pv_ground_tilt_angle: NECB_Default :pv_ground_total_area_pv_panels_m2: NECB_Default :pv_ground_type: NECB_Default :rotation_degrees: NECB_Default :run_annual_simulation: true :s3_bucket: '834599497928' :scale_x: NECB_Default :scale_y: NECB_Default :scale_z: NECB_Default :shw_eff: NECB_Default :skylight_cond: NECB_Default :skylight_solar_trans: NECB_Default :srr_set: NECB_Default :template: NECB2017 | 0.0011464 | TRUE | 605.932 |  | https://s3.console.aws.amazon.com/s3/buckets/834599497928?region=ca-central-1&prefix=osdev/baseline_2021_03_27/3160af0a-7f39-4875-8471-18cda6cd400b/output/56ad73f0-7e0a-4c40-8615-ab27e12bccf7/ | 1.0.002 | 0 | 0 |  | 0 | 0 | tier_1 | 0
121 |  |  | NECB_Default | NECB_Default | NECB_Default | NECB_Default | NECB_Default | NECB_Default | NECB_Default | NECB_Default | PrimarySchool | NECB2017 | CAN_AB_Edmonton.Intl.AP.711230_CWEC2016.epw | NaturalGas | NECB_Default | NECB_Default | NECB_Default | NECB_Default | NECB_Default | NECB_Default | NECB_Default | NECB_Default | NECB_Default | NECB_Default | NECB_Default | NECB_Default | NECB_Default | NECB_Default | NECB_Default | NECB_Default | NECB_Default | NECB_Default | NECB_Default | NECB_Default | NECB_Default | NECB_Default | NECB_Default | NECB_Default | NECB_Default | NECB_Default | NECB_Default | aws_batch | 834599497928 | [5 empty] | baseline_2021_03_27 | 3160af0a-7f39-4875-8471-18cda6cd400b | TRUE | TRUE | 62167b1f-6bc7-4c23-831b-902b5b7dfac2 |  | 6871 | 9383 | 32.5 | PrimarySchool |  |  | 2 | PrimarySchool | 1 |  | 1 | NECB2017 | 0.3414 | 27484 | 212.0008 | 24.6682 | 67.2027 | 3.6412 | 497.6261 | 190.1132 | EDMONTON | ALBERTA | 61.1572 | 20.5336 | 0 | 81.6907 | 5.7964 | 1.4649 | 0 | 7.2613 | 0 | 0.021837 | 0 | 0 | 0.27867 | 0.094734 | 0.01179 | 0.30965 | 0.04265 | 0.10469 | 0.40691 | 0.0029748 | 0.68559 | 0.097259 | 40.0192 | 141.8282 | Natural Gas | 32.5 | 0.757 | [5 empty] | 0.138 | 0.21 | 1.9 | 1.9 | 2 | Edmonton Intl AP | CAN | 23 | 5588 | 53.31 | -113.579 | 7a | 5120 | AB | CAN_AB_Edmonton.Intl.AP.711230_CWEC2016.epw | 0 | 0 | 0 | 0 | 668.27 | 1805.4702 | 6.4358 | 0.0035646 | 2352.28 | 0.1 | 2021-03-27 18:31:44 +0000 | f477b7f5 | 0.2.11 | :adv_dx_units: NECB_Default :analysis_id: 3160af0a-7f39-4875-8471-18cda6cd400b :analysis_name: baseline_2021_03_27 :boiler_eff: NECB_Default :btap_batch_version: 1.0.002 :building_type: PrimarySchool :compute_environment: aws_batch :datapoint_id: 62167b1f-6bc7-4c23-831b-902b5b7dfac2 :daylighting_type: NECB_Default :dcv_type: NECB_Default :door_construction_cond: NECB_Default :ecm_system_name: NECB_Default :enable_costing: true :epw_file: CAN_AB_Edmonton.Intl.AP.711230_CWEC2016.epw :erv_package: NECB_Default :ext_floor_cond: NECB_Default :ext_roof_cond: NECB_Default :ext_wall_cond: NECB_Default :fdwr_set: NECB_Default :fixed_wind_solar_trans: NECB_Default :fixed_window_cond: NECB_Default :furnace_eff: NECB_Default :glass_door_cond: NECB_Default :glass_door_solar_trans: NECB_Default :ground_floor_cond: NECB_Default :ground_roof_cond: NECB_Default :ground_wall_cond: NECB_Default :lights_scale: NECB_Default :lights_type: NECB_Default :overhead_door_cond: NECB_Default :primary_heating_fuel: NaturalGas :pv_ground_azimuth_angle: NECB_Default :pv_ground_module_description: NECB_Default :pv_ground_tilt_angle: NECB_Default :pv_ground_total_area_pv_panels_m2: NECB_Default :pv_ground_type: NECB_Default :rotation_degrees: NECB_Default :run_annual_simulation: true :s3_bucket: '834599497928' :scale_x: NECB_Default :scale_y: NECB_Default :scale_z: NECB_Default :shw_eff: NECB_Default :skylight_cond: NECB_Default :skylight_solar_trans: NECB_Default :srr_set: NECB_Default :template: NECB2017 | 0 | TRUE | 606.6857 |  | https://s3.console.aws.amazon.com/s3/buckets/834599497928?region=ca-central-1&prefix=osdev/baseline_2021_03_27/3160af0a-7f39-4875-8471-18cda6cd400b/output/62167b1f-6bc7-4c23-831b-902b5b7dfac2/ | 1.0.002 | 0 | 0 |  | 0 | 0 | tier_1 | 0
122 |  |  | NECB_Default | NECB_Default | NECB_Default | NECB_Default | NECB_Default | NECB_Default | NECB_Default | NECB_Default | PrimarySchool | NECB2017 | CAN_AB_Calgary.Intl.AP.718770_CWEC2016.epw | Electricity | NECB_Default | NECB_Default | NECB_Default | NECB_Default | NECB_Default | NECB_Default | NECB_Default | NECB_Default | NECB_Default | NECB_Default | NECB_Default | NECB_Default | NECB_Default | NECB_Default | NECB_Default | NECB_Default | NECB_Default | NECB_Default | NECB_Default | NECB_Default | NECB_Default | NECB_Default | NECB_Default | NECB_Default | NECB_Default | NECB_Default | NECB_Default | aws_batch | 834599497928 | [5 empty] | baseline_2021_03_27 | 3160af0a-7f39-4875-8471-18cda6cd400b | TRUE | TRUE | ed3d5666-0980-492f-9718-0100a0e519ed |  | 6871 | 9383 | 33.3 | PrimarySchool |  |  | 2 | PrimarySchool | 1 |  | 1 | NECB2017 | 0.3414 | 27484 | 211.8626 | 9.9841 | 66.3667 | 9.3509 | 519.3046 | 221.7402 | CALGARY | ALBERTA | 116.3093 | 0 | 0 | 116.3093 | 11.0237 | 0 | 0 | 11.0237 | 0 | 0.023749 | 0 | 0 | 0.52998 | 0.099722 | 0.010256 | 0.17528 | 0.04265 | 0.10469 | 0 | 0.00030272 | 0.52998 | 0.073342 | 75.2856 | 0 | Electricity | 33.3 | 0.757 | [5 empty] | 0.138 | 0.21 | 1.9 | 1.9 | 2 | Calgary Intl AP | CAN | 64 | 4781 | 51.114 | -114.02 | 7a | 5000 | AB | CAN_AB_Calgary.Intl.AP.718770_CWEC2016.epw | 0 | 1.3787 | 0.00076365 | 503.93 | 0 | 1805.4702 | 6.4358 | 0.0035646 | 2352.28 | 0.1 | 2021-03-27 18:31:09 +0000 | f477b7f5 | 0.2.11 | :adv_dx_units: NECB_Default :analysis_id: 3160af0a-7f39-4875-8471-18cda6cd400b :analysis_name: baseline_2021_03_27 :boiler_eff: NECB_Default :btap_batch_version: 1.0.002 :building_type: PrimarySchool :compute_environment: aws_batch :datapoint_id: ed3d5666-0980-492f-9718-0100a0e519ed :daylighting_type: NECB_Default :dcv_type: NECB_Default :door_construction_cond: NECB_Default :ecm_system_name: NECB_Default :enable_costing: true :epw_file: CAN_AB_Calgary.Intl.AP.718770_CWEC2016.epw :erv_package: NECB_Default :ext_floor_cond: NECB_Default :ext_roof_cond: NECB_Default :ext_wall_cond: NECB_Default :fdwr_set: NECB_Default :fixed_wind_solar_trans: NECB_Default :fixed_window_cond: NECB_Default :furnace_eff: NECB_Default :glass_door_cond: NECB_Default :glass_door_solar_trans: NECB_Default :ground_floor_cond: NECB_Default :ground_roof_cond: NECB_Default :ground_wall_cond: NECB_Default :lights_scale: NECB_Default :lights_type: NECB_Default :overhead_door_cond: NECB_Default :primary_heating_fuel: Electricity :pv_ground_azimuth_angle: NECB_Default :pv_ground_module_description: NECB_Default :pv_ground_tilt_angle: NECB_Default :pv_ground_total_area_pv_panels_m2: NECB_Default :pv_ground_type: NECB_Default :rotation_degrees: NECB_Default :run_annual_simulation: true :s3_bucket: '834599497928' :scale_x: NECB_Default :scale_y: NECB_Default :scale_z: NECB_Default :shw_eff: NECB_Default :skylight_cond: NECB_Default :skylight_solar_trans: NECB_Default :srr_set: NECB_Default :template: NECB2017 | 0 | TRUE | 606.8802 |  | https://s3.console.aws.amazon.com/s3/buckets/834599497928?region=ca-central-1&prefix=osdev/baseline_2021_03_27/3160af0a-7f39-4875-8471-18cda6cd400b/output/ed3d5666-0980-492f-9718-0100a0e519ed/ | 1.0.002 | 0 | 0 |  | 0 | 0 | tier_1 | 0
123 |  |  | NECB_Default | NECB_Default | NECB_Default | NECB_Default | NECB_Default | NECB_Default | NECB_Default | NECB_Default | PrimarySchool | NECB2017 | CAN_YT_Whitehorse.Intl.AP.719640_CWEC2016.epw | NaturalGas | NECB_Default | NECB_Default | NECB_Default | NECB_Default | NECB_Default | NECB_Default | NECB_Default | NECB_Default | NECB_Default | NECB_Default | NECB_Default | NECB_Default | NECB_Default | NECB_Default | NECB_Default | NECB_Default | NECB_Default | NECB_Default | NECB_Default | NECB_Default | NECB_Default | NECB_Default | NECB_Default | NECB_Default | NECB_Default | NECB_Default | NECB_Default | aws_batch | 834599497928 | [5 empty] | baseline_2021_03_27 | 3160af0a-7f39-4875-8471-18cda6cd400b | TRUE | TRUE | 1e73758f-883a-444f-87d9-127b5093f988 |  | 6871 | 9383 | 22.8 | PrimarySchool |  |  | 2 | PrimarySchool | 1 |  | 1 | NECB2017 | 0.3414 | 27484 | 163.5856 | 21.8803 | 59.5635 | 3.3829 | 411.1316 | 162.7193 | WHITEHORSE | YUKON | 3.908 | 24.5677 | 0 | 28.4757 | 8.9498 | 4.478 | 0 | 13.4278 | 0 | 0.0076714 | 0 | 0 | 0.25126 | 0.079984 | 0.0134 | 0.39246 | 0.04265 | 0.10469 | 0.49372 | 0.0028671 | 0.74498 | 0.10126 | 33.8148 | 170.6147 | Natural Gas | 22.8 | 0.757 | [5 empty] | 0.138 | 0.21 | 1.9 | 1.9 | 2 | Whitehorse Intl AP | CAN | 5 | 6491 | 60.709 | -135.069 | 7b | 6580 | YT | CAN_YT_Whitehorse.Intl.AP.719640_CWEC2016.epw | 0 | 0 | 0 | 0 | 695.77 | 1805.4702 | 6.4358 | 0.0035646 | 2352.28 | 0.1 | 2021-03-27 18:31:25 +0000 | f477b7f5 | 0.2.11 | :adv_dx_units: NECB_Default :analysis_id: 3160af0a-7f39-4875-8471-18cda6cd400b :analysis_name: baseline_2021_03_27 :boiler_eff: NECB_Default :btap_batch_version: 1.0.002 :building_type: PrimarySchool :compute_environment: aws_batch :datapoint_id: 1e73758f-883a-444f-87d9-127b5093f988 :daylighting_type: NECB_Default :dcv_type: NECB_Default :door_construction_cond: NECB_Default :ecm_system_name: NECB_Default :enable_costing: true :epw_file: CAN_YT_Whitehorse.Intl.AP.719640_CWEC2016.epw :erv_package: NECB_Default :ext_floor_cond: NECB_Default :ext_roof_cond: NECB_Default :ext_wall_cond: NECB_Default :fdwr_set: NECB_Default :fixed_wind_solar_trans: NECB_Default :fixed_window_cond: NECB_Default :furnace_eff: NECB_Default :glass_door_cond: NECB_Default :glass_door_solar_trans: NECB_Default :ground_floor_cond: NECB_Default :ground_roof_cond: NECB_Default :ground_wall_cond: NECB_Default :lights_scale: NECB_Default :lights_type: NECB_Default :overhead_door_cond: NECB_Default :primary_heating_fuel: NaturalGas :pv_ground_azimuth_angle: NECB_Default :pv_ground_module_description: NECB_Default :pv_ground_tilt_angle: NECB_Default :pv_ground_total_area_pv_panels_m2: NECB_Default :pv_ground_type: NECB_Default :rotation_degrees: NECB_Default :run_annual_simulation: true :s3_bucket: '834599497928' :scale_x: NECB_Default :scale_y: NECB_Default :scale_z: NECB_Default :shw_eff: NECB_Default :skylight_cond: NECB_Default :skylight_solar_trans: NECB_Default :srr_set: NECB_Default :template: NECB2017 | 0 | TRUE | 607.0073 |  | https://s3.console.aws.amazon.com/s3/buckets/834599497928?region=ca-central-1&prefix=osdev/baseline_2021_03_27/3160af0a-7f39-4875-8471-18cda6cd400b/output/1e73758f-883a-444f-87d9-127b5093f988/ | 1.0.002 | 0 | 0 |  | 0 | 0 | tier_1 | 0
124 |  |  | NECB_Default | NECB_Default | NECB_Default | NECB_Default | NECB_Default | NECB_Default | NECB_Default | NECB_Default | LargeOffice | NECB2017 | CAN_ON_Toronto.Pearson.Intl.AP.716240_CWEC2016.epw | Electricity | NECB_Default | NECB_Default | NECB_Default | NECB_Default | NECB_Default | NECB_Default | NECB_Default | NECB_Default | NECB_Default | NECB_Default | NECB_Default | NECB_Default | NECB_Default | NECB_Default | NECB_Default | NECB_Default | NECB_Default | NECB_Default | NECB_Default | NECB_Default | NECB_Default | NECB_Default | NECB_Default | NECB_Default | NECB_Default | NECB_Default | NECB_Default | aws_batch | 834599497928 | [5 empty] | baseline_2021_03_27 | 3160af0a-7f39-4875-8471-18cda6cd400b | TRUE | TRUE | 7a0b9fc6-ec1e-47b9-88c8-17d4bd0f4f5d |  | 46320.38 | 15152.6411 | 40 | LargeOffice |  |  | 0 | LargeOffice | 12 |  | 13 | NECB2017 | 0.085057 | 178146.0371 | 31.5337 | 27.6473 | 66.698 | 3.7634 | 248.7417 | 119.0993 | TORONTO | ONTARIO | 2.0913 | 0 | 0 | 2.0913 | 16.7555 | 0 | 0 | 16.7555 | 0 | 0.026825 | 0 | 0 | 0.37653 | 0.065655 | 0.0056088 | 0.043168 | 0.09479 | 0.08574 | 0 | 0.015173 | 0.37653 | 0.037474 | 46.4851 | 0 | Electricity | 40 | 0.757 |  | 0.379 |  |  |  | 0.156 | 0.278 | 1.9 |  | 0 | Toronto Pearson Intl AP | CAN | 382 | 3615 | 43.677 | -79.631 | 5 | 3890 | ON | CAN_ON_Toronto.Pearson.Intl.AP.716240_CWEC2016.epw | 0 | 4.7492 | 0.0021666 | 1735.83 | 0 | 2192.0411 | 25.4096 | 0.011592 | 9287.2 | 0.1 | 2021-03-27 18:31:12 +0000 | f477b7f5 | 0.2.11 | :adv_dx_units: NECB_Default :analysis_id: 3160af0a-7f39-4875-8471-18cda6cd400b :analysis_name: baseline_2021_03_27 :boiler_eff: NECB_Default :btap_batch_version: 1.0.002 :building_type: LargeOffice :compute_environment: aws_batch :datapoint_id: 7a0b9fc6-ec1e-47b9-88c8-17d4bd0f4f5d :daylighting_type: NECB_Default :dcv_type: NECB_Default :door_construction_cond: NECB_Default :ecm_system_name: NECB_Default :enable_costing: true :epw_file: CAN_ON_Toronto.Pearson.Intl.AP.716240_CWEC2016.epw :erv_package: NECB_Default :ext_floor_cond: NECB_Default :ext_roof_cond: NECB_Default :ext_wall_cond: NECB_Default :fdwr_set: NECB_Default :fixed_wind_solar_trans: NECB_Default :fixed_window_cond: NECB_Default :furnace_eff: NECB_Default :glass_door_cond: NECB_Default :glass_door_solar_trans: NECB_Default :ground_floor_cond: NECB_Default :ground_roof_cond: NECB_Default :ground_wall_cond: NECB_Default :lights_scale: NECB_Default :lights_type: NECB_Default :overhead_door_cond: NECB_Default :primary_heating_fuel: Electricity :pv_ground_azimuth_angle: NECB_Default :pv_ground_module_description: NECB_Default :pv_ground_tilt_angle: NECB_Default :pv_ground_total_area_pv_panels_m2: NECB_Default :pv_ground_type: NECB_Default :rotation_degrees: NECB_Default :run_annual_simulation: true :s3_bucket: '834599497928' :scale_x: NECB_Default :scale_y: NECB_Default :scale_z: NECB_Default :shw_eff: NECB_Default :skylight_cond: NECB_Default :skylight_solar_trans: NECB_Default :srr_set: NECB_Default :template: NECB2017 | 0.0020937 | TRUE | 606.563 |  | https://s3.console.aws.amazon.com/s3/buckets/834599497928?region=ca-central-1&prefix=osdev/baseline_2021_03_27/3160af0a-7f39-4875-8471-18cda6cd400b/output/7a0b9fc6-ec1e-47b9-88c8-17d4bd0f4f5d/ | 1.0.002 | 0 | 0 |  | 0 | 0 | tier_1 | 0
125 |  |  | NECB_Default | NECB_Default | NECB_Default | NECB_Default | NECB_Default | NECB_Default | NECB_Default | NECB_Default | LargeOffice | NECB2017 | CAN_AB_Calgary.Intl.AP.718770_CWEC2016.epw | NaturalGas | NECB_Default | NECB_Default | NECB_Default | NECB_Default | NECB_Default | NECB_Default | NECB_Default | NECB_Default | NECB_Default | NECB_Default | NECB_Default | NECB_Default | NECB_Default | NECB_Default | NECB_Default | NECB_Default | NECB_Default | NECB_Default | NECB_Default | NECB_Default | NECB_Default | NECB_Default | NECB_Default | NECB_Default | NECB_Default | NECB_Default | NECB_Default | aws_batch | 834599497928 | [5 empty] | baseline_2021_03_27 | 3160af0a-7f39-4875-8471-18cda6cd400b | TRUE | TRUE | 61f75f49-47f2-492a-8a49-5283d006eaf2 |  | 46320.38 | 15152.6411 | 33.3 | LargeOffice |  |  | 0 | LargeOffice | 12 |  | 13 | NECB2017 | 0.085057 | 178146.0371 | 29.369 | 35.7612 | 66.3667 | 1.8782 | 257.0721 | 123.697 | CALGARY | ALBERTA | 62.7271 | 5.3677 | 0 | 68.0947 | 5.9452 | 0.38294 | 0 | 6.3282 | 0 | 0.014373 | 0 | 0 | 0.28583 | 0.07074 | 0.002199 | 0.054382 | 0.09479 | 0.08574 | 0.10637 | 0.01709 | 0.3922 | 0.051989 | 32.2028 | 36.906 | Natural Gas | 33.3 | 0.757 |  | 0.284 |  |  |  | 0.138 | 0.21 | 1.9 |  | 0 | Calgary Intl AP | CAN | 64 | 4781 | 51.114 | -114.02 | 7a | 5000 | AB | CAN_AB_Calgary.Intl.AP.718770_CWEC2016.epw | 0 | 0 | 0 | 0 | 2408.13 | 2192.0411 | 25.4096 | 0.011592 | 9287.2 | 0.1 | 2021-03-27 18:31:32 +0000 | f477b7f5 | 0.2.11 | :adv_dx_units: NECB_Default :analysis_id: 3160af0a-7f39-4875-8471-18cda6cd400b :analysis_name: baseline_2021_03_27 :boiler_eff: NECB_Default :btap_batch_version: 1.0.002 :building_type: LargeOffice :compute_environment: aws_batch :datapoint_id: 61f75f49-47f2-492a-8a49-5283d006eaf2 :daylighting_type: NECB_Default :dcv_type: NECB_Default :door_construction_cond: NECB_Default :ecm_system_name: NECB_Default :enable_costing: true :epw_file: CAN_AB_Calgary.Intl.AP.718770_CWEC2016.epw :erv_package: NECB_Default :ext_floor_cond: NECB_Default :ext_roof_cond: NECB_Default :ext_wall_cond: NECB_Default :fdwr_set: NECB_Default :fixed_wind_solar_trans: NECB_Default :fixed_window_cond: NECB_Default :furnace_eff: NECB_Default :glass_door_cond: NECB_Default :glass_door_solar_trans: NECB_Default :ground_floor_cond: NECB_Default :ground_roof_cond: NECB_Default :ground_wall_cond: NECB_Default :lights_scale: NECB_Default :lights_type: NECB_Default :overhead_door_cond: NECB_Default :primary_heating_fuel: NaturalGas :pv_ground_azimuth_angle: NECB_Default :pv_ground_module_description: NECB_Default :pv_ground_tilt_angle: NECB_Default :pv_ground_total_area_pv_panels_m2: NECB_Default :pv_ground_type: NECB_Default :rotation_degrees: NECB_Default :run_annual_simulation: true :s3_bucket: '834599497928' :scale_x: NECB_Default :scale_y: NECB_Default :scale_z: NECB_Default :shw_eff: NECB_Default :skylight_cond: NECB_Default :skylight_solar_trans: NECB_Default :srr_set: NECB_Default :template: NECB2017 | 0.00089485 | TRUE | 607.0428 |  | https://s3.console.aws.amazon.com/s3/buckets/834599497928?region=ca-central-1&prefix=osdev/baseline_2021_03_27/3160af0a-7f39-4875-8471-18cda6cd400b/output/61f75f49-47f2-492a-8a49-5283d006eaf2/ | 1.0.002 | 0 | 0 |  | 0 | 0 | tier_1 | 0
126 |  |  | NECB_Default | NECB_Default | NECB_Default | NECB_Default | NECB_Default | NECB_Default | NECB_Default | NECB_Default | LargeOffice | NECB2017 | CAN_AB_Edmonton.Intl.AP.711230_CWEC2016.epw | NaturalGas | NECB_Default | NECB_Default | NECB_Default | NECB_Default | NECB_Default | NECB_Default | NECB_Default | NECB_Default | NECB_Default | NECB_Default | NECB_Default | NECB_Default | NECB_Default | NECB_Default | NECB_Default | NECB_Default | NECB_Default | NECB_Default | NECB_Default | NECB_Default | NECB_Default | NECB_Default | NECB_Default | NECB_Default | NECB_Default | NECB_Default | NECB_Default | aws_batch | 834599497928 | [5 empty] | baseline_2021_03_27 | 3160af0a-7f39-4875-8471-18cda6cd400b | TRUE | TRUE | a19610eb-8054-4b40-afd1-db41aac276de |  | 46320.38 | 15152.6411 | 32.5 | LargeOffice |  |  | 0 | LargeOffice | 12 |  | 13 | NECB2017 | 0.085057 | 178146.0371 | 29.2773 | 36.2453 | 67.2027 | 1.8774 | 257.6533 | 123.0506 | EDMONTON | ALBERTA | 61.7394 | 5.9693 | 0 | 67.7087 | 5.8516 | 0.42586 | 0 | 6.2775 | 0 | 0.013243 | 0 | 0 | 0.28133 | 0.065705 | 0.0037163 | 0.064214 | 0.09479 | 0.08574 | 0.11829 | 0.017273 | 0.39962 | 0.05408 | 32.2142 | 38.7924 | Natural Gas | 32.5 | 0.757 |  | 0.284 |  |  |  | 0.138 | 0.21 | 1.9 |  | 0 | Edmonton Intl AP | CAN | 23 | 5588 | 53.31 | -113.579 | 7a | 5120 | AB | CAN_AB_Edmonton.Intl.AP.711230_CWEC2016.epw | 0 | 0 | 0 | 0 | 2505 | 2192.0411 | 25.4096 | 0.011592 | 9287.2 | 0.1 | 2021-03-27 18:32:01 +0000 | f477b7f5 | 0.2.11 | :adv_dx_units: NECB_Default :analysis_id: 3160af0a-7f39-4875-8471-18cda6cd400b :analysis_name: baseline_2021_03_27 :boiler_eff: NECB_Default :btap_batch_version: 1.0.002 :building_type: LargeOffice :compute_environment: aws_batch :datapoint_id: a19610eb-8054-4b40-afd1-db41aac276de :daylighting_type: NECB_Default :dcv_type: NECB_Default :door_construction_cond: NECB_Default :ecm_system_name: NECB_Default :enable_costing: true :epw_file: CAN_AB_Edmonton.Intl.AP.711230_CWEC2016.epw :erv_package: NECB_Default :ext_floor_cond: NECB_Default :ext_roof_cond: NECB_Default :ext_wall_cond: NECB_Default :fdwr_set: NECB_Default :fixed_wind_solar_trans: NECB_Default :fixed_window_cond: NECB_Default :furnace_eff: NECB_Default :glass_door_cond: NECB_Default :glass_door_solar_trans: NECB_Default :ground_floor_cond: NECB_Default :ground_roof_cond: NECB_Default :ground_wall_cond: NECB_Default :lights_scale: NECB_Default :lights_type: NECB_Default :overhead_door_cond: NECB_Default :primary_heating_fuel: NaturalGas :pv_ground_azimuth_angle: NECB_Default :pv_ground_module_description: NECB_Default :pv_ground_tilt_angle: NECB_Default :pv_ground_total_area_pv_panels_m2: NECB_Default :pv_ground_type: NECB_Default :rotation_degrees: NECB_Default :run_annual_simulation: true :s3_bucket: '834599497928' :scale_x: NECB_Default :scale_y: NECB_Default :scale_z: NECB_Default :shw_eff: NECB_Default :skylight_cond: NECB_Default :skylight_solar_trans: NECB_Default :srr_set: NECB_Default :template: NECB2017 | 0.00085923 | TRUE | 607.7469 |  | https://s3.console.aws.amazon.com/s3/buckets/834599497928?region=ca-central-1&prefix=osdev/baseline_2021_03_27/3160af0a-7f39-4875-8471-18cda6cd400b/output/a19610eb-8054-4b40-afd1-db41aac276de/ | 1.0.002 | 0 | 0 |  | 0 | 0 | tier_1 | 0
127 |  |  | NECB_Default | NECB_Default | NECB_Default | NECB_Default | NECB_Default | NECB_Default | NECB_Default | NECB_Default | LowriseApartment | NECB2017 | CAN_BC_Vancouver.Intl.AP.718920_CWEC2016.epw | NaturalGas | NECB_Default | NECB_Default | NECB_Default | NECB_Default | NECB_Default | NECB_Default | NECB_Default | NECB_Default | NECB_Default | NECB_Default | NECB_Default | NECB_Default | NECB_Default | NECB_Default | NECB_Default | NECB_Default | NECB_Default | NECB_Default | NECB_Default | NECB_Default | NECB_Default | NECB_Default | NECB_Default | NECB_Default | NECB_Default | NECB_Default | NECB_Default | aws_batch | 834599497928 | [5 empty] | baseline_2021_03_27 | 3160af0a-7f39-4875-8471-18cda6cd400b | TRUE | TRUE | bdb8a0ca-bd72-4143-9e67-073c328c45cd |  | 1763.22 | 1532.4718 | 40 | LowriseApartment |  |  | 2 | LowriseApartment | 3 | 3 | 3 | NECB2017 | 0.28516 | 5374.0333 | 84.3285 | 77.5951 | 25.2454 | 8.4088 | 360.9466 | 165.3687 | VANCOUVER | BRITISH COLUMBIA | 0.7806 | 14.564 | 0 | 15.3446 | 7.7951 | 3.2673 | 0 | 11.0624 | 0 | 0.064348 | 0 | 0 | 0.27544 | 0.078487 | 0.02289 | 0.064445 | 0.059998 | 0.044084 | 0.28889 | 0.0056374 | 0.56433 | 0.22444 | 23.1354 | 44.7492 | Natural Gas | 40 | 0.757 | [5 empty] | 0.193 | 0.315 | 2.1 | 2.1 | 2 | Vancouver Intl AP | CAN | 42 | 2797 | 49.195 | -123.184 | 4 | 2800 | BC | CAN_BC_Vancouver.Intl.AP.718920_CWEC2016.epw | 0 | 0 | 0 | 0 | 395.74 | 79.4319 | 4.3294 | 0.054504 | 1582.38 | 0.1 | 2021-03-27 18:31:15 +0000 | f477b7f5 | 0.2.11 | :adv_dx_units: NECB_Default :analysis_id: 3160af0a-7f39-4875-8471-18cda6cd400b :analysis_name: baseline_2021_03_27 :boiler_eff: NECB_Default :btap_batch_version: 1.0.002 :building_type: LowriseApartment :compute_environment: aws_batch :datapoint_id: bdb8a0ca-bd72-4143-9e67-073c328c45cd :daylighting_type: NECB_Default :dcv_type: NECB_Default :door_construction_cond: NECB_Default :ecm_system_name: NECB_Default :enable_costing: true :epw_file: CAN_BC_Vancouver.Intl.AP.718920_CWEC2016.epw :erv_package: NECB_Default :ext_floor_cond: NECB_Default :ext_roof_cond: NECB_Default :ext_wall_cond: NECB_Default :fdwr_set: NECB_Default :fixed_wind_solar_trans: NECB_Default :fixed_window_cond: NECB_Default :furnace_eff: NECB_Default :glass_door_cond: NECB_Default :glass_door_solar_trans: NECB_Default :ground_floor_cond: NECB_Default :ground_roof_cond: NECB_Default :ground_wall_cond: NECB_Default :lights_scale: NECB_Default :lights_type: NECB_Default :overhead_door_cond: NECB_Default :primary_heating_fuel: NaturalGas :pv_ground_azimuth_angle: NECB_Default :pv_ground_module_description: NECB_Default :pv_ground_tilt_angle: NECB_Default :pv_ground_total_area_pv_panels_m2: NECB_Default :pv_ground_type: NECB_Default :rotation_degrees: NECB_Default :run_annual_simulation: true :s3_bucket: '834599497928' :scale_x: NECB_Default :scale_y: NECB_Default :scale_z: NECB_Default :shw_eff: NECB_Default :skylight_cond: NECB_Default :skylight_solar_trans: NECB_Default :srr_set: NECB_Default :template: NECB2017 | 0 | TRUE | 605.7252 |  | https://s3.console.aws.amazon.com/s3/buckets/834599497928?region=ca-central-1&prefix=osdev/baseline_2021_03_27/3160af0a-7f39-4875-8471-18cda6cd400b/output/bdb8a0ca-bd72-4143-9e67-073c328c45cd/ | 1.0.002
128 |  |  | NECB_Default | NECB_Default | NECB_Default | NECB_Default | NECB_Default | NECB_Default | NECB_Default | NECB_Default | LowriseApartment | NECB2017 | CAN_AB_Calgary.Intl.AP.718770_CWEC2016.epw | NaturalGas | NECB_Default | NECB_Default | NECB_Default | NECB_Default | NECB_Default | NECB_Default | NECB_Default | NECB_Default | NECB_Default | NECB_Default | NECB_Default | NECB_Default | NECB_Default | NECB_Default | NECB_Default | NECB_Default | NECB_Default | NECB_Default | NECB_Default | NECB_Default | NECB_Default | NECB_Default | NECB_Default | NECB_Default | NECB_Default | NECB_Default | NECB_Default | aws_batch | 834599497928 | [5 empty] | baseline_2021_03_27 | 3160af0a-7f39-4875-8471-18cda6cd400b | TRUE | TRUE | 1a289e9c-ee80-4ec4-bf71-ae3163169192 |  | 1763.22 | 1532.4718 | 33.3 | LowriseApartment |  |  | 2 | LowriseApartment | 3 | 3 | 3 | NECB2017 | 0.28516 | 5374.0333 | 90.875 | 88.7614 | 27.8894 | 8.5633 | 389.0048 | 172.9156 | CALGARY | ALBERTA | 62.3814 | 17.6654 | 0 | 80.0468 | 5.9125 | 1.2603 | 0 | 7.1727 | 0 | 0.062267 | 0 | 0 | 0.28425 | 0.084221 | 0.025771 | 0.101 | 0.059998 | 0.044084 | 0.35008 | 0.0079117 | 0.63433 | 0.24907 | 24.7654 | 60.1027 | Natural Gas | 33.3 | 0.757 | [5 empty] | 0.138 | 0.21 | 1.9 | 1.9 | 2 | Calgary Intl AP | CAN | 64 | 4781 | 51.114 | -114.02 | 7a | 5000 | AB | CAN_AB_Calgary.Intl.AP.718770_CWEC2016.epw | 0 | 0 | 0 | 0 | 439.17 | 79.4319 | 4.3294 | 0.054504 | 1582.38 | 0.1 | 2021-03-27 18:31:14 +0000 | f477b7f5 | 0.2.11 | :adv_dx_units: NECB_Default :analysis_id: 3160af0a-7f39-4875-8471-18cda6cd400b :analysis_name: baseline_2021_03_27 :boiler_eff: NECB_Default :btap_batch_version: 1.0.002 :building_type: LowriseApartment :compute_environment: aws_batch :datapoint_id: 1a289e9c-ee80-4ec4-bf71-ae3163169192 :daylighting_type: NECB_Default :dcv_type: NECB_Default :door_construction_cond: NECB_Default :ecm_system_name: NECB_Default :enable_costing: true :epw_file: CAN_AB_Calgary.Intl.AP.718770_CWEC2016.epw :erv_package: NECB_Default :ext_floor_cond: NECB_Default :ext_roof_cond: NECB_Default :ext_wall_cond: NECB_Default :fdwr_set: NECB_Default :fixed_wind_solar_trans: NECB_Default :fixed_window_cond: NECB_Default :furnace_eff: NECB_Default :glass_door_cond: NECB_Default :glass_door_solar_trans: NECB_Default :ground_floor_cond: NECB_Default :ground_roof_cond: NECB_Default :ground_wall_cond: NECB_Default :lights_scale: NECB_Default :lights_type: NECB_Default :overhead_door_cond: NECB_Default :primary_heating_fuel: NaturalGas :pv_ground_azimuth_angle: NECB_Default :pv_ground_module_description: NECB_Default :pv_ground_tilt_angle: NECB_Default :pv_ground_total_area_pv_panels_m2: NECB_Default :pv_ground_type: NECB_Default :rotation_degrees: NECB_Default :run_annual_simulation: true :s3_bucket: '834599497928' :scale_x: NECB_Default :scale_y: NECB_Default :scale_z: NECB_Default :shw_eff: NECB_Default :skylight_cond: NECB_Default :skylight_solar_trans: NECB_Default :srr_set: NECB_Default :template: NECB2017 | 0 | TRUE | 607.4789 |  | https://s3.console.aws.amazon.com/s3/buckets/834599497928?region=ca-central-1&prefix=osdev/baseline_2021_03_27/3160af0a-7f39-4875-8471-18cda6cd400b/output/1a289e9c-ee80-4ec4-bf71-ae3163169192/ | 1.0.002
129 |  |  | NECB_Default | NECB_Default | NECB_Default | NECB_Default | NECB_Default | NECB_Default | NECB_Default | NECB_Default | LowriseApartment | NECB2017 | CAN_YT_Whitehorse.Intl.AP.719640_CWEC2016.epw | NaturalGas | NECB_Default | NECB_Default | NECB_Default | NECB_Default | NECB_Default | NECB_Default | NECB_Default | NECB_Default | NECB_Default | NECB_Default | NECB_Default | NECB_Default | NECB_Default | NECB_Default | NECB_Default | NECB_Default | NECB_Default | NECB_Default | NECB_Default | NECB_Default | NECB_Default | NECB_Default | NECB_Default | NECB_Default | NECB_Default | NECB_Default | NECB_Default | aws_batch | 834599497928 | [5 empty] | baseline_2021_03_27 | 3160af0a-7f39-4875-8471-18cda6cd400b | TRUE | TRUE | 4750e246-7511-4772-be0b-3bede09a5bb6 |  | 1763.22 | 1532.4718 | 22.8 | LowriseApartment |  |  | 2 | LowriseApartment | 3 | 3 | 3 | NECB2017 | 0.28516 | 5374.0333 | 73.5725 | 76.1518 | 24.7665 | 8.1828 | 342.2008 | 159.5272 | WHITEHORSE | YUKON | 3.8867 | 22.6803 | 0 | 26.567 | 8.9011 | 4.134 | 0 | 13.0351 | 0 | 0.03476 | 0 | 0 | 0.24989 | 0.076167 | 0.025771 | 0.18552 | 0.059998 | 0.044084 | 0.45579 | 0.0091083 | 0.70568 | 0.27027 | 22.1698 | 80.3436 | Natural Gas | 22.8 | 0.757 | [5 empty] | 0.138 | 0.21 | 1.9 | 1.9 | 2 | Whitehorse Intl AP | CAN | 5 | 6491 | 60.709 | -135.069 | 7b | 6580 | YT | CAN_YT_Whitehorse.Intl.AP.719640_CWEC2016.epw | 0 | 0 | 0 | 0 | 476.55 | 79.4319 | 4.3294 | 0.054504 | 1582.38 | 0.1 | 2021-03-27 18:31:07 +0000 | f477b7f5 | 0.2.11 | :adv_dx_units: NECB_Default :analysis_id: 3160af0a-7f39-4875-8471-18cda6cd400b :analysis_name: baseline_2021_03_27 :boiler_eff: NECB_Default :btap_batch_version: 1.0.002 :building_type: LowriseApartment :compute_environment: aws_batch :datapoint_id: 4750e246-7511-4772-be0b-3bede09a5bb6 :daylighting_type: NECB_Default :dcv_type: NECB_Default :door_construction_cond: NECB_Default :ecm_system_name: NECB_Default :enable_costing: true :epw_file: CAN_YT_Whitehorse.Intl.AP.719640_CWEC2016.epw :erv_package: NECB_Default :ext_floor_cond: NECB_Default :ext_roof_cond: NECB_Default :ext_wall_cond: NECB_Default :fdwr_set: NECB_Default :fixed_wind_solar_trans: NECB_Default :fixed_window_cond: NECB_Default :furnace_eff: NECB_Default :glass_door_cond: NECB_Default :glass_door_solar_trans: NECB_Default :ground_floor_cond: NECB_Default :ground_roof_cond: NECB_Default :ground_wall_cond: NECB_Default :lights_scale: NECB_Default :lights_type: NECB_Default :overhead_door_cond: NECB_Default :primary_heating_fuel: NaturalGas :pv_ground_azimuth_angle: NECB_Default :pv_ground_module_description: NECB_Default :pv_ground_tilt_angle: NECB_Default :pv_ground_total_area_pv_panels_m2: NECB_Default :pv_ground_type: NECB_Default :rotation_degrees: NECB_Default :run_annual_simulation: true :s3_bucket: '834599497928' :scale_x: NECB_Default :scale_y: NECB_Default :scale_z: NECB_Default :shw_eff: NECB_Default :skylight_cond: NECB_Default :skylight_solar_trans: NECB_Default :srr_set: NECB_Default :template: NECB2017 | 0 | TRUE | 607.4684 |  | https://s3.console.aws.amazon.com/s3/buckets/834599497928?region=ca-central-1&prefix=osdev/baseline_2021_03_27/3160af0a-7f39-4875-8471-18cda6cd400b/output/4750e246-7511-4772-be0b-3bede09a5bb6/ | 1.0.002
130 |  |  | NECB_Default | NECB_Default | NECB_Default | NECB_Default | NECB_Default | NECB_Default | NECB_Default | NECB_Default | PrimarySchool | NECB2017 | CAN_ON_Toronto.Pearson.Intl.AP.716240_CWEC2016.epw | Electricity | NECB_Default | NECB_Default | NECB_Default | NECB_Default | NECB_Default | NECB_Default | NECB_Default | NECB_Default | NECB_Default | NECB_Default | NECB_Default | NECB_Default | NECB_Default | NECB_Default | NECB_Default | NECB_Default | NECB_Default | NECB_Default | NECB_Default | NECB_Default | NECB_Default | NECB_Default | NECB_Default | NECB_Default | NECB_Default | NECB_Default | NECB_Default | aws_batch | 834599497928 | [5 empty] | baseline_2021_03_27 | 3160af0a-7f39-4875-8471-18cda6cd400b | TRUE | TRUE | ccef923f-b634-4866-8128-d21a1d7e1dd8 |  | 6871 | 9383 | 40 | PrimarySchool |  |  | 2 | PrimarySchool | 1 |  | 1 | NECB2017 | 0.3414 | 27484 | 227.0833 | 10.4783 | 66.698 | 9.3487 | 542.5 | 228.8918 | TORONTO | ONTARIO | 2.9703 | 0 | 0 | 2.9703 | 23.7983 | 0 | 0 | 23.7983 | 0 | 0.05025 | 0 | 0 | 0.53479 | 0.094628 | 0.011963 | 0.16284 | 0.04265 | 0.10469 | 0 | 0.00030272 | 0.53479 | 0.067475 | 80.2372 | 0 | Electricity | 40 | 0.757 | [5 empty] | 0.156 | 0.278 | 1.9 | 1.9 | 2 | Toronto Pearson Intl AP | CAN | 382 | 3615 | 43.677 | -79.631 | 5 | 3890 | ON | CAN_ON_Toronto.Pearson.Intl.AP.716240_CWEC2016.epw | 0 | 1.2685 | 0.00070256 | 463.62 | 0 | 1805.4702 | 6.4358 | 0.0035646 | 2352.28 | 0.1 | 2021-03-27 18:31:22 +0000 | f477b7f5 | 0.2.11 | :adv_dx_units: NECB_Default :analysis_id: 3160af0a-7f39-4875-8471-18cda6cd400b :analysis_name: baseline_2021_03_27 :boiler_eff: NECB_Default :btap_batch_version: 1.0.002 :building_type: PrimarySchool :compute_environment: aws_batch :datapoint_id: ccef923f-b634-4866-8128-d21a1d7e1dd8 :daylighting_type: NECB_Default :dcv_type: NECB_Default :door_construction_cond: NECB_Default :ecm_system_name: NECB_Default :enable_costing: true :epw_file: CAN_ON_Toronto.Pearson.Intl.AP.716240_CWEC2016.epw :erv_package: NECB_Default :ext_floor_cond: NECB_Default :ext_roof_cond: NECB_Default :ext_wall_cond: NECB_Default :fdwr_set: NECB_Default :fixed_wind_solar_trans: NECB_Default :fixed_window_cond: NECB_Default :furnace_eff: NECB_Default :glass_door_cond: NECB_Default :glass_door_solar_trans: NECB_Default :ground_floor_cond: NECB_Default :ground_roof_cond: NECB_Default :ground_wall_cond: NECB_Default :lights_scale: NECB_Default :lights_type: NECB_Default :overhead_door_cond: NECB_Default :primary_heating_fuel: Electricity :pv_ground_azimuth_angle: NECB_Default :pv_ground_module_description: NECB_Default :pv_ground_tilt_angle: NECB_Default :pv_ground_total_area_pv_panels_m2: NECB_Default :pv_ground_type: NECB_Default :rotation_degrees: NECB_Default :run_annual_simulation: true :s3_bucket: '834599497928' :scale_x: NECB_Default :scale_y: NECB_Default :scale_z: NECB_Default :shw_eff: NECB_Default :skylight_cond: NECB_Default :skylight_solar_trans: NECB_Default :srr_set: NECB_Default :template: NECB2017 | 0 | TRUE | 610.6337 |  | https://s3.console.aws.amazon.com/s3/buckets/834599497928?region=ca-central-1&prefix=osdev/baseline_2021_03_27/3160af0a-7f39-4875-8471-18cda6cd400b/output/ccef923f-b634-4866-8128-d21a1d7e1dd8/ | 1.0.002 | 0 | 0 |  | 0 | 0 | tier_1 | 0
131 |  |  | NECB_Default | NECB_Default | NECB_Default | NECB_Default | NECB_Default | NECB_Default | NECB_Default | NECB_Default | PrimarySchool | NECB2017 | CAN_AB_Calgary.Intl.AP.718770_CWEC2016.epw | NaturalGas | NECB_Default | NECB_Default | NECB_Default | NECB_Default | NECB_Default | NECB_Default | NECB_Default | NECB_Default | NECB_Default | NECB_Default | NECB_Default | NECB_Default | NECB_Default | NECB_Default | NECB_Default | NECB_Default | NECB_Default | NECB_Default | NECB_Default | NECB_Default | NECB_Default | NECB_Default | NECB_Default | NECB_Default | NECB_Default | NECB_Default | NECB_Default | aws_batch | 834599497928 | [5 empty] | baseline_2021_03_27 | 3160af0a-7f39-4875-8471-18cda6cd400b | TRUE | TRUE | ab0f4ba9-d913-497b-aad2-b2c4b44b4d44 |  | 6871 | 9383 | 33.3 | PrimarySchool |  |  | 2 | PrimarySchool | 1 |  | 1 | NECB2017 | 0.3414 | 27484 | 211.8626 | 24.4006 | 66.3667 | 3.6397 | 499.9414 | 193.6718 | CALGARY | ALBERTA | 62.5772 | 16.7987 | 0 | 79.3759 | 5.931 | 1.1984 | 0 | 7.1294 | 0 | 0.024177 | 0 | 0 | 0.28514 | 0.10061 | 0.010245 | 0.23948 | 0.04265 | 0.10469 | 0.3329 | 0.0027783 | 0.61804 | 0.093414 | 41.6605 | 81.9735 | Natural Gas | 33.3 | 0.757 | [5 empty] | 0.138 | 0.21 | 1.9 | 1.9 | 2 | Calgary Intl AP | CAN | 64 | 4781 | 51.114 | -114.02 | 7a | 5000 | AB | CAN_AB_Calgary.Intl.AP.718770_CWEC2016.epw | 0 | 0 | 0 | 0 | 641.85 | 1805.4702 | 6.4358 | 0.0035646 | 2352.28 | 0.1 | 2021-03-27 18:31:22 +0000 | f477b7f5 | 0.2.11 | :adv_dx_units: NECB_Default :analysis_id: 3160af0a-7f39-4875-8471-18cda6cd400b :analysis_name: baseline_2021_03_27 :boiler_eff: NECB_Default :btap_batch_version: 1.0.002 :building_type: PrimarySchool :compute_environment: aws_batch :datapoint_id: ab0f4ba9-d913-497b-aad2-b2c4b44b4d44 :daylighting_type: NECB_Default :dcv_type: NECB_Default :door_construction_cond: NECB_Default :ecm_system_name: NECB_Default :enable_costing: true :epw_file: CAN_AB_Calgary.Intl.AP.718770_CWEC2016.epw :erv_package: NECB_Default :ext_floor_cond: NECB_Default :ext_roof_cond: NECB_Default :ext_wall_cond: NECB_Default :fdwr_set: NECB_Default :fixed_wind_solar_trans: NECB_Default :fixed_window_cond: NECB_Default :furnace_eff: NECB_Default :glass_door_cond: NECB_Default :glass_door_solar_trans: NECB_Default :ground_floor_cond: NECB_Default :ground_roof_cond: NECB_Default :ground_wall_cond: NECB_Default :lights_scale: NECB_Default :lights_type: NECB_Default :overhead_door_cond: NECB_Default :primary_heating_fuel: NaturalGas :pv_ground_azimuth_angle: NECB_Default :pv_ground_module_description: NECB_Default :pv_ground_tilt_angle: NECB_Default :pv_ground_total_area_pv_panels_m2: NECB_Default :pv_ground_type: NECB_Default :rotation_degrees: NECB_Default :run_annual_simulation: true :s3_bucket: '834599497928' :scale_x: NECB_Default :scale_y: NECB_Default :scale_z: NECB_Default :shw_eff: NECB_Default :skylight_cond: NECB_Default :skylight_solar_trans: NECB_Default :srr_set: NECB_Default :template: NECB2017 | 0 | TRUE | 610.7634 |  | https://s3.console.aws.amazon.com/s3/buckets/834599497928?region=ca-central-1&prefix=osdev/baseline_2021_03_27/3160af0a-7f39-4875-8471-18cda6cd400b/output/ab0f4ba9-d913-497b-aad2-b2c4b44b4d44/ | 1.0.002 | 0 | 0 |  | 0 | 0 | tier_1 | 0
132 |  |  | NECB_Default | NECB_Default | NECB_Default | NECB_Default | NECB_Default | NECB_Default | NECB_Default | NECB_Default | PrimarySchool | NECB2017 | CAN_AB_Edmonton.Intl.AP.711230_CWEC2016.epw | Electricity | NECB_Default | NECB_Default | NECB_Default | NECB_Default | NECB_Default | NECB_Default | NECB_Default | NECB_Default | NECB_Default | NECB_Default | NECB_Default | NECB_Default | NECB_Default | NECB_Default | NECB_Default | NECB_Default | NECB_Default | NECB_Default | NECB_Default | NECB_Default | NECB_Default | NECB_Default | NECB_Default | NECB_Default | NECB_Default | NECB_Default | NECB_Default | aws_batch | 834599497928 | [5 empty] | baseline_2021_03_27 | 3160af0a-7f39-4875-8471-18cda6cd400b | TRUE | TRUE | 1c9fcdd4-5c6a-44e2-880b-20bef337d327 |  | 6871 | 9383 | 32.5 | PrimarySchool |  |  | 2 | PrimarySchool | 1 |  | 1 | NECB2017 | 0.3414 | 27484 | 212.0008 | 10.1734 | 67.2027 | 9.3466 | 518.4987 | 219.7753 | EDMONTON | ALBERTA | 126.5604 | 0 | 0 | 126.5604 | 11.9953 | 0 | 0 | 11.9953 | 0 | 0.021452 | 0 | 0 | 0.57669 | 0.093982 | 0.011787 | 0.2253 | 0.04265 | 0.10469 | 0 | 0.00030272 | 0.57669 | 0.07653 | 126.9675 | 0 | Electricity | 32.5 | 0.757 | [5 empty] | 0.138 | 0.21 | 1.9 | 1.9 | 2 | Edmonton Intl AP | CAN | 23 | 5588 | 53.31 | -113.579 | 7a | 5120 | AB | CAN_AB_Edmonton.Intl.AP.711230_CWEC2016.epw | 0 | 1.4387 | 0.00079685 | 525.84 | 0 | 1805.4702 | 6.4358 | 0.0035646 | 2352.28 | 0.1 | 2021-03-27 18:31:20 +0000 | f477b7f5 | 0.2.11 | :adv_dx_units: NECB_Default :analysis_id: 3160af0a-7f39-4875-8471-18cda6cd400b :analysis_name: baseline_2021_03_27 :boiler_eff: NECB_Default :btap_batch_version: 1.0.002 :building_type: PrimarySchool :compute_environment: aws_batch :datapoint_id: 1c9fcdd4-5c6a-44e2-880b-20bef337d327 :daylighting_type: NECB_Default :dcv_type: NECB_Default :door_construction_cond: NECB_Default :ecm_system_name: NECB_Default :enable_costing: true :epw_file: CAN_AB_Edmonton.Intl.AP.711230_CWEC2016.epw :erv_package: NECB_Default :ext_floor_cond: NECB_Default :ext_roof_cond: NECB_Default :ext_wall_cond: NECB_Default :fdwr_set: NECB_Default :fixed_wind_solar_trans: NECB_Default :fixed_window_cond: NECB_Default :furnace_eff: NECB_Default :glass_door_cond: NECB_Default :glass_door_solar_trans: NECB_Default :ground_floor_cond: NECB_Default :ground_roof_cond: NECB_Default :ground_wall_cond: NECB_Default :lights_scale: NECB_Default :lights_type: NECB_Default :overhead_door_cond: NECB_Default :primary_heating_fuel: Electricity :pv_ground_azimuth_angle: NECB_Default :pv_ground_module_description: NECB_Default :pv_ground_tilt_angle: NECB_Default :pv_ground_total_area_pv_panels_m2: NECB_Default :pv_ground_type: NECB_Default :rotation_degrees: NECB_Default :run_annual_simulation: true :s3_bucket: '834599497928' :scale_x: NECB_Default :scale_y: NECB_Default :scale_z: NECB_Default :shw_eff: NECB_Default :skylight_cond: NECB_Default :skylight_solar_trans: NECB_Default :srr_set: NECB_Default :template: NECB2017 | 0 | TRUE | 610.9428 |  | https://s3.console.aws.amazon.com/s3/buckets/834599497928?region=ca-central-1&prefix=osdev/baseline_2021_03_27/3160af0a-7f39-4875-8471-18cda6cd400b/output/1c9fcdd4-5c6a-44e2-880b-20bef337d327/ | 1.0.002 | 0 | 0 |  | 0 | 0 | tier_1 | 0
133 |  |  | NECB_Default | NECB_Default | NECB_Default | NECB_Default | NECB_Default | NECB_Default | NECB_Default | NECB_Default | LowriseApartment | NECB2017 | CAN_NS_Halifax.Dockyard.713280_CWEC2016.epw | NaturalGas | NECB_Default | NECB_Default | NECB_Default | NECB_Default | NECB_Default | NECB_Default | NECB_Default | NECB_Default | NECB_Default | NECB_Default | NECB_Default | NECB_Default | NECB_Default | NECB_Default | NECB_Default | NECB_Default | NECB_Default | NECB_Default | NECB_Default | NECB_Default | NECB_Default | NECB_Default | NECB_Default | NECB_Default | NECB_Default | NECB_Default | NECB_Default | aws_batch | 834599497928 | [5 empty] | baseline_2021_03_27 | 3160af0a-7f39-4875-8471-18cda6cd400b | TRUE | TRUE | e6723dcb-8c73-4f24-bb7a-c5735bca05b2 |  | 1763.22 | 1532.4718 | 40 | LowriseApartment |  |  | 2 | LowriseApartment | 3 | 3 | 3 | NECB2017 | 0.28516 | 5374.0333 | 79.1153 | 80.1951 | 25.1263 | 8.2958 | 355.1338 | 162.4012 | HALIFAX | NOVA SCOTIA | 56.3496 | 15.6115 | 0 | 71.9611 | 11.0512 | 3.9405 | 0 | 14.9917 | 0 | 0.063747 | 0 | 0 | 0.27788 | 0.077767 | 0.025771 | 0.079468 | 0.059998 | 0.044084 | 0.31373 | 0.0065108 | 0.59161 | 0.23426 | 21.9622 | 57.9452 | Natural Gas | 40 | 0.757 | [5 empty] | 0.156 | 0.247 | 1.9 | 1.9 | 2 | Halifax Dockyard | CAN | 112 | 3647 | 44.655 | -63.577 | 6 | 4000 | NS | CAN_NS_Halifax.Dockyard.713280_CWEC2016.epw | 0 | 0 | 0 | 0 | 413.06 | 79.4319 | 4.3294 | 0.054504 | 1582.38 | 0.1 | 2021-03-27 18:31:27 +0000 | f477b7f5 | 0.2.11 | :adv_dx_units: NECB_Default :analysis_id: 3160af0a-7f39-4875-8471-18cda6cd400b :analysis_name: baseline_2021_03_27 :boiler_eff: NECB_Default :btap_batch_version: 1.0.002 :building_type: LowriseApartment :compute_environment: aws_batch :datapoint_id: e6723dcb-8c73-4f24-bb7a-c5735bca05b2 :daylighting_type: NECB_Default :dcv_type: NECB_Default :door_construction_cond: NECB_Default :ecm_system_name: NECB_Default :enable_costing: true :epw_file: CAN_NS_Halifax.Dockyard.713280_CWEC2016.epw :erv_package: NECB_Default :ext_floor_cond: NECB_Default :ext_roof_cond: NECB_Default :ext_wall_cond: NECB_Default :fdwr_set: NECB_Default :fixed_wind_solar_trans: NECB_Default :fixed_window_cond: NECB_Default :furnace_eff: NECB_Default :glass_door_cond: NECB_Default :glass_door_solar_trans: NECB_Default :ground_floor_cond: NECB_Default :ground_roof_cond: NECB_Default :ground_wall_cond: NECB_Default :lights_scale: NECB_Default :lights_type: NECB_Default :overhead_door_cond: NECB_Default :primary_heating_fuel: NaturalGas :pv_ground_azimuth_angle: NECB_Default :pv_ground_module_description: NECB_Default :pv_ground_tilt_angle: NECB_Default :pv_ground_total_area_pv_panels_m2: NECB_Default :pv_ground_type: NECB_Default :rotation_degrees: NECB_Default :run_annual_simulation: true :s3_bucket: '834599497928' :scale_x: NECB_Default :scale_y: NECB_Default :scale_z: NECB_Default :shw_eff: NECB_Default :skylight_cond: NECB_Default :skylight_solar_trans: NECB_Default :srr_set: NECB_Default :template: NECB2017 | 0 | TRUE | 608.1567 |  | https://s3.console.aws.amazon.com/s3/buckets/834599497928?region=ca-central-1&prefix=osdev/baseline_2021_03_27/3160af0a-7f39-4875-8471-18cda6cd400b/output/e6723dcb-8c73-4f24-bb7a-c5735bca05b2/ | 1.0.002
134 |  |  | NECB_Default | NECB_Default | NECB_Default | NECB_Default | NECB_Default | NECB_Default | NECB_Default | NECB_Default | MidriseApartment | NECB2017 | CAN_NS_Halifax.Dockyard.713280_CWEC2016.epw | Electricity | NECB_Default | NECB_Default | NECB_Default | NECB_Default | NECB_Default | NECB_Default | NECB_Default | NECB_Default | NECB_Default | NECB_Default | NECB_Default | NECB_Default | NECB_Default | NECB_Default | NECB_Default | NECB_Default | NECB_Default | NECB_Default | NECB_Default | NECB_Default | NECB_Default | NECB_Default | NECB_Default | NECB_Default | NECB_Default | NECB_Default | NECB_Default | aws_batch | 834599497928 | [5 empty] | baseline_2021_03_27 | 3160af0a-7f39-4875-8471-18cda6cd400b | TRUE | TRUE | 2ea4a61a-17a7-4d2d-87ed-5da91d16b092 |  | 3134.61 | 2325.6934 | 40 | MidriseApartment |  |  | 2 | MidriseApartment | 4 |  | 4 | NECB2017 | 0.24343 | 9553.837 | 63.3698 | 43.5693 | 24.2284 | 22.1802 | 261.5222 | 108.1746 | HALIFAX | NOVA SCOTIA | 101.8226 | 0 | 0 | 101.8226 | 19.9693 | 0 | 0 | 19.9693 | 0 | 0.060148 | 0 | 0 | 0.50212 | 0.068031 | 0.021374 | 0.066643 | 0.06121 | 0.041568 | 0 | 0.00084859 | 0.50212 | 0.1823 | 61.2825 | 0 | Electricity | 40 | 0.757 | [5 empty] | 0.156 | 0.247 | 1.9 | 1.9 | 2 | Halifax Dockyard | CAN | 112 | 3647 | 44.655 | -63.577 | 6 | 4000 | NS | CAN_NS_Halifax.Dockyard.713280_CWEC2016.epw | 0 | 1.5634 | 0.012005 | 571.43 | 0 | 130.2314 | 7.8118 | 0.059984 | 2855.21 | 0.1 | 2021-03-27 18:31:28 +0000 | f477b7f5 | 0.2.11 | :adv_dx_units: NECB_Default :analysis_id: 3160af0a-7f39-4875-8471-18cda6cd400b :analysis_name: baseline_2021_03_27 :boiler_eff: NECB_Default :btap_batch_version: 1.0.002 :building_type: MidriseApartment :compute_environment: aws_batch :datapoint_id: 2ea4a61a-17a7-4d2d-87ed-5da91d16b092 :daylighting_type: NECB_Default :dcv_type: NECB_Default :door_construction_cond: NECB_Default :ecm_system_name: NECB_Default :enable_costing: true :epw_file: CAN_NS_Halifax.Dockyard.713280_CWEC2016.epw :erv_package: NECB_Default :ext_floor_cond: NECB_Default :ext_roof_cond: NECB_Default :ext_wall_cond: NECB_Default :fdwr_set: NECB_Default :fixed_wind_solar_trans: NECB_Default :fixed_window_cond: NECB_Default :furnace_eff: NECB_Default :glass_door_cond: NECB_Default :glass_door_solar_trans: NECB_Default :ground_floor_cond: NECB_Default :ground_roof_cond: NECB_Default :ground_wall_cond: NECB_Default :lights_scale: NECB_Default :lights_type: NECB_Default :overhead_door_cond: NECB_Default :primary_heating_fuel: Electricity :pv_ground_azimuth_angle: NECB_Default :pv_ground_module_description: NECB_Default :pv_ground_tilt_angle: NECB_Default :pv_ground_total_area_pv_panels_m2: NECB_Default :pv_ground_type: NECB_Default :rotation_degrees: NECB_Default :run_annual_simulation: true :s3_bucket: '834599497928' :scale_x: NECB_Default :scale_y: NECB_Default :scale_z: NECB_Default :shw_eff: NECB_Default :skylight_cond: NECB_Default :skylight_solar_trans: NECB_Default :srr_set: NECB_Default :template: NECB2017 | 0 | TRUE | 608.682 |  | https://s3.console.aws.amazon.com/s3/buckets/834599497928?region=ca-central-1&prefix=osdev/baseline_2021_03_27/3160af0a-7f39-4875-8471-18cda6cd400b/output/2ea4a61a-17a7-4d2d-87ed-5da91d16b092/ | 1.0.002 | 0 | 0 |  | 0 | 0 | tier_1 | 0
135 |  |  | NECB_Default | NECB_Default | NECB_Default | NECB_Default | NECB_Default | NECB_Default | NECB_Default | NECB_Default | PrimarySchool | NECB2017 | CAN_ON_Toronto.Pearson.Intl.AP.716240_CWEC2016.epw | NaturalGas | NECB_Default | NECB_Default | NECB_Default | NECB_Default | NECB_Default | NECB_Default | NECB_Default | NECB_Default | NECB_Default | NECB_Default | NECB_Default | NECB_Default | NECB_Default | NECB_Default | NECB_Default | NECB_Default | NECB_Default | NECB_Default | NECB_Default | NECB_Default | NECB_Default | NECB_Default | NECB_Default | NECB_Default | NECB_Default | NECB_Default | NECB_Default | aws_batch | 834599497928 | [5 empty] | baseline_2021_03_27 | 3160af0a-7f39-4875-8471-18cda6cd400b | TRUE | TRUE | 4bc2cbef-f6a2-49a0-bccb-c469153362a9 |  | 6871 | 9383 | 40 | PrimarySchool |  |  | 2 | PrimarySchool | 1 |  | 1 | NECB2017 | 0.3414 | 27484 | 227.0833 | 25.3715 | 66.698 | 3.6866 | 524.9198 | 202.0804 | TORONTO | ONTARIO | 1.7111 | 15.3106 | 0 | 17.0217 | 13.7089 | 2.7016 | 0 | 16.4105 | 0 | 0.051214 | 0 | 0 | 0.30807 | 0.095108 | 0.01195 | 0.22351 | 0.04265 | 0.10469 | 0.30981 | 0.0024567 | 0.61788 | 0.086302 | 49.639 | 87.6066 | Natural Gas | 40 | 0.757 | [5 empty] | 0.156 | 0.278 | 1.9 | 1.9 | 2 | Toronto Pearson Intl AP | CAN | 382 | 3615 | 43.677 | -79.631 | 5 | 3890 | ON | CAN_ON_Toronto.Pearson.Intl.AP.716240_CWEC2016.epw | 0 | 0 | 0 | 0 | 592.98 | 1805.4702 | 6.4358 | 0.0035646 | 2352.28 | 0.1 | 2021-03-27 18:31:17 +0000 | f477b7f5 | 0.2.11 | :adv_dx_units: NECB_Default :analysis_id: 3160af0a-7f39-4875-8471-18cda6cd400b :analysis_name: baseline_2021_03_27 :boiler_eff: NECB_Default :btap_batch_version: 1.0.002 :building_type: PrimarySchool :compute_environment: aws_batch :datapoint_id: 4bc2cbef-f6a2-49a0-bccb-c469153362a9 :daylighting_type: NECB_Default :dcv_type: NECB_Default :door_construction_cond: NECB_Default :ecm_system_name: NECB_Default :enable_costing: true :epw_file: CAN_ON_Toronto.Pearson.Intl.AP.716240_CWEC2016.epw :erv_package: NECB_Default :ext_floor_cond: NECB_Default :ext_roof_cond: NECB_Default :ext_wall_cond: NECB_Default :fdwr_set: NECB_Default :fixed_wind_solar_trans: NECB_Default :fixed_window_cond: NECB_Default :furnace_eff: NECB_Default :glass_door_cond: NECB_Default :glass_door_solar_trans: NECB_Default :ground_floor_cond: NECB_Default :ground_roof_cond: NECB_Default :ground_wall_cond: NECB_Default :lights_scale: NECB_Default :lights_type: NECB_Default :overhead_door_cond: NECB_Default :primary_heating_fuel: NaturalGas :pv_ground_azimuth_angle: NECB_Default :pv_ground_module_description: NECB_Default :pv_ground_tilt_angle: NECB_Default :pv_ground_total_area_pv_panels_m2: NECB_Default :pv_ground_type: NECB_Default :rotation_degrees: NECB_Default :run_annual_simulation: true :s3_bucket: '834599497928' :scale_x: NECB_Default :scale_y: NECB_Default :scale_z: NECB_Default :shw_eff: NECB_Default :skylight_cond: NECB_Default :skylight_solar_trans: NECB_Default :srr_set: NECB_Default :template: NECB2017 | 0 | TRUE | 611.5655 |  | https://s3.console.aws.amazon.com/s3/buckets/834599497928?region=ca-central-1&prefix=osdev/baseline_2021_03_27/3160af0a-7f39-4875-8471-18cda6cd400b/output/4bc2cbef-f6a2-49a0-bccb-c469153362a9/ | 1.0.002 | 0 | 0 |  | 0 | 0 | tier_1 | 0
136 |  |  | NECB_Default | NECB_Default | NECB_Default | NECB_Default | NECB_Default | NECB_Default | NECB_Default | NECB_Default | LargeOffice | NECB2017 | CAN_NS_Halifax.Dockyard.713280_CWEC2016.epw | Electricity | NECB_Default | NECB_Default | NECB_Default | NECB_Default | NECB_Default | NECB_Default | NECB_Default | NECB_Default | NECB_Default | NECB_Default | NECB_Default | NECB_Default | NECB_Default | NECB_Default | NECB_Default | NECB_Default | NECB_Default | NECB_Default | NECB_Default | NECB_Default | NECB_Default | NECB_Default | NECB_Default | NECB_Default | NECB_Default | NECB_Default | NECB_Default | aws_batch | 834599497928 | [5 empty] | baseline_2021_03_27 | 3160af0a-7f39-4875-8471-18cda6cd400b | TRUE | TRUE | 879493bc-ec4d-4621-936d-0f522eb81afd |  | 46320.38 | 15152.6411 | 40 | LargeOffice |  |  | 0 | LargeOffice | 12 |  | 13 | NECB2017 | 0.085057 | 178146.0371 | 26.1944 | 23.7247 | 60.0205 | 3.7266 | 221.069 | 107.4027 | HALIFAX | NOVA SCOTIA | 73.5447 | 0 | 0 | 73.5447 | 14.4235 | 0 | 0 | 14.4235 | 0 | 0.019231 | 0 | 0 | 0.36267 | 0.064869 | 0.0031224 | 0.036916 | 0.09479 | 0.08574 | 0 | 0.018557 | 0.36267 | 0.038144 | 37.4196 | 0 | Electricity | 40 | 0.757 |  | 0.284 |  |  |  | 0.156 | 0.247 | 1.9 |  | 0 | Halifax Dockyard | CAN | 112 | 3647 | 44.655 | -63.577 | 6 | 4000 | NS | CAN_NS_Halifax.Dockyard.713280_CWEC2016.epw | 0 | 4.834 | 0.0022053 | 1766.84 | 0 | 2192.0411 | 25.4096 | 0.011592 | 9287.2 | 0.1 | 2021-03-27 18:31:28 +0000 | f477b7f5 | 0.2.11 | :adv_dx_units: NECB_Default :analysis_id: 3160af0a-7f39-4875-8471-18cda6cd400b :analysis_name: baseline_2021_03_27 :boiler_eff: NECB_Default :btap_batch_version: 1.0.002 :building_type: LargeOffice :compute_environment: aws_batch :datapoint_id: 879493bc-ec4d-4621-936d-0f522eb81afd :daylighting_type: NECB_Default :dcv_type: NECB_Default :door_construction_cond: NECB_Default :ecm_system_name: NECB_Default :enable_costing: true :epw_file: CAN_NS_Halifax.Dockyard.713280_CWEC2016.epw :erv_package: NECB_Default :ext_floor_cond: NECB_Default :ext_roof_cond: NECB_Default :ext_wall_cond: NECB_Default :fdwr_set: NECB_Default :fixed_wind_solar_trans: NECB_Default :fixed_window_cond: NECB_Default :furnace_eff: NECB_Default :glass_door_cond: NECB_Default :glass_door_solar_trans: NECB_Default :ground_floor_cond: NECB_Default :ground_roof_cond: NECB_Default :ground_wall_cond: NECB_Default :lights_scale: NECB_Default :lights_type: NECB_Default :overhead_door_cond: NECB_Default :primary_heating_fuel: Electricity :pv_ground_azimuth_angle: NECB_Default :pv_ground_module_description: NECB_Default :pv_ground_tilt_angle: NECB_Default :pv_ground_total_area_pv_panels_m2: NECB_Default :pv_ground_type: NECB_Default :rotation_degrees: NECB_Default :run_annual_simulation: true :s3_bucket: '834599497928' :scale_x: NECB_Default :scale_y: NECB_Default :scale_z: NECB_Default :shw_eff: NECB_Default :skylight_cond: NECB_Default :skylight_solar_trans: NECB_Default :srr_set: NECB_Default :template: NECB2017 | 0.001302 | TRUE | 611.1067 |  | https://s3.console.aws.amazon.com/s3/buckets/834599497928?region=ca-central-1&prefix=osdev/baseline_2021_03_27/3160af0a-7f39-4875-8471-18cda6cd400b/output/879493bc-ec4d-4621-936d-0f522eb81afd/ | 1.0.002 | 0 | 0 |  | 0 | 0 | tier_1 | 0
137 |  |  | NECB_Default | NECB_Default | NECB_Default | NECB_Default | NECB_Default | NECB_Default | NECB_Default | NECB_Default | LowriseApartment | NECB2017 | CAN_QC_Montreal-Trudeau.Intl.AP.716270_CWEC2016.epw | NaturalGas | NECB_Default | NECB_Default | NECB_Default | NECB_Default | NECB_Default | NECB_Default | NECB_Default | NECB_Default | NECB_Default | NECB_Default | NECB_Default | NECB_Default | NECB_Default | NECB_Default | NECB_Default | NECB_Default | NECB_Default | NECB_Default | NECB_Default | NECB_Default | NECB_Default | NECB_Default | NECB_Default | NECB_Default | NECB_Default | NECB_Default | NECB_Default | aws_batch | 834599497928 | [5 empty] | baseline_2021_03_27 | 3160af0a-7f39-4875-8471-18cda6cd400b | TRUE | TRUE | 93bf52fa-8c60-4738-8262-cbf291c59006 |  | 1763.22 | 1532.4718 | 37.3 | LowriseApartment |  |  | 2 | LowriseApartment | 3 | 3 | 3 | NECB2017 | 0.28516 | 5374.0333 | 90.756 | 90.8388 | 26.001 | 8.5752 | 392.0462 | 175.8752 | MONTREAL | QUEBEC | 0.11351 | 17.3891 | 0 | 17.5026 | 7.2295 | 4.5549 | 0 | 11.7845 | 0 | 0.071698 | 0 | 0 | 0.2921 | 0.08375 | 0.025771 | 0.11484 | 0.059998 | 0.044084 | 0.352 | 0.0067944 | 0.6441 | 0.23716 | 24.9697 | 80.9755 | Natural Gas | 37.3 | 0.757 | [5 empty] | 0.156 | 0.247 | 1.9 | 1.9 | 2 | Montreal-Trudeau Intl AP | CAN | 323 | 4090 | 45.471 | -73.741 | 6 | 4400 | QC | CAN_QC_Montreal-Trudeau.Intl.AP.716270_CWEC2016.epw | 0 | 0 | 0 | 0 | 418.17 | 79.4319 | 4.3294 | 0.054504 | 1582.38 | 0.1 | 2021-03-27 18:31:10 +0000 | f477b7f5 | 0.2.11 | :adv_dx_units: NECB_Default :analysis_id: 3160af0a-7f39-4875-8471-18cda6cd400b :analysis_name: baseline_2021_03_27 :boiler_eff: NECB_Default :btap_batch_version: 1.0.002 :building_type: LowriseApartment :compute_environment: aws_batch :datapoint_id: 93bf52fa-8c60-4738-8262-cbf291c59006 :daylighting_type: NECB_Default :dcv_type: NECB_Default :door_construction_cond: NECB_Default :ecm_system_name: NECB_Default :enable_costing: true :epw_file: CAN_QC_Montreal-Trudeau.Intl.AP.716270_CWEC2016.epw :erv_package: NECB_Default :ext_floor_cond: NECB_Default :ext_roof_cond: NECB_Default :ext_wall_cond: NECB_Default :fdwr_set: NECB_Default :fixed_wind_solar_trans: NECB_Default :fixed_window_cond: NECB_Default :furnace_eff: NECB_Default :glass_door_cond: NECB_Default :glass_door_solar_trans: NECB_Default :ground_floor_cond: NECB_Default :ground_roof_cond: NECB_Default :ground_wall_cond: NECB_Default :lights_scale: NECB_Default :lights_type: NECB_Default :overhead_door_cond: NECB_Default :primary_heating_fuel: NaturalGas :pv_ground_azimuth_angle: NECB_Default :pv_ground_module_description: NECB_Default :pv_ground_tilt_angle: NECB_Default :pv_ground_total_area_pv_panels_m2: NECB_Default :pv_ground_type: NECB_Default :rotation_degrees: NECB_Default :run_annual_simulation: true :s3_bucket: '834599497928' :scale_x: NECB_Default :scale_y: NECB_Default :scale_z: NECB_Default :shw_eff: NECB_Default :skylight_cond: NECB_Default :skylight_solar_trans: NECB_Default :srr_set: NECB_Default :template: NECB2017 | 0 | TRUE | 609.4425 |  | https://s3.console.aws.amazon.com/s3/buckets/834599497928?region=ca-central-1&prefix=osdev/baseline_2021_03_27/3160af0a-7f39-4875-8471-18cda6cd400b/output/93bf52fa-8c60-4738-8262-cbf291c59006/ | 1.0.002
138 |  |  | NECB_Default | NECB_Default | NECB_Default | NECB_Default | NECB_Default | NECB_Default | NECB_Default | NECB_Default | MidriseApartment | NECB2017 | CAN_BC_Vancouver.Intl.AP.718920_CWEC2016.epw | NaturalGas | NECB_Default | NECB_Default | NECB_Default | NECB_Default | NECB_Default | NECB_Default | NECB_Default | NECB_Default | NECB_Default | NECB_Default | NECB_Default | NECB_Default | NECB_Default | NECB_Default | NECB_Default | NECB_Default | NECB_Default | NECB_Default | NECB_Default | NECB_Default | NECB_Default | NECB_Default | NECB_Default | NECB_Default | NECB_Default | NECB_Default | NECB_Default | aws_batch | 834599497928 | [5 empty] | baseline_2021_03_27 | 3160af0a-7f39-4875-8471-18cda6cd400b | TRUE | TRUE | f57f2481-bc36-4b3a-8089-f57696f582f4 |  | 3134.61 | 2325.6934 | 40 | MidriseApartment |  |  | 2 | MidriseApartment | 4 |  | 4 | NECB2017 | 0.24343 | 9553.837 | 67.2521 | 68.779 | 24.3441 | 6.1633 | 299.0451 | 132.5066 | VANCOUVER | BRITISH COLUMBIA | 0.72751 | 14.3171 | 0 | 15.0446 | 7.2649 | 3.2119 | 0 | 10.4768 | 0 | 0.059995 | 0 | 0 | 0.25671 | 0.068602 | 0.019454 | 0.057723 | 0.06121 | 0.041568 | 0.28399 | 0.0058827 | 0.5407 | 0.22627 | 21.6923 | 42.6358 | Natural Gas | 40 | 0.757 | [5 empty] | 0.193 | 0.315 | 2.1 | 2.1 | 2 | Vancouver Intl AP | CAN | 42 | 2797 | 49.195 | -123.184 | 4 | 2800 | BC | CAN_BC_Vancouver.Intl.AP.718920_CWEC2016.epw | 0 | 0 | 0 | 0 | 709.26 | 130.2314 | 7.8118 | 0.059984 | 2855.21 | 0.1 | 2021-03-27 18:31:01 +0000 | f477b7f5 | 0.2.11 | :adv_dx_units: NECB_Default :analysis_id: 3160af0a-7f39-4875-8471-18cda6cd400b :analysis_name: baseline_2021_03_27 :boiler_eff: NECB_Default :btap_batch_version: 1.0.002 :building_type: MidriseApartment :compute_environment: aws_batch :datapoint_id: f57f2481-bc36-4b3a-8089-f57696f582f4 :daylighting_type: NECB_Default :dcv_type: NECB_Default :door_construction_cond: NECB_Default :ecm_system_name: NECB_Default :enable_costing: true :epw_file: CAN_BC_Vancouver.Intl.AP.718920_CWEC2016.epw :erv_package: NECB_Default :ext_floor_cond: NECB_Default :ext_roof_cond: NECB_Default :ext_wall_cond: NECB_Default :fdwr_set: NECB_Default :fixed_wind_solar_trans: NECB_Default :fixed_window_cond: NECB_Default :furnace_eff: NECB_Default :glass_door_cond: NECB_Default :glass_door_solar_trans: NECB_Default :ground_floor_cond: NECB_Default :ground_roof_cond: NECB_Default :ground_wall_cond: NECB_Default :lights_scale: NECB_Default :lights_type: NECB_Default :overhead_door_cond: NECB_Default :primary_heating_fuel: NaturalGas :pv_ground_azimuth_angle: NECB_Default :pv_ground_module_description: NECB_Default :pv_ground_tilt_angle: NECB_Default :pv_ground_total_area_pv_panels_m2: NECB_Default :pv_ground_type: NECB_Default :rotation_degrees: NECB_Default :run_annual_simulation: true :s3_bucket: '834599497928' :scale_x: NECB_Default :scale_y: NECB_Default :scale_z: NECB_Default :shw_eff: NECB_Default :skylight_cond: NECB_Default :skylight_solar_trans: NECB_Default :srr_set: NECB_Default :template: NECB2017 | 0 | TRUE | 609.9005 |  | https://s3.console.aws.amazon.com/s3/buckets/834599497928?region=ca-central-1&prefix=osdev/baseline_2021_03_27/3160af0a-7f39-4875-8471-18cda6cd400b/output/f57f2481-bc36-4b3a-8089-f57696f582f4/ | 1.0.002 | 0 | 0 |  | 0 | 0 | tier_1 | 0
139 |  |  | NECB_Default | NECB_Default | NECB_Default | NECB_Default | NECB_Default | NECB_Default | NECB_Default | NECB_Default | MidriseApartment | NECB2017 | CAN_QC_Montreal-Trudeau.Intl.AP.716270_CWEC2016.epw | Electricity | NECB_Default | NECB_Default | NECB_Default | NECB_Default | NECB_Default | NECB_Default | NECB_Default | NECB_Default | NECB_Default | NECB_Default | NECB_Default | NECB_Default | NECB_Default | NECB_Default | NECB_Default | NECB_Default | NECB_Default | NECB_Default | NECB_Default | NECB_Default | NECB_Default | NECB_Default | NECB_Default | NECB_Default | NECB_Default | NECB_Default | NECB_Default | aws_batch | 834599497928 | [5 empty] | baseline_2021_03_27 | 3160af0a-7f39-4875-8471-18cda6cd400b | TRUE | TRUE | c6af047e-dace-42cf-958f-b881fb957116 |  | 3134.61 | 2325.6934 | 37.3 | MidriseApartment |  |  | 2 | MidriseApartment | 4 |  | 4 | NECB2017 | 0.24343 | 9553.837 | 72.4327 | 45.9095 | 25.0733 | 22.3924 | 279.8395 | 114.0315 | MONTREAL | QUEBEC | 0.21099 | 0 | 0 | 0.21099 | 13.438 | 0 | 0 | 13.438 | 0 | 0.06679 | 0 | 0 | 0.54295 | 0.07296 | 0.021374 | 0.093399 | 0.06121 | 0.041568 | 0 | 0.00084859 | 0.54295 | 0.1848 | 77.462 | 0 | Electricity | 37.3 | 0.757 | [5 empty] | 0.156 | 0.247 | 1.9 | 1.9 | 2 | Montreal-Trudeau Intl AP | CAN | 323 | 4090 | 45.471 | -73.741 | 6 | 4400 | QC | CAN_QC_Montreal-Trudeau.Intl.AP.716270_CWEC2016.epw | 0 | 1.5849 | 0.01217 | 579.28 | 0 | 130.2314 | 7.8118 | 0.059984 | 2855.21 | 0.1 | 2021-03-27 18:31:40 +0000 | f477b7f5 | 0.2.11 | :adv_dx_units: NECB_Default :analysis_id: 3160af0a-7f39-4875-8471-18cda6cd400b :analysis_name: baseline_2021_03_27 :boiler_eff: NECB_Default :btap_batch_version: 1.0.002 :building_type: MidriseApartment :compute_environment: aws_batch :datapoint_id: c6af047e-dace-42cf-958f-b881fb957116 :daylighting_type: NECB_Default :dcv_type: NECB_Default :door_construction_cond: NECB_Default :ecm_system_name: NECB_Default :enable_costing: true :epw_file: CAN_QC_Montreal-Trudeau.Intl.AP.716270_CWEC2016.epw :erv_package: NECB_Default :ext_floor_cond: NECB_Default :ext_roof_cond: NECB_Default :ext_wall_cond: NECB_Default :fdwr_set: NECB_Default :fixed_wind_solar_trans: NECB_Default :fixed_window_cond: NECB_Default :furnace_eff: NECB_Default :glass_door_cond: NECB_Default :glass_door_solar_trans: NECB_Default :ground_floor_cond: NECB_Default :ground_roof_cond: NECB_Default :ground_wall_cond: NECB_Default :lights_scale: NECB_Default :lights_type: NECB_Default :overhead_door_cond: NECB_Default :primary_heating_fuel: Electricity :pv_ground_azimuth_angle: NECB_Default :pv_ground_module_description: NECB_Default :pv_ground_tilt_angle: NECB_Default :pv_ground_total_area_pv_panels_m2: NECB_Default :pv_ground_type: NECB_Default :rotation_degrees: NECB_Default :run_annual_simulation: true :s3_bucket: '834599497928' :scale_x: NECB_Default :scale_y: NECB_Default :scale_z: NECB_Default :shw_eff: NECB_Default :skylight_cond: NECB_Default :skylight_solar_trans: NECB_Default :srr_set: NECB_Default :template: NECB2017 | 0 | TRUE | 610.666 |  | https://s3.console.aws.amazon.com/s3/buckets/834599497928?region=ca-central-1&prefix=osdev/baseline_2021_03_27/3160af0a-7f39-4875-8471-18cda6cd400b/output/c6af047e-dace-42cf-958f-b881fb957116/ | 1.0.002 | 0 | 0 |  | 0 | 0 | tier_1 | 0
140 |  |  | NECB_Default | NECB_Default | NECB_Default | NECB_Default | NECB_Default | NECB_Default | NECB_Default | NECB_Default | MidriseApartment | NECB2017 | CAN_ON_Toronto.Pearson.Intl.AP.716240_CWEC2016.epw | Electricity | NECB_Default | NECB_Default | NECB_Default | NECB_Default | NECB_Default | NECB_Default | NECB_Default | NECB_Default | NECB_Default | NECB_Default | NECB_Default | NECB_Default | NECB_Default | NECB_Default | NECB_Default | NECB_Default | NECB_Default | NECB_Default | NECB_Default | NECB_Default | NECB_Default | NECB_Default | NECB_Default | NECB_Default | NECB_Default | NECB_Default | NECB_Default | aws_batch | 834599497928 | [5 empty] | baseline_2021_03_27 | 3160af0a-7f39-4875-8471-18cda6cd400b | TRUE | TRUE | 88710d8a-0f0c-4546-8d4f-18e79156fc33 |  | 3134.61 | 2325.6934 | 40 | MidriseApartment |  |  | 2 | MidriseApartment | 4 |  | 4 | NECB2017 | 0.24343 | 9553.837 | 76.6584 | 47.4885 | 27.0259 | 22.3933 | 289.0413 | 115.4753 | TORONTO | ONTARIO | 2.9168 | 0 | 0 | 2.9168 | 23.369 | 0 | 0 | 23.369 | 0 | 0.072657 | 0 | 0 | 0.52515 | 0.073122 | 0.021374 | 0.075135 | 0.06121 | 0.041568 | 0 | 0.00084859 | 0.52515 | 0.17923 | 70.0673 | 0 | Electricity | 40 | 0.757 | [5 empty] | 0.156 | 0.278 | 1.9 | 1.9 | 2 | Toronto Pearson Intl AP | CAN | 382 | 3615 | 43.677 | -79.631 | 5 | 3890 | ON | CAN_ON_Toronto.Pearson.Intl.AP.716240_CWEC2016.epw | 0 | 1.5371 | 0.011803 | 561.82 | 0 | 130.2314 | 7.8118 | 0.059984 | 2855.21 | 0.1 | 2021-03-27 18:31:39 +0000 | f477b7f5 | 0.2.11 | :adv_dx_units: NECB_Default :analysis_id: 3160af0a-7f39-4875-8471-18cda6cd400b :analysis_name: baseline_2021_03_27 :boiler_eff: NECB_Default :btap_batch_version: 1.0.002 :building_type: MidriseApartment :compute_environment: aws_batch :datapoint_id: 88710d8a-0f0c-4546-8d4f-18e79156fc33 :daylighting_type: NECB_Default :dcv_type: NECB_Default :door_construction_cond: NECB_Default :ecm_system_name: NECB_Default :enable_costing: true :epw_file: CAN_ON_Toronto.Pearson.Intl.AP.716240_CWEC2016.epw :erv_package: NECB_Default :ext_floor_cond: NECB_Default :ext_roof_cond: NECB_Default :ext_wall_cond: NECB_Default :fdwr_set: NECB_Default :fixed_wind_solar_trans: NECB_Default :fixed_window_cond: NECB_Default :furnace_eff: NECB_Default :glass_door_cond: NECB_Default :glass_door_solar_trans: NECB_Default :ground_floor_cond: NECB_Default :ground_roof_cond: NECB_Default :ground_wall_cond: NECB_Default :lights_scale: NECB_Default :lights_type: NECB_Default :overhead_door_cond: NECB_Default :primary_heating_fuel: Electricity :pv_ground_azimuth_angle: NECB_Default :pv_ground_module_description: NECB_Default :pv_ground_tilt_angle: NECB_Default :pv_ground_total_area_pv_panels_m2: NECB_Default :pv_ground_type: NECB_Default :rotation_degrees: NECB_Default :run_annual_simulation: true :s3_bucket: '834599497928' :scale_x: NECB_Default :scale_y: NECB_Default :scale_z: NECB_Default :shw_eff: NECB_Default :skylight_cond: NECB_Default :skylight_solar_trans: NECB_Default :srr_set: NECB_Default :template: NECB2017 | 0 | TRUE | 610.706 |  | https://s3.console.aws.amazon.com/s3/buckets/834599497928?region=ca-central-1&prefix=osdev/baseline_2021_03_27/3160af0a-7f39-4875-8471-18cda6cd400b/output/88710d8a-0f0c-4546-8d4f-18e79156fc33/ | 1.0.002 | 0 | 0 |  | 0 | 0 | tier_1 | 0
141 |  |  | NECB_Default | NECB_Default | NECB_Default | NECB_Default | NECB_Default | NECB_Default | NECB_Default | NECB_Default | MidriseApartment | NECB2017 | CAN_AB_Edmonton.Intl.AP.711230_CWEC2016.epw | Electricity | NECB_Default | NECB_Default | NECB_Default | NECB_Default | NECB_Default | NECB_Default | NECB_Default | NECB_Default | NECB_Default | NECB_Default | NECB_Default | NECB_Default | NECB_Default | NECB_Default | NECB_Default | NECB_Default | NECB_Default | NECB_Default | NECB_Default | NECB_Default | NECB_Default | NECB_Default | NECB_Default | NECB_Default | NECB_Default | NECB_Default | NECB_Default | aws_batch | 834599497928 | [5 empty] | baseline_2021_03_27 | 3160af0a-7f39-4875-8471-18cda6cd400b | TRUE | TRUE | fa36d11c-99d2-489e-8c95-760cb1dc6a54 |  | 3134.61 | 2325.6934 | 32.5 | MidriseApartment |  |  | 2 | MidriseApartment | 4 |  | 4 | NECB2017 | 0.24343 | 9553.837 | 72.4995 | 46.9111 | 27.226 | 22.3841 | 283.6912 | 114.6705 | EDMONTON | ALBERTA | 125.2555 | 0 | 0 | 125.2555 | 11.8716 | 0 | 0 | 11.8716 | 0 | 0.053589 | 0 | 0 | 0.57075 | 0.075627 | 0.021374 | 0.11305 | 0.06121 | 0.041568 | 0 | 0.00084859 | 0.57075 | 0.20348 | 77.6144 | 0 | Electricity | 32.5 | 0.757 | [5 empty] | 0.138 | 0.21 | 1.9 | 1.9 | 2 | Edmonton Intl AP | CAN | 23 | 5588 | 53.31 | -113.579 | 7a | 5120 | AB | CAN_AB_Edmonton.Intl.AP.711230_CWEC2016.epw | 0 | 1.7451 | 0.0134 | 637.82 | 0 | 130.2314 | 7.8118 | 0.059984 | 2855.21 | 0.1 | 2021-03-27 18:31:16 +0000 | f477b7f5 | 0.2.11 | :adv_dx_units: NECB_Default :analysis_id: 3160af0a-7f39-4875-8471-18cda6cd400b :analysis_name: baseline_2021_03_27 :boiler_eff: NECB_Default :btap_batch_version: 1.0.002 :building_type: MidriseApartment :compute_environment: aws_batch :datapoint_id: fa36d11c-99d2-489e-8c95-760cb1dc6a54 :daylighting_type: NECB_Default :dcv_type: NECB_Default :door_construction_cond: NECB_Default :ecm_system_name: NECB_Default :enable_costing: true :epw_file: CAN_AB_Edmonton.Intl.AP.711230_CWEC2016.epw :erv_package: NECB_Default :ext_floor_cond: NECB_Default :ext_roof_cond: NECB_Default :ext_wall_cond: NECB_Default :fdwr_set: NECB_Default :fixed_wind_solar_trans: NECB_Default :fixed_window_cond: NECB_Default :furnace_eff: NECB_Default :glass_door_cond: NECB_Default :glass_door_solar_trans: NECB_Default :ground_floor_cond: NECB_Default :ground_roof_cond: NECB_Default :ground_wall_cond: NECB_Default :lights_scale: NECB_Default :lights_type: NECB_Default :overhead_door_cond: NECB_Default :primary_heating_fuel: Electricity :pv_ground_azimuth_angle: NECB_Default :pv_ground_module_description: NECB_Default :pv_ground_tilt_angle: NECB_Default :pv_ground_total_area_pv_panels_m2: NECB_Default :pv_ground_type: NECB_Default :rotation_degrees: NECB_Default :run_annual_simulation: true :s3_bucket: '834599497928' :scale_x: NECB_Default :scale_y: NECB_Default :scale_z: NECB_Default :shw_eff: NECB_Default :skylight_cond: NECB_Default :skylight_solar_trans: NECB_Default :srr_set: NECB_Default :template: NECB2017 | 0 | TRUE | 611.1795 |  | https://s3.console.aws.amazon.com/s3/buckets/834599497928?region=ca-central-1&prefix=osdev/baseline_2021_03_27/3160af0a-7f39-4875-8471-18cda6cd400b/output/fa36d11c-99d2-489e-8c95-760cb1dc6a54/ | 1.0.002 | 0 | 0 |  | 0 | 0 | tier_1 | 0
142 |  |  | NECB_Default | NECB_Default | NECB_Default | NECB_Default | NECB_Default | NECB_Default | NECB_Default | NECB_Default | LowriseApartment | NECB2017 | CAN_ON_Toronto.Pearson.Intl.AP.716240_CWEC2016.epw | NaturalGas | NECB_Default | NECB_Default | NECB_Default | NECB_Default | NECB_Default | NECB_Default | NECB_Default | NECB_Default | NECB_Default | NECB_Default | NECB_Default | NECB_Default | NECB_Default | NECB_Default | NECB_Default | NECB_Default | NECB_Default | NECB_Default | NECB_Default | NECB_Default | NECB_Default | NECB_Default | NECB_Default | NECB_Default | NECB_Default | NECB_Default | NECB_Default | aws_batch | 834599497928 | [5 empty] | baseline_2021_03_27 | 3160af0a-7f39-4875-8471-18cda6cd400b | TRUE | TRUE | 2982f5f1-6596-43de-8c8f-96a567e16e0e |  | 1763.22 | 1532.4718 | 40 | LowriseApartment |  |  | 2 | LowriseApartment | 3 | 3 | 3 | NECB2017 | 0.28516 | 5374.0333 | 96.0958 | 91.8481 | 28.0212 | 8.6416 | 399.5065 | 174.8997 | TORONTO | ONTARIO | 1.6599 | 15.9024 | 0 | 17.5624 | 13.2994 | 2.806 | 0 | 16.1053 | 0 | 0.078255 | 0 | 0 | 0.29886 | 0.084283 | 0.025771 | 0.091316 | 0.059998 | 0.044084 | 0.32179 | 0.0064711 | 0.62065 | 0.23047 | 27.1994 | 71.4897 | Natural Gas | 40 | 0.757 | [5 empty] | 0.156 | 0.278 | 1.9 | 1.9 | 2 | Toronto Pearson Intl AP | CAN | 382 | 3615 | 43.677 | -79.631 | 5 | 3890 | ON | CAN_ON_Toronto.Pearson.Intl.AP.716240_CWEC2016.epw | 0 | 0 | 0 | 0 | 406.37 | 79.4319 | 4.3294 | 0.054504 | 1582.38 | 0.1 | 2021-03-27 18:31:26 +0000 | f477b7f5 | 0.2.11 | :adv_dx_units: NECB_Default :analysis_id: 3160af0a-7f39-4875-8471-18cda6cd400b :analysis_name: baseline_2021_03_27 :boiler_eff: NECB_Default :btap_batch_version: 1.0.002 :building_type: LowriseApartment :compute_environment: aws_batch :datapoint_id: 2982f5f1-6596-43de-8c8f-96a567e16e0e :daylighting_type: NECB_Default :dcv_type: NECB_Default :door_construction_cond: NECB_Default :ecm_system_name: NECB_Default :enable_costing: true :epw_file: CAN_ON_Toronto.Pearson.Intl.AP.716240_CWEC2016.epw :erv_package: NECB_Default :ext_floor_cond: NECB_Default :ext_roof_cond: NECB_Default :ext_wall_cond: NECB_Default :fdwr_set: NECB_Default :fixed_wind_solar_trans: NECB_Default :fixed_window_cond: NECB_Default :furnace_eff: NECB_Default :glass_door_cond: NECB_Default :glass_door_solar_trans: NECB_Default :ground_floor_cond: NECB_Default :ground_roof_cond: NECB_Default :ground_wall_cond: NECB_Default :lights_scale: NECB_Default :lights_type: NECB_Default :overhead_door_cond: NECB_Default :primary_heating_fuel: NaturalGas :pv_ground_azimuth_angle: NECB_Default :pv_ground_module_description: NECB_Default :pv_ground_tilt_angle: NECB_Default :pv_ground_total_area_pv_panels_m2: NECB_Default :pv_ground_type: NECB_Default :rotation_degrees: NECB_Default :run_annual_simulation: true :s3_bucket: '834599497928' :scale_x: NECB_Default :scale_y: NECB_Default :scale_z: NECB_Default :shw_eff: NECB_Default :skylight_cond: NECB_Default :skylight_solar_trans: NECB_Default :srr_set: NECB_Default :template: NECB2017 | 0 | TRUE | 611.5018 |  | https://s3.console.aws.amazon.com/s3/buckets/834599497928?region=ca-central-1&prefix=osdev/baseline_2021_03_27/3160af0a-7f39-4875-8471-18cda6cd400b/output/2982f5f1-6596-43de-8c8f-96a567e16e0e/ | 1.0.002
143 |  |  | NECB_Default | NECB_Default | NECB_Default | NECB_Default | NECB_Default | NECB_Default | NECB_Default | NECB_Default | MidriseApartment | NECB2017 | CAN_NS_Halifax.Dockyard.713280_CWEC2016.epw | NaturalGas | NECB_Default | NECB_Default | NECB_Default | NECB_Default | NECB_Default | NECB_Default | NECB_Default | NECB_Default | NECB_Default | NECB_Default | NECB_Default | NECB_Default | NECB_Default | NECB_Default | NECB_Default | NECB_Default | NECB_Default | NECB_Default | NECB_Default | NECB_Default | NECB_Default | NECB_Default | NECB_Default | NECB_Default | NECB_Default | NECB_Default | NECB_Default | aws_batch | 834599497928 | [5 empty] | baseline_2021_03_27 | 3160af0a-7f39-4875-8471-18cda6cd400b | TRUE | TRUE | c58be021-b2e6-4ad5-8f3f-33d086201396 |  | 3134.61 | 2325.6934 | 40 | MidriseApartment |  |  | 2 | MidriseApartment | 4 |  | 4 | NECB2017 | 0.24343 | 9553.837 | 63.3698 | 66.8217 | 24.2284 | 6.0781 | 291.1983 | 130.7003 | HALIFAX | NOVA SCOTIA | 52.5703 | 15.4808 | 0 | 68.0512 | 10.31 | 3.9075 | 0 | 14.2175 | 0 | 0.060151 | 0 | 0 | 0.25924 | 0.068174 | 0.021374 | 0.074768 | 0.06121 | 0.041568 | 0.31111 | 0.0067632 | 0.57035 | 0.23634 | 20.4755 | 56.5493 | Natural Gas | 40 | 0.757 | [5 empty] | 0.156 | 0.247 | 1.9 | 1.9 | 2 | Halifax Dockyard | CAN | 112 | 3647 | 44.655 | -63.577 | 6 | 4000 | NS | CAN_NS_Halifax.Dockyard.713280_CWEC2016.epw | 0 | 0 | 0 | 0 | 740.83 | 130.2314 | 7.8118 | 0.059984 | 2855.21 | 0.1 | 2021-03-27 18:31:57 +0000 | f477b7f5 | 0.2.11 | :adv_dx_units: NECB_Default :analysis_id: 3160af0a-7f39-4875-8471-18cda6cd400b :analysis_name: baseline_2021_03_27 :boiler_eff: NECB_Default :btap_batch_version: 1.0.002 :building_type: MidriseApartment :compute_environment: aws_batch :datapoint_id: c58be021-b2e6-4ad5-8f3f-33d086201396 :daylighting_type: NECB_Default :dcv_type: NECB_Default :door_construction_cond: NECB_Default :ecm_system_name: NECB_Default :enable_costing: true :epw_file: CAN_NS_Halifax.Dockyard.713280_CWEC2016.epw :erv_package: NECB_Default :ext_floor_cond: NECB_Default :ext_roof_cond: NECB_Default :ext_wall_cond: NECB_Default :fdwr_set: NECB_Default :fixed_wind_solar_trans: NECB_Default :fixed_window_cond: NECB_Default :furnace_eff: NECB_Default :glass_door_cond: NECB_Default :glass_door_solar_trans: NECB_Default :ground_floor_cond: NECB_Default :ground_roof_cond: NECB_Default :ground_wall_cond: NECB_Default :lights_scale: NECB_Default :lights_type: NECB_Default :overhead_door_cond: NECB_Default :primary_heating_fuel: NaturalGas :pv_ground_azimuth_angle: NECB_Default :pv_ground_module_description: NECB_Default :pv_ground_tilt_angle: NECB_Default :pv_ground_total_area_pv_panels_m2: NECB_Default :pv_ground_type: NECB_Default :rotation_degrees: NECB_Default :run_annual_simulation: true :s3_bucket: '834599497928' :scale_x: NECB_Default :scale_y: NECB_Default :scale_z: NECB_Default :shw_eff: NECB_Default :skylight_cond: NECB_Default :skylight_solar_trans: NECB_Default :srr_set: NECB_Default :template: NECB2017 | 0 | TRUE | 613.3441 |  | https://s3.console.aws.amazon.com/s3/buckets/834599497928?region=ca-central-1&prefix=osdev/baseline_2021_03_27/3160af0a-7f39-4875-8471-18cda6cd400b/output/c58be021-b2e6-4ad5-8f3f-33d086201396/ | 1.0.002 | 0 | 0 |  | 0 | 0 | tier_1 | 0
144 |  |  | NECB_Default | NECB_Default | NECB_Default | NECB_Default | NECB_Default | NECB_Default | NECB_Default | NECB_Default | MidriseApartment | NECB2017 | CAN_AB_Calgary.Intl.AP.718770_CWEC2016.epw | Electricity | NECB_Default | NECB_Default | NECB_Default | NECB_Default | NECB_Default | NECB_Default | NECB_Default | NECB_Default | NECB_Default | NECB_Default | NECB_Default | NECB_Default | NECB_Default | NECB_Default | NECB_Default | NECB_Default | NECB_Default | NECB_Default | NECB_Default | NECB_Default | NECB_Default | NECB_Default | NECB_Default | NECB_Default | NECB_Default | NECB_Default | NECB_Default | aws_batch | 834599497928 | [5 empty] | baseline_2021_03_27 | 3160af0a-7f39-4875-8471-18cda6cd400b | TRUE | TRUE | e7e3846e-3c7e-4bd9-ab53-95f6a6a34580 |  | 3134.61 | 2325.6934 | 33.3 | MidriseApartment |  |  | 2 | MidriseApartment | 4 |  | 4 | NECB2017 | 0.24343 | 9553.837 | 72.5602 | 46.7829 | 26.8992 | 22.4025 | 282.6881 | 114.0432 | CALGARY | ALBERTA | 117.6012 | 0 | 0 | 117.6012 | 11.1461 | 0 | 0 | 11.1461 | 0 | 0.058652 | 0 | 0 | 0.53587 | 0.073483 | 0.021374 | 0.084014 | 0.06121 | 0.041568 | 0 | 0.00084859 | 0.53587 | 0.19472 | 61.6166 | 0 | Electricity | 33.3 | 0.757 | [5 empty] | 0.138 | 0.21 | 1.9 | 1.9 | 2 | Calgary Intl AP | CAN | 64 | 4781 | 51.114 | -114.02 | 7a | 5000 | AB | CAN_AB_Calgary.Intl.AP.718770_CWEC2016.epw | 0 | 1.67 | 0.012823 | 610.38 | 0 | 130.2314 | 7.8118 | 0.059984 | 2855.21 | 0.1 | 2021-03-27 18:31:27 +0000 | f477b7f5 | 0.2.11 | :adv_dx_units: NECB_Default :analysis_id: 3160af0a-7f39-4875-8471-18cda6cd400b :analysis_name: baseline_2021_03_27 :boiler_eff: NECB_Default :btap_batch_version: 1.0.002 :building_type: MidriseApartment :compute_environment: aws_batch :datapoint_id: e7e3846e-3c7e-4bd9-ab53-95f6a6a34580 :daylighting_type: NECB_Default :dcv_type: NECB_Default :door_construction_cond: NECB_Default :ecm_system_name: NECB_Default :enable_costing: true :epw_file: CAN_AB_Calgary.Intl.AP.718770_CWEC2016.epw :erv_package: NECB_Default :ext_floor_cond: NECB_Default :ext_roof_cond: NECB_Default :ext_wall_cond: NECB_Default :fdwr_set: NECB_Default :fixed_wind_solar_trans: NECB_Default :fixed_window_cond: NECB_Default :furnace_eff: NECB_Default :glass_door_cond: NECB_Default :glass_door_solar_trans: NECB_Default :ground_floor_cond: NECB_Default :ground_roof_cond: NECB_Default :ground_wall_cond: NECB_Default :lights_scale: NECB_Default :lights_type: NECB_Default :overhead_door_cond: NECB_Default :primary_heating_fuel: Electricity :pv_ground_azimuth_angle: NECB_Default :pv_ground_module_description: NECB_Default :pv_ground_tilt_angle: NECB_Default :pv_ground_total_area_pv_panels_m2: NECB_Default :pv_ground_type: NECB_Default :rotation_degrees: NECB_Default :run_annual_simulation: true :s3_bucket: '834599497928' :scale_x: NECB_Default :scale_y: NECB_Default :scale_z: NECB_Default :shw_eff: NECB_Default :skylight_cond: NECB_Default :skylight_solar_trans: NECB_Default :srr_set: NECB_Default :template: NECB2017 | 0 | TRUE | 613.9032 |  | https://s3.console.aws.amazon.com/s3/buckets/834599497928?region=ca-central-1&prefix=osdev/baseline_2021_03_27/3160af0a-7f39-4875-8471-18cda6cd400b/output/e7e3846e-3c7e-4bd9-ab53-95f6a6a34580/ | 1.0.002 | 0 | 0 |  | 0 | 0 | tier_1 | 0
145 |  |  | NECB_Default | NECB_Default | NECB_Default | NECB_Default | NECB_Default | NECB_Default | NECB_Default | NECB_Default | LargeOffice | NECB2017 | CAN_ON_Toronto.Pearson.Intl.AP.716240_CWEC2016.epw | NaturalGas | NECB_Default | NECB_Default | NECB_Default | NECB_Default | NECB_Default | NECB_Default | NECB_Default | NECB_Default | NECB_Default | NECB_Default | NECB_Default | NECB_Default | NECB_Default | NECB_Default | NECB_Default | NECB_Default | NECB_Default | NECB_Default | NECB_Default | NECB_Default | NECB_Default | NECB_Default | NECB_Default | NECB_Default | NECB_Default | NECB_Default | NECB_Default | aws_batch | 834599497928 | [5 empty] | baseline_2021_03_27 | 3160af0a-7f39-4875-8471-18cda6cd400b | TRUE | TRUE | 0dd1467a-4b9b-4c65-8998-e378a13bfbe3 |  | 46320.38 | 15152.6411 | 40 | LargeOffice |  |  | 0 | LargeOffice | 12 |  | 13 | NECB2017 | 0.085057 | 178146.0371 | 31.5337 | 36.8076 | 66.698 | 1.8953 | 258.7285 | 121.7938 | TORONTO | ONTARIO | 1.6544 | 5.2498 | 0 | 6.9042 | 13.2549 | 0.92633 | 0 | 14.1812 | 0 | 0.026883 | 0 | 0 | 0.29786 | 0.065895 | 0.0063898 | 0.058463 | 0.09479 | 0.08574 | 0.10623 | 0.016071 | 0.40409 | 0.047768 | 34.8573 | 36.3214 | Natural Gas | 40 | 0.757 |  | 0.379 |  |  |  | 0.156 | 0.278 | 1.9 |  | 0 | Toronto Pearson Intl AP | CAN | 382 | 3615 | 43.677 | -79.631 | 5 | 3890 | ON | CAN_ON_Toronto.Pearson.Intl.AP.716240_CWEC2016.epw | 0 | 0 | 0 | 0 | 2212.64 | 2192.0411 | 25.4096 | 0.011592 | 9287.2 | 0.1 | 2021-03-27 18:32:34 +0000 | f477b7f5 | 0.2.11 | :adv_dx_units: NECB_Default :analysis_id: 3160af0a-7f39-4875-8471-18cda6cd400b :analysis_name: baseline_2021_03_27 :boiler_eff: NECB_Default :btap_batch_version: 1.0.002 :building_type: LargeOffice :compute_environment: aws_batch :datapoint_id: 0dd1467a-4b9b-4c65-8998-e378a13bfbe3 :daylighting_type: NECB_Default :dcv_type: NECB_Default :door_construction_cond: NECB_Default :ecm_system_name: NECB_Default :enable_costing: true :epw_file: CAN_ON_Toronto.Pearson.Intl.AP.716240_CWEC2016.epw :erv_package: NECB_Default :ext_floor_cond: NECB_Default :ext_roof_cond: NECB_Default :ext_wall_cond: NECB_Default :fdwr_set: NECB_Default :fixed_wind_solar_trans: NECB_Default :fixed_window_cond: NECB_Default :furnace_eff: NECB_Default :glass_door_cond: NECB_Default :glass_door_solar_trans: NECB_Default :ground_floor_cond: NECB_Default :ground_roof_cond: NECB_Default :ground_wall_cond: NECB_Default :lights_scale: NECB_Default :lights_type: NECB_Default :overhead_door_cond: NECB_Default :primary_heating_fuel: NaturalGas :pv_ground_azimuth_angle: NECB_Default :pv_ground_module_description: NECB_Default :pv_ground_tilt_angle: NECB_Default :pv_ground_total_area_pv_panels_m2: NECB_Default :pv_ground_type: NECB_Default :rotation_degrees: NECB_Default :run_annual_simulation: true :s3_bucket: '834599497928' :scale_x: NECB_Default :scale_y: NECB_Default :scale_z: NECB_Default :shw_eff: NECB_Default :skylight_cond: NECB_Default :skylight_solar_trans: NECB_Default :srr_set: NECB_Default :template: NECB2017 | 0.0020937 | TRUE | 665.3279 |  | https://s3.console.aws.amazon.com/s3/buckets/834599497928?region=ca-central-1&prefix=osdev/baseline_2021_03_27/3160af0a-7f39-4875-8471-18cda6cd400b/output/0dd1467a-4b9b-4c65-8998-e378a13bfbe3/ | 1.0.002 | 0 | 0 |  | 0 | 0 | tier_1 | 0
146 |  |  | NECB_Default | NECB_Default | NECB_Default | NECB_Default | NECB_Default | NECB_Default | NECB_Default | NECB_Default | SecondarySchool | NECB2017 | CAN_NS_Halifax.Dockyard.713280_CWEC2016.epw | Electricity | NECB_Default | NECB_Default | NECB_Default | NECB_Default | NECB_Default | NECB_Default | NECB_Default | NECB_Default | NECB_Default | NECB_Default | NECB_Default | NECB_Default | NECB_Default | NECB_Default | NECB_Default | NECB_Default | NECB_Default | NECB_Default | NECB_Default | NECB_Default | NECB_Default | NECB_Default | NECB_Default | NECB_Default | NECB_Default | NECB_Default | NECB_Default | aws_batch | 834599497928 | [5 empty] | baseline_2021_03_27 | 3160af0a-7f39-4875-8471-18cda6cd400b | TRUE | TRUE | a2019cf4-1664-49b6-9a3c-a6c0812c0e36 |  | 19592 | 17870 | 40 | SecondarySchool |  |  | 2 | SecondarySchool | 2 |  | 2 | NECB2017 | 0.18768 | 95216 | 117.1687 | 7.0756 | 57.8206 | 8.5114 | 355.1243 | 164.5479 | HALIFAX | NOVA SCOTIA | 92.4412 | 0 | 0 | 92.4412 | 18.1294 | 0 | 0 | 18.1294 | 0 | 0.02055 | 0 | 0 | 0.45586 | 0.081388 | 0.011737 | 0.11412 | 0.035421 | 0.10909 | 0 | 0.0030232 | 0.45586 | 0.080536 | 59.8918 | 0 | Electricity | 40 | 0.757 | [5 empty] | 0.156 | 0.247 | 1.9 | 1.9 | 2 | Halifax Dockyard | CAN | 112 | 3647 | 44.655 | -63.577 | 6 | 4000 | NS | CAN_NS_Halifax.Dockyard.713280_CWEC2016.epw | 0 | 4.317 | 0.0010852 | 1577.87 | 0 | 3977.9111 | 22.3732 | 0.0056244 | 8177.42 | 0.1 | 2021-03-27 18:32:17 +0000 | f477b7f5 | 0.2.11 | :adv_dx_units: NECB_Default :analysis_id: 3160af0a-7f39-4875-8471-18cda6cd400b :analysis_name: baseline_2021_03_27 :boiler_eff: NECB_Default :btap_batch_version: 1.0.002 :building_type: SecondarySchool :compute_environment: aws_batch :datapoint_id: a2019cf4-1664-49b6-9a3c-a6c0812c0e36 :daylighting_type: NECB_Default :dcv_type: NECB_Default :door_construction_cond: NECB_Default :ecm_system_name: NECB_Default :enable_costing: true :epw_file: CAN_NS_Halifax.Dockyard.713280_CWEC2016.epw :erv_package: NECB_Default :ext_floor_cond: NECB_Default :ext_roof_cond: NECB_Default :ext_wall_cond: NECB_Default :fdwr_set: NECB_Default :fixed_wind_solar_trans: NECB_Default :fixed_window_cond: NECB_Default :furnace_eff: NECB_Default :glass_door_cond: NECB_Default :glass_door_solar_trans: NECB_Default :ground_floor_cond: NECB_Default :ground_roof_cond: NECB_Default :ground_wall_cond: NECB_Default :lights_scale: NECB_Default :lights_type: NECB_Default :overhead_door_cond: NECB_Default :primary_heating_fuel: Electricity :pv_ground_azimuth_angle: NECB_Default :pv_ground_module_description: NECB_Default :pv_ground_tilt_angle: NECB_Default :pv_ground_total_area_pv_panels_m2: NECB_Default :pv_ground_type: NECB_Default :rotation_degrees: NECB_Default :run_annual_simulation: true :s3_bucket: '834599497928' :scale_x: NECB_Default :scale_y: NECB_Default :scale_z: NECB_Default :shw_eff: NECB_Default :skylight_cond: NECB_Default :skylight_solar_trans: NECB_Default :srr_set: NECB_Default :template: NECB2017 | 0 | TRUE | 666.5635 |  | https://s3.console.aws.amazon.com/s3/buckets/834599497928?region=ca-central-1&prefix=osdev/baseline_2021_03_27/3160af0a-7f39-4875-8471-18cda6cd400b/output/a2019cf4-1664-49b6-9a3c-a6c0812c0e36/ | 1.0.002 | 0 | 0 |  | 0 | 0 | tier_1 | 0
147 |  |  | NECB_Default | NECB_Default | NECB_Default | NECB_Default | NECB_Default | NECB_Default | NECB_Default | NECB_Default | LargeOffice | NECB2017 | CAN_NS_Halifax.Dockyard.713280_CWEC2016.epw | NaturalGas | NECB_Default | NECB_Default | NECB_Default | NECB_Default | NECB_Default | NECB_Default | NECB_Default | NECB_Default | NECB_Default | NECB_Default | NECB_Default | NECB_Default | NECB_Default | NECB_Default | NECB_Default | NECB_Default | NECB_Default | NECB_Default | NECB_Default | NECB_Default | NECB_Default | NECB_Default | NECB_Default | NECB_Default | NECB_Default | NECB_Default | NECB_Default | aws_batch | 834599497928 | [5 empty] | baseline_2021_03_27 | 3160af0a-7f39-4875-8471-18cda6cd400b | TRUE | TRUE | 322b82b0-580a-44e5-8c8e-b7dc5c6c9b7a |  | 46320.38 | 15152.6411 | 40 | LargeOffice |  |  | 0 | LargeOffice | 12 |  | 13 | NECB2017 | 0.085057 | 178146.0371 | 26.1944 | 34.7008 | 60.0205 | 1.8197 | 232.7133 | 109.9779 | HALIFAX | NOVA SCOTIA | 58.4512 | 4.9905 | 0 | 63.4417 | 11.4634 | 1.2597 | 0 | 12.723 | 0 | 0.019235 | 0 | 0 | 0.28824 | 0.065072 | 0.0033681 | 0.051672 | 0.09479 | 0.08574 | 0.10029 | 0.018734 | 0.38853 | 0.048619 | 32.4195 | 31.9351 | Natural Gas | 40 | 0.757 |  | 0.284 |  |  |  | 0.156 | 0.247 | 1.9 |  | 0 | Halifax Dockyard | CAN | 112 | 3647 | 44.655 | -63.577 | 6 | 4000 | NS | CAN_NS_Halifax.Dockyard.713280_CWEC2016.epw | 0 | 0 | 0 | 0 | 2252.04 | 2192.0411 | 25.4096 | 0.011592 | 9287.2 | 0.1 | 2021-03-27 18:32:36 +0000 | f477b7f5 | 0.2.11 | :adv_dx_units: NECB_Default :analysis_id: 3160af0a-7f39-4875-8471-18cda6cd400b :analysis_name: baseline_2021_03_27 :boiler_eff: NECB_Default :btap_batch_version: 1.0.002 :building_type: LargeOffice :compute_environment: aws_batch :datapoint_id: 322b82b0-580a-44e5-8c8e-b7dc5c6c9b7a :daylighting_type: NECB_Default :dcv_type: NECB_Default :door_construction_cond: NECB_Default :ecm_system_name: NECB_Default :enable_costing: true :epw_file: CAN_NS_Halifax.Dockyard.713280_CWEC2016.epw :erv_package: NECB_Default :ext_floor_cond: NECB_Default :ext_roof_cond: NECB_Default :ext_wall_cond: NECB_Default :fdwr_set: NECB_Default :fixed_wind_solar_trans: NECB_Default :fixed_window_cond: NECB_Default :furnace_eff: NECB_Default :glass_door_cond: NECB_Default :glass_door_solar_trans: NECB_Default :ground_floor_cond: NECB_Default :ground_roof_cond: NECB_Default :ground_wall_cond: NECB_Default :lights_scale: NECB_Default :lights_type: NECB_Default :overhead_door_cond: NECB_Default :primary_heating_fuel: NaturalGas :pv_ground_azimuth_angle: NECB_Default :pv_ground_module_description: NECB_Default :pv_ground_tilt_angle: NECB_Default :pv_ground_total_area_pv_panels_m2: NECB_Default :pv_ground_type: NECB_Default :rotation_degrees: NECB_Default :run_annual_simulation: true :s3_bucket: '834599497928' :scale_x: NECB_Default :scale_y: NECB_Default :scale_z: NECB_Default :shw_eff: NECB_Default :skylight_cond: NECB_Default :skylight_solar_trans: NECB_Default :srr_set: NECB_Default :template: NECB2017 | 0.0013018 | TRUE | 666.8122 |  | https://s3.console.aws.amazon.com/s3/buckets/834599497928?region=ca-central-1&prefix=osdev/baseline_2021_03_27/3160af0a-7f39-4875-8471-18cda6cd400b/output/322b82b0-580a-44e5-8c8e-b7dc5c6c9b7a/ | 1.0.002 | 0 | 0 |  | 0 | 0 | tier_1 | 0
148 |  |  | NECB_Default | NECB_Default | NECB_Default | NECB_Default | NECB_Default | NECB_Default | NECB_Default | NECB_Default | SecondarySchool | NECB2017 | CAN_AB_Calgary.Intl.AP.718770_CWEC2016.epw | Electricity | NECB_Default | NECB_Default | NECB_Default | NECB_Default | NECB_Default | NECB_Default | NECB_Default | NECB_Default | NECB_Default | NECB_Default | NECB_Default | NECB_Default | NECB_Default | NECB_Default | NECB_Default | NECB_Default | NECB_Default | NECB_Default | NECB_Default | NECB_Default | NECB_Default | NECB_Default | NECB_Default | NECB_Default | NECB_Default | NECB_Default | NECB_Default | aws_batch | 834599497928 | [5 empty] | baseline_2021_03_27 | 3160af0a-7f39-4875-8471-18cda6cd400b | TRUE | TRUE | f353d526-465b-49a7-8c01-b01972e93147 |  | 19592 | 17870 | 33.3 | SecondarySchool |  |  | 2 | SecondarySchool | 2 |  | 2 | NECB2017 | 0.18768 | 95216 | 136.5006 | 8.3322 | 64.1069 | 8.6113 | 391.9994 | 174.4484 | CALGARY | ALBERTA | 105.9199 | 0 | 0 | 105.9199 | 10.039 | 0 | 0 | 10.039 | 0 | 0.019346 | 0 | 0 | 0.48264 | 0.085536 | 0.011516 | 0.13249 | 0.035421 | 0.10909 | 0 | 0.0030232 | 0.48264 | 0.086226 | 75.3522 | 0 | Electricity | 33.3 | 0.757 | [5 empty] | 0.138 | 0.21 | 1.9 | 1.9 | 2 | Calgary Intl AP | CAN | 64 | 4781 | 51.114 | -114.02 | 7a | 5000 | AB | CAN_AB_Calgary.Intl.AP.718770_CWEC2016.epw | 0 | 4.622 | 0.0011619 | 1689.33 | 0 | 3977.9111 | 22.3732 | 0.0056244 | 8177.42 | 0.1 | 2021-03-27 18:32:37 +0000 | f477b7f5 | 0.2.11 | :adv_dx_units: NECB_Default :analysis_id: 3160af0a-7f39-4875-8471-18cda6cd400b :analysis_name: baseline_2021_03_27 :boiler_eff: NECB_Default :btap_batch_version: 1.0.002 :building_type: SecondarySchool :compute_environment: aws_batch :datapoint_id: f353d526-465b-49a7-8c01-b01972e93147 :daylighting_type: NECB_Default :dcv_type: NECB_Default :door_construction_cond: NECB_Default :ecm_system_name: NECB_Default :enable_costing: true :epw_file: CAN_AB_Calgary.Intl.AP.718770_CWEC2016.epw :erv_package: NECB_Default :ext_floor_cond: NECB_Default :ext_roof_cond: NECB_Default :ext_wall_cond: NECB_Default :fdwr_set: NECB_Default :fixed_wind_solar_trans: NECB_Default :fixed_window_cond: NECB_Default :furnace_eff: NECB_Default :glass_door_cond: NECB_Default :glass_door_solar_trans: NECB_Default :ground_floor_cond: NECB_Default :ground_roof_cond: NECB_Default :ground_wall_cond: NECB_Default :lights_scale: NECB_Default :lights_type: NECB_Default :overhead_door_cond: NECB_Default :primary_heating_fuel: Electricity :pv_ground_azimuth_angle: NECB_Default :pv_ground_module_description: NECB_Default :pv_ground_tilt_angle: NECB_Default :pv_ground_total_area_pv_panels_m2: NECB_Default :pv_ground_type: NECB_Default :rotation_degrees: NECB_Default :run_annual_simulation: true :s3_bucket: '834599497928' :scale_x: NECB_Default :scale_y: NECB_Default :scale_z: NECB_Default :shw_eff: NECB_Default :skylight_cond: NECB_Default :skylight_solar_trans: NECB_Default :srr_set: NECB_Default :template: NECB2017 | 0 | TRUE | 667.8313 |  | https://s3.console.aws.amazon.com/s3/buckets/834599497928?region=ca-central-1&prefix=osdev/baseline_2021_03_27/3160af0a-7f39-4875-8471-18cda6cd400b/output/f353d526-465b-49a7-8c01-b01972e93147/ | 1.0.002 | 0 | 0 |  | 0 | 0 | tier_1 | 0
149 |  |  | NECB_Default | NECB_Default | NECB_Default | NECB_Default | NECB_Default | NECB_Default | NECB_Default | NECB_Default | MidriseApartment | NECB2017 | CAN_QC_Montreal-Trudeau.Intl.AP.716270_CWEC2016.epw | NaturalGas | NECB_Default | NECB_Default | NECB_Default | NECB_Default | NECB_Default | NECB_Default | NECB_Default | NECB_Default | NECB_Default | NECB_Default | NECB_Default | NECB_Default | NECB_Default | NECB_Default | NECB_Default | NECB_Default | NECB_Default | NECB_Default | NECB_Default | NECB_Default | NECB_Default | NECB_Default | NECB_Default | NECB_Default | NECB_Default | NECB_Default | NECB_Default | aws_batch | 834599497928 | [5 empty] | baseline_2021_03_27 | 3160af0a-7f39-4875-8471-18cda6cd400b | TRUE | TRUE | 72599307-7b01-4861-9c35-7ff562bcb651 |  | 3134.61 | 2325.6934 | 37.3 | MidriseApartment |  |  | 2 | MidriseApartment | 4 |  | 4 | NECB2017 | 0.24343 | 9553.837 | 72.4327 | 73.759 | 25.0733 | 6.2909 | 319.0152 | 141.4592 | MONTREAL | QUEBEC | 0.10532 | 17.0899 | 0 | 17.1952 | 6.708 | 4.4766 | 0 | 11.1846 | 0 | 0.06679 | 0 | 0 | 0.27103 | 0.073027 | 0.021374 | 0.10673 | 0.06121 | 0.041568 | 0.34595 | 0.0070631 | 0.61698 | 0.23922 | 23.3715 | 82.9025 | Natural Gas | 37.3 | 0.757 | [5 empty] | 0.156 | 0.247 | 1.9 | 1.9 | 2 | Montreal-Trudeau Intl AP | CAN | 323 | 4090 | 45.471 | -73.741 | 6 | 4400 | QC | CAN_QC_Montreal-Trudeau.Intl.AP.716270_CWEC2016.epw | 0 | 0 | 0 | 0 | 749.85 | 130.2314 | 7.8118 | 0.059984 | 2855.21 | 0.1 | 2021-03-27 18:32:10 +0000 | f477b7f5 | 0.2.11 | :adv_dx_units: NECB_Default :analysis_id: 3160af0a-7f39-4875-8471-18cda6cd400b :analysis_name: baseline_2021_03_27 :boiler_eff: NECB_Default :btap_batch_version: 1.0.002 :building_type: MidriseApartment :compute_environment: aws_batch :datapoint_id: 72599307-7b01-4861-9c35-7ff562bcb651 :daylighting_type: NECB_Default :dcv_type: NECB_Default :door_construction_cond: NECB_Default :ecm_system_name: NECB_Default :enable_costing: true :epw_file: CAN_QC_Montreal-Trudeau.Intl.AP.716270_CWEC2016.epw :erv_package: NECB_Default :ext_floor_cond: NECB_Default :ext_roof_cond: NECB_Default :ext_wall_cond: NECB_Default :fdwr_set: NECB_Default :fixed_wind_solar_trans: NECB_Default :fixed_window_cond: NECB_Default :furnace_eff: NECB_Default :glass_door_cond: NECB_Default :glass_door_solar_trans: NECB_Default :ground_floor_cond: NECB_Default :ground_roof_cond: NECB_Default :ground_wall_cond: NECB_Default :lights_scale: NECB_Default :lights_type: NECB_Default :overhead_door_cond: NECB_Default :primary_heating_fuel: NaturalGas :pv_ground_azimuth_angle: NECB_Default :pv_ground_module_description: NECB_Default :pv_ground_tilt_angle: NECB_Default :pv_ground_total_area_pv_panels_m2: NECB_Default :pv_ground_type: NECB_Default :rotation_degrees: NECB_Default :run_annual_simulation: true :s3_bucket: '834599497928' :scale_x: NECB_Default :scale_y: NECB_Default :scale_z: NECB_Default :shw_eff: NECB_Default :skylight_cond: NECB_Default :skylight_solar_trans: NECB_Default :srr_set: NECB_Default :template: NECB2017 | 0 | TRUE | 666.386 |  | https://s3.console.aws.amazon.com/s3/buckets/834599497928?region=ca-central-1&prefix=osdev/baseline_2021_03_27/3160af0a-7f39-4875-8471-18cda6cd400b/output/72599307-7b01-4861-9c35-7ff562bcb651/ | 1.0.002 | 0 | 0 |  | 0 | 0 | tier_1 | 0
150 |  |  | NECB_Default | NECB_Default | NECB_Default | NECB_Default | NECB_Default | NECB_Default | NECB_Default | NECB_Default | MidriseApartment | NECB2017 | CAN_ON_Toronto.Pearson.Intl.AP.716240_CWEC2016.epw | NaturalGas | NECB_Default | NECB_Default | NECB_Default | NECB_Default | NECB_Default | NECB_Default | NECB_Default | NECB_Default | NECB_Default | NECB_Default | NECB_Default | NECB_Default | NECB_Default | NECB_Default | NECB_Default | NECB_Default | NECB_Default | NECB_Default | NECB_Default | NECB_Default | NECB_Default | NECB_Default | NECB_Default | NECB_Default | NECB_Default | NECB_Default | NECB_Default | aws_batch | 834599497928 | [5 empty] | baseline_2021_03_27 | 3160af0a-7f39-4875-8471-18cda6cd400b | TRUE | TRUE | 4219a348-9c19-41fd-9b91-ad396304ba2b |  | 3134.61 | 2325.6934 | 40 | MidriseApartment |  |  | 2 | MidriseApartment | 4 |  | 4 | NECB2017 | 0.24343 | 9553.837 | 76.6584 | 74.5909 | 27.0259 | 6.3415 | 327.0335 | 142.4169 | TORONTO | ONTARIO | 1.5374 | 15.6988 | 0 | 17.2362 | 12.3176 | 2.7701 | 0 | 15.0876 | 0 | 0.072663 | 0 | 0 | 0.2768 | 0.073237 | 0.021374 | 0.085229 | 0.06121 | 0.041568 | 0.31767 | 0.0067441 | 0.59446 | 0.23244 | 25.4825 | 69.1312 | Natural Gas | 40 | 0.757 | [5 empty] | 0.156 | 0.278 | 1.9 | 1.9 | 2 | Toronto Pearson Intl AP | CAN | 382 | 3615 | 43.677 | -79.631 | 5 | 3890 | ON | CAN_ON_Toronto.Pearson.Intl.AP.716240_CWEC2016.epw | 0 | 0 | 0 | 0 | 728.6 | 130.2314 | 7.8118 | 0.059984 | 2855.21 | 0.1 | 2021-03-27 18:32:41 +0000 | f477b7f5 | 0.2.11 | :adv_dx_units: NECB_Default :analysis_id: 3160af0a-7f39-4875-8471-18cda6cd400b :analysis_name: baseline_2021_03_27 :boiler_eff: NECB_Default :btap_batch_version: 1.0.002 :building_type: MidriseApartment :compute_environment: aws_batch :datapoint_id: 4219a348-9c19-41fd-9b91-ad396304ba2b :daylighting_type: NECB_Default :dcv_type: NECB_Default :door_construction_cond: NECB_Default :ecm_system_name: NECB_Default :enable_costing: true :epw_file: CAN_ON_Toronto.Pearson.Intl.AP.716240_CWEC2016.epw :erv_package: NECB_Default :ext_floor_cond: NECB_Default :ext_roof_cond: NECB_Default :ext_wall_cond: NECB_Default :fdwr_set: NECB_Default :fixed_wind_solar_trans: NECB_Default :fixed_window_cond: NECB_Default :furnace_eff: NECB_Default :glass_door_cond: NECB_Default :glass_door_solar_trans: NECB_Default :ground_floor_cond: NECB_Default :ground_roof_cond: NECB_Default :ground_wall_cond: NECB_Default :lights_scale: NECB_Default :lights_type: NECB_Default :overhead_door_cond: NECB_Default :primary_heating_fuel: NaturalGas :pv_ground_azimuth_angle: NECB_Default :pv_ground_module_description: NECB_Default :pv_ground_tilt_angle: NECB_Default :pv_ground_total_area_pv_panels_m2: NECB_Default :pv_ground_type: NECB_Default :rotation_degrees: NECB_Default :run_annual_simulation: true :s3_bucket: '834599497928' :scale_x: NECB_Default :scale_y: NECB_Default :scale_z: NECB_Default :shw_eff: NECB_Default :skylight_cond: NECB_Default :skylight_solar_trans: NECB_Default :srr_set: NECB_Default :template: NECB2017 | 0 | TRUE | 669.2435 |  | https://s3.console.aws.amazon.com/s3/buckets/834599497928?region=ca-central-1&prefix=osdev/baseline_2021_03_27/3160af0a-7f39-4875-8471-18cda6cd400b/output/4219a348-9c19-41fd-9b91-ad396304ba2b/ | 1.0.002 | 0 | 0 |  | 0 | 0 | tier_1 | 0
151 |  |  | NECB_Default | NECB_Default | NECB_Default | NECB_Default | NECB_Default | NECB_Default | NECB_Default | NECB_Default | MidriseApartment | NECB2017 | CAN_YT_Whitehorse.Intl.AP.719640_CWEC2016.epw | NaturalGas | NECB_Default | NECB_Default | NECB_Default | NECB_Default | NECB_Default | NECB_Default | NECB_Default | NECB_Default | NECB_Default | NECB_Default | NECB_Default | NECB_Default | NECB_Default | NECB_Default | NECB_Default | NECB_Default | NECB_Default | NECB_Default | NECB_Default | NECB_Default | NECB_Default | NECB_Default | NECB_Default | NECB_Default | NECB_Default | NECB_Default | NECB_Default | aws_batch | 834599497928 | [5 empty] | baseline_2021_03_27 | 3160af0a-7f39-4875-8471-18cda6cd400b | TRUE | TRUE | dd98ba3f-2879-4fe0-9daa-11192f5f6ff6 |  | 3134.61 | 2325.6934 | 22.8 | MidriseApartment |  |  | 2 | MidriseApartment | 4 |  | 4 | NECB2017 | 0.24343 | 9553.837 | 59.1279 | 61.4389 | 23.871 | 5.9941 | 279.2745 | 128.8426 | WHITEHORSE | YUKON | 3.6429 | 22.1013 | 0 | 25.7442 | 8.3427 | 4.0285 | 0 | 12.3712 | 0 | 0.033146 | 0 | 0 | 0.23421 | 0.067591 | 0.021374 | 0.17122 | 0.06121 | 0.041568 | 0.44415 | 0.0093249 | 0.67837 | 0.27293 | 20.8382 | 78.7769 | Natural Gas | 22.8 | 0.757 | [5 empty] | 0.138 | 0.21 | 1.9 | 1.9 | 2 | Whitehorse Intl AP | CAN | 5 | 6491 | 60.709 | -135.069 | 7b | 6580 | YT | CAN_YT_Whitehorse.Intl.AP.719640_CWEC2016.epw | 0 | 0 | 0 | 0 | 855.52 | 130.2314 | 7.8118 | 0.059984 | 2855.21 | 0.1 | 2021-03-27 18:32:22 +0000 | f477b7f5 | 0.2.11 | :adv_dx_units: NECB_Default :analysis_id: 3160af0a-7f39-4875-8471-18cda6cd400b :analysis_name: baseline_2021_03_27 :boiler_eff: NECB_Default :btap_batch_version: 1.0.002 :building_type: MidriseApartment :compute_environment: aws_batch :datapoint_id: dd98ba3f-2879-4fe0-9daa-11192f5f6ff6 :daylighting_type: NECB_Default :dcv_type: NECB_Default :door_construction_cond: NECB_Default :ecm_system_name: NECB_Default :enable_costing: true :epw_file: CAN_YT_Whitehorse.Intl.AP.719640_CWEC2016.epw :erv_package: NECB_Default :ext_floor_cond: NECB_Default :ext_roof_cond: NECB_Default :ext_wall_cond: NECB_Default :fdwr_set: NECB_Default :fixed_wind_solar_trans: NECB_Default :fixed_window_cond: NECB_Default :furnace_eff: NECB_Default :glass_door_cond: NECB_Default :glass_door_solar_trans: NECB_Default :ground_floor_cond: NECB_Default :ground_roof_cond: NECB_Default :ground_wall_cond: NECB_Default :lights_scale: NECB_Default :lights_type: NECB_Default :overhead_door_cond: NECB_Default :primary_heating_fuel: NaturalGas :pv_ground_azimuth_angle: NECB_Default :pv_ground_module_description: NECB_Default :pv_ground_tilt_angle: NECB_Default :pv_ground_total_area_pv_panels_m2: NECB_Default :pv_ground_type: NECB_Default :rotation_degrees: NECB_Default :run_annual_simulation: true :s3_bucket: '834599497928' :scale_x: NECB_Default :scale_y: NECB_Default :scale_z: NECB_Default :shw_eff: NECB_Default :skylight_cond: NECB_Default :skylight_solar_trans: NECB_Default :srr_set: NECB_Default :template: NECB2017 | 0 | TRUE | 669.2397 |  | https://s3.console.aws.amazon.com/s3/buckets/834599497928?region=ca-central-1&prefix=osdev/baseline_2021_03_27/3160af0a-7f39-4875-8471-18cda6cd400b/output/dd98ba3f-2879-4fe0-9daa-11192f5f6ff6/ | 1.0.002 | 0 | 0 |  | 0 | 0 | tier_1 | 0
152 |  |  | NECB_Default | NECB_Default | NECB_Default | NECB_Default | NECB_Default | NECB_Default | NECB_Default | NECB_Default | LargeOffice | NECB2017 | CAN_YT_Whitehorse.Intl.AP.719640_CWEC2016.epw | NaturalGas | NECB_Default | NECB_Default | NECB_Default | NECB_Default | NECB_Default | NECB_Default | NECB_Default | NECB_Default | NECB_Default | NECB_Default | NECB_Default | NECB_Default | NECB_Default | NECB_Default | NECB_Default | NECB_Default | NECB_Default | NECB_Default | NECB_Default | NECB_Default | NECB_Default | NECB_Default | NECB_Default | NECB_Default | NECB_Default | NECB_Default | NECB_Default | aws_batch | 834599497928 | [5 empty] | baseline_2021_03_27 | 3160af0a-7f39-4875-8471-18cda6cd400b | TRUE | TRUE | 218192ca-3607-457b-a034-c6611d1b35c6 |  | 46320.38 | 15152.6411 | 22.8 | LargeOffice |  |  | 0 | LargeOffice | 12 |  | 13 | NECB2017 | 0.085057 | 178146.0371 | 24.8672 | 28.6053 | 59.5635 | 1.795 | 219.7506 | 104.9196 | WHITEHORSE | YUKON | 4.0743 | 6.2728 | 0 | 10.3472 | 9.3308 | 1.1434 | 0 | 10.4741 | 0 | 0.0062439 | 0 | 0 | 0.26195 | 0.056338 | 0.0053333 | 0.069868 | 0.09479 | 0.08574 | 0.12606 | 0.013163 | 0.38801 | 0.056193 | 29.7039 | 42.2906 | Natural Gas | 22.8 | 0.757 |  | 0.284 |  |  |  | 0.138 | 0.21 | 1.9 |  | 0 | Whitehorse Intl AP | CAN | 5 | 6491 | 60.709 | -135.069 | 7b | 6580 | YT | CAN_YT_Whitehorse.Intl.AP.719640_CWEC2016.epw | 0 | 0 | 0 | 0 | 2602.88 | 2192.0411 | 25.4096 | 0.011592 | 9287.2 | 0.1 | 2021-03-27 18:33:04 +0000 | f477b7f5 | 0.2.11 | :adv_dx_units: NECB_Default :analysis_id: 3160af0a-7f39-4875-8471-18cda6cd400b :analysis_name: baseline_2021_03_27 :boiler_eff: NECB_Default :btap_batch_version: 1.0.002 :building_type: LargeOffice :compute_environment: aws_batch :datapoint_id: 218192ca-3607-457b-a034-c6611d1b35c6 :daylighting_type: NECB_Default :dcv_type: NECB_Default :door_construction_cond: NECB_Default :ecm_system_name: NECB_Default :enable_costing: true :epw_file: CAN_YT_Whitehorse.Intl.AP.719640_CWEC2016.epw :erv_package: NECB_Default :ext_floor_cond: NECB_Default :ext_roof_cond: NECB_Default :ext_wall_cond: NECB_Default :fdwr_set: NECB_Default :fixed_wind_solar_trans: NECB_Default :fixed_window_cond: NECB_Default :furnace_eff: NECB_Default :glass_door_cond: NECB_Default :glass_door_solar_trans: NECB_Default :ground_floor_cond: NECB_Default :ground_roof_cond: NECB_Default :ground_wall_cond: NECB_Default :lights_scale: NECB_Default :lights_type: NECB_Default :overhead_door_cond: NECB_Default :primary_heating_fuel: NaturalGas :pv_ground_azimuth_angle: NECB_Default :pv_ground_module_description: NECB_Default :pv_ground_tilt_angle: NECB_Default :pv_ground_total_area_pv_panels_m2: NECB_Default :pv_ground_type: NECB_Default :rotation_degrees: NECB_Default :run_annual_simulation: true :s3_bucket: '834599497928' :scale_x: NECB_Default :scale_y: NECB_Default :scale_z: NECB_Default :shw_eff: NECB_Default :skylight_cond: NECB_Default :skylight_solar_trans: NECB_Default :srr_set: NECB_Default :template: NECB2017 | 0.00034434 | TRUE | 672.0934 |  | https://s3.console.aws.amazon.com/s3/buckets/834599497928?region=ca-central-1&prefix=osdev/baseline_2021_03_27/3160af0a-7f39-4875-8471-18cda6cd400b/output/218192ca-3607-457b-a034-c6611d1b35c6/ | 1.0.002 | 0 | 0 |  | 0 | 0 | tier_1 | 0
153 |  |  | NECB_Default | NECB_Default | NECB_Default | NECB_Default | NECB_Default | NECB_Default | NECB_Default | NECB_Default | MidriseApartment | NECB2017 | CAN_AB_Calgary.Intl.AP.718770_CWEC2016.epw | NaturalGas | NECB_Default | NECB_Default | NECB_Default | NECB_Default | NECB_Default | NECB_Default | NECB_Default | NECB_Default | NECB_Default | NECB_Default | NECB_Default | NECB_Default | NECB_Default | NECB_Default | NECB_Default | NECB_Default | NECB_Default | NECB_Default | NECB_Default | NECB_Default | NECB_Default | NECB_Default | NECB_Default | NECB_Default | NECB_Default | NECB_Default | NECB_Default | aws_batch | 834599497928 | [5 empty] | baseline_2021_03_27 | 3160af0a-7f39-4875-8471-18cda6cd400b | TRUE | TRUE | 2bad6770-1500-4d27-9ce1-de077b8e03d1 |  | 3134.61 | 2325.6934 | 33.3 | MidriseApartment |  |  | 2 | MidriseApartment | 4 |  | 4 | NECB2017 | 0.24343 | 9553.837 | 72.5602 | 74.1633 | 26.8992 | 6.2807 | 319.2179 | 139.3144 | CALGARY | ALBERTA | 58.056 | 17.4505 | 0 | 75.5065 | 5.5025 | 1.2449 | 0 | 6.7474 | 0 | 0.058661 | 0 | 0 | 0.26454 | 0.073579 | 0.021374 | 0.094468 | 0.06121 | 0.041568 | 0.34582 | 0.0081509 | 0.61036 | 0.25135 | 22.9653 | 58.9376 | Natural Gas | 33.3 | 0.757 | [5 empty] | 0.138 | 0.21 | 1.9 | 1.9 | 2 | Calgary Intl AP | CAN | 64 | 4781 | 51.114 | -114.02 | 7a | 5000 | AB | CAN_AB_Calgary.Intl.AP.718770_CWEC2016.epw | 0 | 0 | 0 | 0 | 787.88 | 130.2314 | 7.8118 | 0.059984 | 2855.21 | 0.1 | 2021-03-27 18:32:20 +0000 | f477b7f5 | 0.2.11 | :adv_dx_units: NECB_Default :analysis_id: 3160af0a-7f39-4875-8471-18cda6cd400b :analysis_name: baseline_2021_03_27 :boiler_eff: NECB_Default :btap_batch_version: 1.0.002 :building_type: MidriseApartment :compute_environment: aws_batch :datapoint_id: 2bad6770-1500-4d27-9ce1-de077b8e03d1 :daylighting_type: NECB_Default :dcv_type: NECB_Default :door_construction_cond: NECB_Default :ecm_system_name: NECB_Default :enable_costing: true :epw_file: CAN_AB_Calgary.Intl.AP.718770_CWEC2016.epw :erv_package: NECB_Default :ext_floor_cond: NECB_Default :ext_roof_cond: NECB_Default :ext_wall_cond: NECB_Default :fdwr_set: NECB_Default :fixed_wind_solar_trans: NECB_Default :fixed_window_cond: NECB_Default :furnace_eff: NECB_Default :glass_door_cond: NECB_Default :glass_door_solar_trans: NECB_Default :ground_floor_cond: NECB_Default :ground_roof_cond: NECB_Default :ground_wall_cond: NECB_Default :lights_scale: NECB_Default :lights_type: NECB_Default :overhead_door_cond: NECB_Default :primary_heating_fuel: NaturalGas :pv_ground_azimuth_angle: NECB_Default :pv_ground_module_description: NECB_Default :pv_ground_tilt_angle: NECB_Default :pv_ground_total_area_pv_panels_m2: NECB_Default :pv_ground_type: NECB_Default :rotation_degrees: NECB_Default :run_annual_simulation: true :s3_bucket: '834599497928' :scale_x: NECB_Default :scale_y: NECB_Default :scale_z: NECB_Default :shw_eff: NECB_Default :skylight_cond: NECB_Default :skylight_solar_trans: NECB_Default :srr_set: NECB_Default :template: NECB2017 | 0 | TRUE | 673.4475 |  | https://s3.console.aws.amazon.com/s3/buckets/834599497928?region=ca-central-1&prefix=osdev/baseline_2021_03_27/3160af0a-7f39-4875-8471-18cda6cd400b/output/2bad6770-1500-4d27-9ce1-de077b8e03d1/ | 1.0.002 | 0 | 0 |  | 0 | 0 | tier_1 | 0
154 |  |  | NECB_Default | NECB_Default | NECB_Default | NECB_Default | NECB_Default | NECB_Default | NECB_Default | NECB_Default | MidriseApartment | NECB2017 | CAN_AB_Edmonton.Intl.AP.711230_CWEC2016.epw | NaturalGas | NECB_Default | NECB_Default | NECB_Default | NECB_Default | NECB_Default | NECB_Default | NECB_Default | NECB_Default | NECB_Default | NECB_Default | NECB_Default | NECB_Default | NECB_Default | NECB_Default | NECB_Default | NECB_Default | NECB_Default | NECB_Default | NECB_Default | NECB_Default | NECB_Default | NECB_Default | NECB_Default | NECB_Default | NECB_Default | NECB_Default | NECB_Default | aws_batch | 834599497928 | [5 empty] | baseline_2021_03_27 | 3160af0a-7f39-4875-8471-18cda6cd400b | TRUE | TRUE | bf493c17-fd00-4d6e-b31c-25b1c9b0e51e |  | 3134.61 | 2325.6934 | 32.5 | MidriseApartment |  |  | 2 | MidriseApartment | 4 |  | 4 | NECB2017 | 0.24343 | 9553.837 | 72.4995 | 74.2217 | 27.226 | 6.278 | 321.3796 | 141.1544 | EDMONTON | ALBERTA | 57.5645 | 19.7188 | 0 | 77.2833 | 5.4559 | 1.4068 | 0 | 6.8627 | 0 | 0.053595 | 0 | 0 | 0.2623 | 0.075706 | 0.021374 | 0.12883 | 0.06121 | 0.041568 | 0.39076 | 0.0088464 | 0.65306 | 0.26193 | 21.9972 | 77.7514 | Natural Gas | 32.5 | 0.757 | [5 empty] | 0.138 | 0.21 | 1.9 | 1.9 | 2 | Edmonton Intl AP | CAN | 23 | 5588 | 53.31 | -113.579 | 7a | 5120 | AB | CAN_AB_Edmonton.Intl.AP.711230_CWEC2016.epw | 0 | 0 | 0 | 0 | 821.06 | 130.2314 | 7.8118 | 0.059984 | 2855.21 | 0.1 | 2021-03-27 18:32:28 +0000 | f477b7f5 | 0.2.11 | :adv_dx_units: NECB_Default :analysis_id: 3160af0a-7f39-4875-8471-18cda6cd400b :analysis_name: baseline_2021_03_27 :boiler_eff: NECB_Default :btap_batch_version: 1.0.002 :building_type: MidriseApartment :compute_environment: aws_batch :datapoint_id: bf493c17-fd00-4d6e-b31c-25b1c9b0e51e :daylighting_type: NECB_Default :dcv_type: NECB_Default :door_construction_cond: NECB_Default :ecm_system_name: NECB_Default :enable_costing: true :epw_file: CAN_AB_Edmonton.Intl.AP.711230_CWEC2016.epw :erv_package: NECB_Default :ext_floor_cond: NECB_Default :ext_roof_cond: NECB_Default :ext_wall_cond: NECB_Default :fdwr_set: NECB_Default :fixed_wind_solar_trans: NECB_Default :fixed_window_cond: NECB_Default :furnace_eff: NECB_Default :glass_door_cond: NECB_Default :glass_door_solar_trans: NECB_Default :ground_floor_cond: NECB_Default :ground_roof_cond: NECB_Default :ground_wall_cond: NECB_Default :lights_scale: NECB_Default :lights_type: NECB_Default :overhead_door_cond: NECB_Default :primary_heating_fuel: NaturalGas :pv_ground_azimuth_angle: NECB_Default :pv_ground_module_description: NECB_Default :pv_ground_tilt_angle: NECB_Default :pv_ground_total_area_pv_panels_m2: NECB_Default :pv_ground_type: NECB_Default :rotation_degrees: NECB_Default :run_annual_simulation: true :s3_bucket: '834599497928' :scale_x: NECB_Default :scale_y: NECB_Default :scale_z: NECB_Default :shw_eff: NECB_Default :skylight_cond: NECB_Default :skylight_solar_trans: NECB_Default :srr_set: NECB_Default :template: NECB2017 | 0 | TRUE | 676.0461 |  | https://s3.console.aws.amazon.com/s3/buckets/834599497928?region=ca-central-1&prefix=osdev/baseline_2021_03_27/3160af0a-7f39-4875-8471-18cda6cd400b/output/bf493c17-fd00-4d6e-b31c-25b1c9b0e51e/ | 1.0.002 | 0 | 0 |  | 0 | 0 | tier_1 | 0
155 |  |  | NECB_Default | NECB_Default | NECB_Default | NECB_Default | NECB_Default | NECB_Default | NECB_Default | NECB_Default | SecondarySchool | NECB2017 | CAN_QC_Montreal-Trudeau.Intl.AP.716270_CWEC2016.epw | Electricity | NECB_Default | NECB_Default | NECB_Default | NECB_Default | NECB_Default | NECB_Default | NECB_Default | NECB_Default | NECB_Default | NECB_Default | NECB_Default | NECB_Default | NECB_Default | NECB_Default | NECB_Default | NECB_Default | NECB_Default | NECB_Default | NECB_Default | NECB_Default | NECB_Default | NECB_Default | NECB_Default | NECB_Default | NECB_Default | NECB_Default | NECB_Default | aws_batch | 834599497928 | [5 empty] | baseline_2021_03_27 | 3160af0a-7f39-4875-8471-18cda6cd400b | TRUE | TRUE | 88b1df75-152b-4b89-a14b-c7d50f6a0191 |  | 19592 | 17870 | 37.3 | SecondarySchool |  |  | 2 | SecondarySchool | 2 |  | 2 | NECB2017 | 0.18768 | 95216 | 135.7989 | 8.9814 | 59.8158 | 8.5961 | 391.9506 | 178.7584 | MONTREAL | QUEBEC | 0.202 | 0 | 0 | 0.202 | 12.8652 | 0 | 0 | 12.8652 | 0 | 0.042396 | 0 | 0 | 0.51981 | 0.080895 | 0.01334 | 0.15396 | 0.035421 | 0.10909 | 0 | 0.0030232 | 0.51981 | 0.081683 | 122.6871 | 0 | Electricity | 37.3 | 0.757 | [5 empty] | 0.156 | 0.247 | 1.9 | 1.9 | 2 | Montreal-Trudeau Intl AP | CAN | 323 | 4090 | 45.471 | -73.741 | 6 | 4400 | QC | CAN_QC_Montreal-Trudeau.Intl.AP.716270_CWEC2016.epw | 0 | 4.3785 | 0.0011007 | 1600.34 | 0 | 3977.9111 | 22.3732 | 0.0056244 | 8177.42 | 0.1 | 2021-03-27 18:33:22 +0000 | f477b7f5 | 0.2.11 | :adv_dx_units: NECB_Default :analysis_id: 3160af0a-7f39-4875-8471-18cda6cd400b :analysis_name: baseline_2021_03_27 :boiler_eff: NECB_Default :btap_batch_version: 1.0.002 :building_type: SecondarySchool :compute_environment: aws_batch :datapoint_id: 88b1df75-152b-4b89-a14b-c7d50f6a0191 :daylighting_type: NECB_Default :dcv_type: NECB_Default :door_construction_cond: NECB_Default :ecm_system_name: NECB_Default :enable_costing: true :epw_file: CAN_QC_Montreal-Trudeau.Intl.AP.716270_CWEC2016.epw :erv_package: NECB_Default :ext_floor_cond: NECB_Default :ext_roof_cond: NECB_Default :ext_wall_cond: NECB_Default :fdwr_set: NECB_Default :fixed_wind_solar_trans: NECB_Default :fixed_window_cond: NECB_Default :furnace_eff: NECB_Default :glass_door_cond: NECB_Default :glass_door_solar_trans: NECB_Default :ground_floor_cond: NECB_Default :ground_roof_cond: NECB_Default :ground_wall_cond: NECB_Default :lights_scale: NECB_Default :lights_type: NECB_Default :overhead_door_cond: NECB_Default :primary_heating_fuel: Electricity :pv_ground_azimuth_angle: NECB_Default :pv_ground_module_description: NECB_Default :pv_ground_tilt_angle: NECB_Default :pv_ground_total_area_pv_panels_m2: NECB_Default :pv_ground_type: NECB_Default :rotation_degrees: NECB_Default :run_annual_simulation: true :s3_bucket: '834599497928' :scale_x: NECB_Default :scale_y: NECB_Default :scale_z: NECB_Default :shw_eff: NECB_Default :skylight_cond: NECB_Default :skylight_solar_trans: NECB_Default :srr_set: NECB_Default :template: NECB2017 | 0 | TRUE | 727.114 |  | https://s3.console.aws.amazon.com/s3/buckets/834599497928?region=ca-central-1&prefix=osdev/baseline_2021_03_27/3160af0a-7f39-4875-8471-18cda6cd400b/output/88b1df75-152b-4b89-a14b-c7d50f6a0191/ | 1.0.002 | 0 | 0 |  | 0 | 0 | tier_1 | 0
156 |  |  | NECB_Default | NECB_Default | NECB_Default | NECB_Default | NECB_Default | NECB_Default | NECB_Default | NECB_Default | SecondarySchool | NECB2017 | CAN_NS_Halifax.Dockyard.713280_CWEC2016.epw | NaturalGas | NECB_Default | NECB_Default | NECB_Default | NECB_Default | NECB_Default | NECB_Default | NECB_Default | NECB_Default | NECB_Default | NECB_Default | NECB_Default | NECB_Default | NECB_Default | NECB_Default | NECB_Default | NECB_Default | NECB_Default | NECB_Default | NECB_Default | NECB_Default | NECB_Default | NECB_Default | NECB_Default | NECB_Default | NECB_Default | NECB_Default | NECB_Default | aws_batch | 834599497928 | [5 empty] | baseline_2021_03_27 | 3160af0a-7f39-4875-8471-18cda6cd400b | TRUE | TRUE | e550ecc0-b41e-486d-a07a-35156d65e371 |  | 19592 | 17870 | 40 | SecondarySchool |  |  | 2 | SecondarySchool | 2 |  | 2 | NECB2017 | 0.18768 | 95216 | 117.1687 | 18.4744 | 57.8206 | 6.8627 | 342.9393 | 142.6129 | HALIFAX | NOVA SCOTIA | 53.2122 | 14.1263 | 0 | 67.3386 | 10.4359 | 3.5656 | 0 | 14.0015 | 0 | 0.020952 | 0 | 0 | 0.26241 | 0.082138 | 0.011727 | 0.17 | 0.035421 | 0.10909 | 0.28389 | 0.0030824 | 0.54629 | 0.11388 | 34.1922 | 66.7456 | Natural Gas | 40 | 0.757 | [5 empty] | 0.156 | 0.247 | 1.9 | 1.9 | 2 | Halifax Dockyard | CAN | 112 | 3647 | 44.655 | -63.577 | 6 | 4000 | NS | CAN_NS_Halifax.Dockyard.713280_CWEC2016.epw | 0 | 0 | 0 | 0 | 2231.21 | 3977.9111 | 22.3732 | 0.0056244 | 8177.42 | 0.1 | 2021-03-27 18:33:40 +0000 | f477b7f5 | 0.2.11 | :adv_dx_units: NECB_Default :analysis_id: 3160af0a-7f39-4875-8471-18cda6cd400b :analysis_name: baseline_2021_03_27 :boiler_eff: NECB_Default :btap_batch_version: 1.0.002 :building_type: SecondarySchool :compute_environment: aws_batch :datapoint_id: e550ecc0-b41e-486d-a07a-35156d65e371 :daylighting_type: NECB_Default :dcv_type: NECB_Default :door_construction_cond: NECB_Default :ecm_system_name: NECB_Default :enable_costing: true :epw_file: CAN_NS_Halifax.Dockyard.713280_CWEC2016.epw :erv_package: NECB_Default :ext_floor_cond: NECB_Default :ext_roof_cond: NECB_Default :ext_wall_cond: NECB_Default :fdwr_set: NECB_Default :fixed_wind_solar_trans: NECB_Default :fixed_window_cond: NECB_Default :furnace_eff: NECB_Default :glass_door_cond: NECB_Default :glass_door_solar_trans: NECB_Default :ground_floor_cond: NECB_Default :ground_roof_cond: NECB_Default :ground_wall_cond: NECB_Default :lights_scale: NECB_Default :lights_type: NECB_Default :overhead_door_cond: NECB_Default :primary_heating_fuel: NaturalGas :pv_ground_azimuth_angle: NECB_Default :pv_ground_module_description: NECB_Default :pv_ground_tilt_angle: NECB_Default :pv_ground_total_area_pv_panels_m2: NECB_Default :pv_ground_type: NECB_Default :rotation_degrees: NECB_Default :run_annual_simulation: true :s3_bucket: '834599497928' :scale_x: NECB_Default :scale_y: NECB_Default :scale_z: NECB_Default :shw_eff: NECB_Default :skylight_cond: NECB_Default :skylight_solar_trans: NECB_Default :srr_set: NECB_Default :template: NECB2017 | 0 | TRUE | 727.2337 |  | https://s3.console.aws.amazon.com/s3/buckets/834599497928?region=ca-central-1&prefix=osdev/baseline_2021_03_27/3160af0a-7f39-4875-8471-18cda6cd400b/output/e550ecc0-b41e-486d-a07a-35156d65e371/ | 1.0.002 | 0 | 0 |  | 0 | 0 | tier_1 | 0
157 |  |  | NECB_Default | NECB_Default | NECB_Default | NECB_Default | NECB_Default | NECB_Default | NECB_Default | NECB_Default | LargeOffice | NECB2017 | CAN_QC_Montreal-Trudeau.Intl.AP.716270_CWEC2016.epw | NaturalGas | NECB_Default | NECB_Default | NECB_Default | NECB_Default | NECB_Default | NECB_Default | NECB_Default | NECB_Default | NECB_Default | NECB_Default | NECB_Default | NECB_Default | NECB_Default | NECB_Default | NECB_Default | NECB_Default | NECB_Default | NECB_Default | NECB_Default | NECB_Default | NECB_Default | NECB_Default | NECB_Default | NECB_Default | NECB_Default | NECB_Default | NECB_Default | aws_batch | 834599497928 | [5 empty] | baseline_2021_03_27 | 3160af0a-7f39-4875-8471-18cda6cd400b | TRUE | TRUE | 3cfa77b9-9c75-4351-8ae7-07d7a0e32646 |  | 46320.38 | 15152.6411 | 37.3 | LargeOffice |  |  | 0 | LargeOffice | 12 |  | 13 | NECB2017 | 0.085057 | 178146.0371 | 29.0726 | 35.7585 | 62.0482 | 1.8808 | 247.4751 | 118.715 | MONTREAL | QUEBEC | 0.11342 | 5.5462 | 0 | 5.6597 | 7.2235 | 1.4528 | 0 | 8.6763 | 0 | 0.025218 | 0 | 0 | 0.29186 | 0.06221 | 0.0073937 | 0.062966 | 0.09479 | 0.08574 | 0.11227 | 0.014529 | 0.40413 | 0.049305 | 33.9479 | 41.0708 | Natural Gas | 37.3 | 0.757 |  | 0.284 |  |  |  | 0.156 | 0.247 | 1.9 |  | 0 | Montreal-Trudeau Intl AP | CAN | 323 | 4090 | 45.471 | -73.741 | 6 | 4400 | QC | CAN_QC_Montreal-Trudeau.Intl.AP.716270_CWEC2016.epw | 0 | 0 | 0 | 0 | 2283.84 | 2192.0411 | 25.4096 | 0.011592 | 9287.2 | 0.1 | 2021-03-27 18:33:21 +0000 | f477b7f5 | 0.2.11 | :adv_dx_units: NECB_Default :analysis_id: 3160af0a-7f39-4875-8471-18cda6cd400b :analysis_name: baseline_2021_03_27 :boiler_eff: NECB_Default :btap_batch_version: 1.0.002 :building_type: LargeOffice :compute_environment: aws_batch :datapoint_id: 3cfa77b9-9c75-4351-8ae7-07d7a0e32646 :daylighting_type: NECB_Default :dcv_type: NECB_Default :door_construction_cond: NECB_Default :ecm_system_name: NECB_Default :enable_costing: true :epw_file: CAN_QC_Montreal-Trudeau.Intl.AP.716270_CWEC2016.epw :erv_package: NECB_Default :ext_floor_cond: NECB_Default :ext_roof_cond: NECB_Default :ext_wall_cond: NECB_Default :fdwr_set: NECB_Default :fixed_wind_solar_trans: NECB_Default :fixed_window_cond: NECB_Default :furnace_eff: NECB_Default :glass_door_cond: NECB_Default :glass_door_solar_trans: NECB_Default :ground_floor_cond: NECB_Default :ground_roof_cond: NECB_Default :ground_wall_cond: NECB_Default :lights_scale: NECB_Default :lights_type: NECB_Default :overhead_door_cond: NECB_Default :primary_heating_fuel: NaturalGas :pv_ground_azimuth_angle: NECB_Default :pv_ground_module_description: NECB_Default :pv_ground_tilt_angle: NECB_Default :pv_ground_total_area_pv_panels_m2: NECB_Default :pv_ground_type: NECB_Default :rotation_degrees: NECB_Default :run_annual_simulation: true :s3_bucket: '834599497928' :scale_x: NECB_Default :scale_y: NECB_Default :scale_z: NECB_Default :shw_eff: NECB_Default :skylight_cond: NECB_Default :skylight_solar_trans: NECB_Default :srr_set: NECB_Default :template: NECB2017 | 0.0019773 | TRUE | 727.7642 |  | https://s3.console.aws.amazon.com/s3/buckets/834599497928?region=ca-central-1&prefix=osdev/baseline_2021_03_27/3160af0a-7f39-4875-8471-18cda6cd400b/output/3cfa77b9-9c75-4351-8ae7-07d7a0e32646/ | 1.0.002 | 0 | 0 |  | 0 | 0 | tier_1 | 0
158 |  |  | NECB_Default | NECB_Default | NECB_Default | NECB_Default | NECB_Default | NECB_Default | NECB_Default | NECB_Default | SecondarySchool | NECB2017 | CAN_ON_Toronto.Pearson.Intl.AP.716240_CWEC2016.epw | Electricity | NECB_Default | NECB_Default | NECB_Default | NECB_Default | NECB_Default | NECB_Default | NECB_Default | NECB_Default | NECB_Default | NECB_Default | NECB_Default | NECB_Default | NECB_Default | NECB_Default | NECB_Default | NECB_Default | NECB_Default | NECB_Default | NECB_Default | NECB_Default | NECB_Default | NECB_Default | NECB_Default | NECB_Default | NECB_Default | NECB_Default | NECB_Default | aws_batch | 834599497928 | [5 empty] | baseline_2021_03_27 | 3160af0a-7f39-4875-8471-18cda6cd400b | TRUE | TRUE | 670e2f1f-840d-4518-ae13-2ed8593b6668 |  | 19592 | 17870 | 40 | SecondarySchool |  |  | 2 | SecondarySchool | 2 |  | 2 | NECB2017 | 0.18768 | 95216 | 143.8773 | 8.9482 | 64.4149 | 8.6078 | 408.0098 | 182.1616 | TORONTO | ONTARIO | 2.746 | 0 | 0 | 2.746 | 22.0012 | 0 | 0 | 22.0012 | 0 | 0.046905 | 0 | 0 | 0.49441 | 0.083708 | 0.012891 | 0.12424 | 0.035421 | 0.10909 | 0 | 0.0030232 | 0.49441 | 0.079133 | 69.9795 | 0 | Electricity | 40 | 0.757 | [5 empty] | 0.156 | 0.278 | 1.9 | 1.9 | 2 | Toronto Pearson Intl AP | CAN | 382 | 3615 | 43.677 | -79.631 | 5 | 3890 | ON | CAN_ON_Toronto.Pearson.Intl.AP.716240_CWEC2016.epw | 0 | 4.2418 | 0.0010663 | 1550.38 | 0 | 3977.9111 | 22.3732 | 0.0056244 | 8177.42 | 0.1 | 2021-03-27 18:33:25 +0000 | f477b7f5 | 0.2.11 | :adv_dx_units: NECB_Default :analysis_id: 3160af0a-7f39-4875-8471-18cda6cd400b :analysis_name: baseline_2021_03_27 :boiler_eff: NECB_Default :btap_batch_version: 1.0.002 :building_type: SecondarySchool :compute_environment: aws_batch :datapoint_id: 670e2f1f-840d-4518-ae13-2ed8593b6668 :daylighting_type: NECB_Default :dcv_type: NECB_Default :door_construction_cond: NECB_Default :ecm_system_name: NECB_Default :enable_costing: true :epw_file: CAN_ON_Toronto.Pearson.Intl.AP.716240_CWEC2016.epw :erv_package: NECB_Default :ext_floor_cond: NECB_Default :ext_roof_cond: NECB_Default :ext_wall_cond: NECB_Default :fdwr_set: NECB_Default :fixed_wind_solar_trans: NECB_Default :fixed_window_cond: NECB_Default :furnace_eff: NECB_Default :glass_door_cond: NECB_Default :glass_door_solar_trans: NECB_Default :ground_floor_cond: NECB_Default :ground_roof_cond: NECB_Default :ground_wall_cond: NECB_Default :lights_scale: NECB_Default :lights_type: NECB_Default :overhead_door_cond: NECB_Default :primary_heating_fuel: Electricity :pv_ground_azimuth_angle: NECB_Default :pv_ground_module_description: NECB_Default :pv_ground_tilt_angle: NECB_Default :pv_ground_total_area_pv_panels_m2: NECB_Default :pv_ground_type: NECB_Default :rotation_degrees: NECB_Default :run_annual_simulation: true :s3_bucket: '834599497928' :scale_x: NECB_Default :scale_y: NECB_Default :scale_z: NECB_Default :shw_eff: NECB_Default :skylight_cond: NECB_Default :skylight_solar_trans: NECB_Default :srr_set: NECB_Default :template: NECB2017 | 0 | TRUE | 730.0737 |  | https://s3.console.aws.amazon.com/s3/buckets/834599497928?region=ca-central-1&prefix=osdev/baseline_2021_03_27/3160af0a-7f39-4875-8471-18cda6cd400b/output/670e2f1f-840d-4518-ae13-2ed8593b6668/ | 1.0.002 | 0 | 0 |  | 0 | 0 | tier_1 | 0
159 |  |  | NECB_Default | NECB_Default | NECB_Default | NECB_Default | NECB_Default | NECB_Default | NECB_Default | NECB_Default | SecondarySchool | NECB2017 | CAN_AB_Edmonton.Intl.AP.711230_CWEC2016.epw | NaturalGas | NECB_Default | NECB_Default | NECB_Default | NECB_Default | NECB_Default | NECB_Default | NECB_Default | NECB_Default | NECB_Default | NECB_Default | NECB_Default | NECB_Default | NECB_Default | NECB_Default | NECB_Default | NECB_Default | NECB_Default | NECB_Default | NECB_Default | NECB_Default | NECB_Default | NECB_Default | NECB_Default | NECB_Default | NECB_Default | NECB_Default | NECB_Default | aws_batch | 834599497928 | [5 empty] | baseline_2021_03_27 | 3160af0a-7f39-4875-8471-18cda6cd400b | TRUE | TRUE | 852b6e4a-0774-4e88-92d4-2fb39e2e6b08 |  | 19592 | 17870 | 32.5 | SecondarySchool |  |  | 2 | SecondarySchool | 2 |  | 2 | NECB2017 | 0.18768 | 95216 | 136.8253 | 21.8073 | 64.8954 | 7.136 | 380.5313 | 149.8673 | EDMONTON | ALBERTA | 57.0906 | 19.8055 | 0 | 76.896 | 5.411 | 1.4129 | 0 | 6.8239 | 0 | 0.017456 | 0 | 0 | 0.26014 | 0.08261 | 0.012458 | 0.26631 | 0.035421 | 0.10909 | 0.39248 | 0.003114 | 0.65263 | 0.12617 | 34.632 | 140.422 | Natural Gas | 32.5 | 0.757 | [5 empty] | 0.138 | 0.21 | 1.9 | 1.9 | 2 | Edmonton Intl AP | CAN | 23 | 5588 | 53.31 | -113.579 | 7a | 5120 | AB | CAN_AB_Edmonton.Intl.AP.711230_CWEC2016.epw | 0 | 0 | 0 | 0 | 2472 | 3977.9111 | 22.3732 | 0.0056244 | 8177.42 | 0.1 | 2021-03-27 18:34:24 +0000 | f477b7f5 | 0.2.11 | :adv_dx_units: NECB_Default :analysis_id: 3160af0a-7f39-4875-8471-18cda6cd400b :analysis_name: baseline_2021_03_27 :boiler_eff: NECB_Default :btap_batch_version: 1.0.002 :building_type: SecondarySchool :compute_environment: aws_batch :datapoint_id: 852b6e4a-0774-4e88-92d4-2fb39e2e6b08 :daylighting_type: NECB_Default :dcv_type: NECB_Default :door_construction_cond: NECB_Default :ecm_system_name: NECB_Default :enable_costing: true :epw_file: CAN_AB_Edmonton.Intl.AP.711230_CWEC2016.epw :erv_package: NECB_Default :ext_floor_cond: NECB_Default :ext_roof_cond: NECB_Default :ext_wall_cond: NECB_Default :fdwr_set: NECB_Default :fixed_wind_solar_trans: NECB_Default :fixed_window_cond: NECB_Default :furnace_eff: NECB_Default :glass_door_cond: NECB_Default :glass_door_solar_trans: NECB_Default :ground_floor_cond: NECB_Default :ground_roof_cond: NECB_Default :ground_wall_cond: NECB_Default :lights_scale: NECB_Default :lights_type: NECB_Default :overhead_door_cond: NECB_Default :primary_heating_fuel: NaturalGas :pv_ground_azimuth_angle: NECB_Default :pv_ground_module_description: NECB_Default :pv_ground_tilt_angle: NECB_Default :pv_ground_total_area_pv_panels_m2: NECB_Default :pv_ground_type: NECB_Default :rotation_degrees: NECB_Default :run_annual_simulation: true :s3_bucket: '834599497928' :scale_x: NECB_Default :scale_y: NECB_Default :scale_z: NECB_Default :shw_eff: NECB_Default :skylight_cond: NECB_Default :skylight_solar_trans: NECB_Default :srr_set: NECB_Default :template: NECB2017 | 0 | TRUE | 787.0097 |  | https://s3.console.aws.amazon.com/s3/buckets/834599497928?region=ca-central-1&prefix=osdev/baseline_2021_03_27/3160af0a-7f39-4875-8471-18cda6cd400b/output/852b6e4a-0774-4e88-92d4-2fb39e2e6b08/ | 1.0.002 | 0 | 0 |  | 0 | 0 | tier_1 | 0
160 |  |  | NECB_Default | NECB_Default | NECB_Default | NECB_Default | NECB_Default | NECB_Default | NECB_Default | NECB_Default | SecondarySchool | NECB2017 | CAN_QC_Montreal-Trudeau.Intl.AP.716270_CWEC2016.epw | NaturalGas | NECB_Default | NECB_Default | NECB_Default | NECB_Default | NECB_Default | NECB_Default | NECB_Default | NECB_Default | NECB_Default | NECB_Default | NECB_Default | NECB_Default | NECB_Default | NECB_Default | NECB_Default | NECB_Default | NECB_Default | NECB_Default | NECB_Default | NECB_Default | NECB_Default | NECB_Default | NECB_Default | NECB_Default | NECB_Default | NECB_Default | NECB_Default | aws_batch | 834599497928 | [5 empty] | baseline_2021_03_27 | 3160af0a-7f39-4875-8471-18cda6cd400b | TRUE | TRUE | 2f5a96a1-ff1a-4798-a447-a6ea33e964ef |  | 19592 | 17870 | 37.3 | SecondarySchool |  |  | 2 | SecondarySchool | 2 |  | 2 | NECB2017 | 0.18768 | 95216 | 135.7989 | 22.4614 | 59.8158 | 7.113 | 378.6964 | 153.5073 | MONTREAL | QUEBEC | 0.11111 | 16.904 | 0 | 17.0152 | 7.0765 | 4.4279 | 0 | 11.5044 | 0 | 0.043247 | 0 | 0 | 0.28592 | 0.081727 | 0.013331 | 0.2269 | 0.035421 | 0.10909 | 0.34219 | 0.0031069 | 0.6281 | 0.11528 | 41.3948 | 142.5111 | Natural Gas | 37.3 | 0.757 | [5 empty] | 0.156 | 0.247 | 1.9 | 1.9 | 2 | Montreal-Trudeau Intl AP | CAN | 323 | 4090 | 45.471 | -73.741 | 6 | 4400 | QC | CAN_QC_Montreal-Trudeau.Intl.AP.716270_CWEC2016.epw | 0 | 0 | 0 | 0 | 2258.58 | 3977.9111 | 22.3732 | 0.0056244 | 8177.42 | 0.1 | 2021-03-27 18:34:03 +0000 | f477b7f5 | 0.2.11 | :adv_dx_units: NECB_Default :analysis_id: 3160af0a-7f39-4875-8471-18cda6cd400b :analysis_name: baseline_2021_03_27 :boiler_eff: NECB_Default :btap_batch_version: 1.0.002 :building_type: SecondarySchool :compute_environment: aws_batch :datapoint_id: 2f5a96a1-ff1a-4798-a447-a6ea33e964ef :daylighting_type: NECB_Default :dcv_type: NECB_Default :door_construction_cond: NECB_Default :ecm_system_name: NECB_Default :enable_costing: true :epw_file: CAN_QC_Montreal-Trudeau.Intl.AP.716270_CWEC2016.epw :erv_package: NECB_Default :ext_floor_cond: NECB_Default :ext_roof_cond: NECB_Default :ext_wall_cond: NECB_Default :fdwr_set: NECB_Default :fixed_wind_solar_trans: NECB_Default :fixed_window_cond: NECB_Default :furnace_eff: NECB_Default :glass_door_cond: NECB_Default :glass_door_solar_trans: NECB_Default :ground_floor_cond: NECB_Default :ground_roof_cond: NECB_Default :ground_wall_cond: NECB_Default :lights_scale: NECB_Default :lights_type: NECB_Default :overhead_door_cond: NECB_Default :primary_heating_fuel: NaturalGas :pv_ground_azimuth_angle: NECB_Default :pv_ground_module_description: NECB_Default :pv_ground_tilt_angle: NECB_Default :pv_ground_total_area_pv_panels_m2: NECB_Default :pv_ground_type: NECB_Default :rotation_degrees: NECB_Default :run_annual_simulation: true :s3_bucket: '834599497928' :scale_x: NECB_Default :scale_y: NECB_Default :scale_z: NECB_Default :shw_eff: NECB_Default :skylight_cond: NECB_Default :skylight_solar_trans: NECB_Default :srr_set: NECB_Default :template: NECB2017 | 0 | TRUE | 788.9348 |  | https://s3.console.aws.amazon.com/s3/buckets/834599497928?region=ca-central-1&prefix=osdev/baseline_2021_03_27/3160af0a-7f39-4875-8471-18cda6cd400b/output/2f5a96a1-ff1a-4798-a447-a6ea33e964ef/ | 1.0.002 | 0 | 0 |  | 0 | 0 | tier_1 | 0
161 |  |  | NECB_Default | NECB_Default | NECB_Default | NECB_Default | NECB_Default | NECB_Default | NECB_Default | NECB_Default | SecondarySchool | NECB2017 | CAN_AB_Edmonton.Intl.AP.711230_CWEC2016.epw | Electricity | NECB_Default | NECB_Default | NECB_Default | NECB_Default | NECB_Default | NECB_Default | NECB_Default | NECB_Default | NECB_Default | NECB_Default | NECB_Default | NECB_Default | NECB_Default | NECB_Default | NECB_Default | NECB_Default | NECB_Default | NECB_Default | NECB_Default | NECB_Default | NECB_Default | NECB_Default | NECB_Default | NECB_Default | NECB_Default | NECB_Default | NECB_Default | aws_batch | 834599497928 | [5 empty] | baseline_2021_03_27 | 3160af0a-7f39-4875-8471-18cda6cd400b | TRUE | TRUE | aa850f46-b47c-41e3-89bf-e1745d3e1ce6 |  | 19592 | 17870 | 32.5 | SecondarySchool |  |  | 2 | SecondarySchool | 2 |  | 2 | NECB2017 | 0.18768 | 95216 | 136.8253 | 8.5056 | 64.8954 | 8.6052 | 395.3796 | 176.5481 | EDMONTON | ALBERTA | 116.1246 | 0 | 0 | 116.1246 | 11.0062 | 0 | 0 | 11.0062 | 0 | 0.017117 | 0 | 0 | 0.52914 | 0.081372 | 0.012472 | 0.18038 | 0.035421 | 0.10909 | 0 | 0.0030232 | 0.52914 | 0.090272 | 124.1286 | 0 | Electricity | 32.5 | 0.757 | [5 empty] | 0.138 | 0.21 | 1.9 | 1.9 | 2 | Edmonton Intl AP | CAN | 23 | 5588 | 53.31 | -113.579 | 7a | 5120 | AB | CAN_AB_Edmonton.Intl.AP.711230_CWEC2016.epw | 0 | 4.8389 | 0.0012164 | 1768.61 | 0 | 3977.9111 | 22.3732 | 0.0056244 | 8177.42 | 0.1 | 2021-03-27 18:33:54 +0000 | f477b7f5 | 0.2.11 | :adv_dx_units: NECB_Default :analysis_id: 3160af0a-7f39-4875-8471-18cda6cd400b :analysis_name: baseline_2021_03_27 :boiler_eff: NECB_Default :btap_batch_version: 1.0.002 :building_type: SecondarySchool :compute_environment: aws_batch :datapoint_id: aa850f46-b47c-41e3-89bf-e1745d3e1ce6 :daylighting_type: NECB_Default :dcv_type: NECB_Default :door_construction_cond: NECB_Default :ecm_system_name: NECB_Default :enable_costing: true :epw_file: CAN_AB_Edmonton.Intl.AP.711230_CWEC2016.epw :erv_package: NECB_Default :ext_floor_cond: NECB_Default :ext_roof_cond: NECB_Default :ext_wall_cond: NECB_Default :fdwr_set: NECB_Default :fixed_wind_solar_trans: NECB_Default :fixed_window_cond: NECB_Default :furnace_eff: NECB_Default :glass_door_cond: NECB_Default :glass_door_solar_trans: NECB_Default :ground_floor_cond: NECB_Default :ground_roof_cond: NECB_Default :ground_wall_cond: NECB_Default :lights_scale: NECB_Default :lights_type: NECB_Default :overhead_door_cond: NECB_Default :primary_heating_fuel: Electricity :pv_ground_azimuth_angle: NECB_Default :pv_ground_module_description: NECB_Default :pv_ground_tilt_angle: NECB_Default :pv_ground_total_area_pv_panels_m2: NECB_Default :pv_ground_type: NECB_Default :rotation_degrees: NECB_Default :run_annual_simulation: true :s3_bucket: '834599497928' :scale_x: NECB_Default :scale_y: NECB_Default :scale_z: NECB_Default :shw_eff: NECB_Default :skylight_cond: NECB_Default :skylight_solar_trans: NECB_Default :srr_set: NECB_Default :template: NECB2017 | 0 | TRUE | 788.977 |  | https://s3.console.aws.amazon.com/s3/buckets/834599497928?region=ca-central-1&prefix=osdev/baseline_2021_03_27/3160af0a-7f39-4875-8471-18cda6cd400b/output/aa850f46-b47c-41e3-89bf-e1745d3e1ce6/ | 1.0.002 | 0 | 0 |  | 0 | 0 | tier_1 | 0
162 |  |  | NECB_Default | NECB_Default | NECB_Default | NECB_Default | NECB_Default | NECB_Default | NECB_Default | NECB_Default | SecondarySchool | NECB2017 | CAN_ON_Toronto.Pearson.Intl.AP.716240_CWEC2016.epw | NaturalGas | NECB_Default | NECB_Default | NECB_Default | NECB_Default | NECB_Default | NECB_Default | NECB_Default | NECB_Default | NECB_Default | NECB_Default | NECB_Default | NECB_Default | NECB_Default | NECB_Default | NECB_Default | NECB_Default | NECB_Default | NECB_Default | NECB_Default | NECB_Default | NECB_Default | NECB_Default | NECB_Default | NECB_Default | NECB_Default | NECB_Default | NECB_Default | aws_batch | 834599497928 | [5 empty] | baseline_2021_03_27 | 3160af0a-7f39-4875-8471-18cda6cd400b | TRUE | TRUE | 280768eb-b13c-441a-b9ef-429e2893ef08 |  | 19592 | 17870 | 40 | SecondarySchool |  |  | 2 | SecondarySchool | 2 |  | 2 | NECB2017 | 0.18768 | 95216 | 143.8773 | 22.5145 | 64.4149 | 7.2049 | 396.3975 | 158.3859 | TORONTO | ONTARIO | 1.6274 | 14.5795 | 0 | 16.207 | 13.0389 | 2.5726 | 0 | 15.6114 | 0 | 0.047849 | 0 | 0 | 0.29301 | 0.084673 | 0.012881 | 0.18302 | 0.035421 | 0.10909 | 0.29502 | 0.0030977 | 0.58803 | 0.112 | 42.8168 | 86.3351 | Natural Gas | 40 | 0.757 | [5 empty] | 0.156 | 0.278 | 1.9 | 1.9 | 2 | Toronto Pearson Intl AP | CAN | 382 | 3615 | 43.677 | -79.631 | 5 | 3890 | ON | CAN_ON_Toronto.Pearson.Intl.AP.716240_CWEC2016.epw | 0 | 0 | 0 | 0 | 2194.21 | 3977.9111 | 22.3732 | 0.0056244 | 8177.42 | 0.1 | 2021-03-27 18:34:25 +0000 | f477b7f5 | 0.2.11 | :adv_dx_units: NECB_Default :analysis_id: 3160af0a-7f39-4875-8471-18cda6cd400b :analysis_name: baseline_2021_03_27 :boiler_eff: NECB_Default :btap_batch_version: 1.0.002 :building_type: SecondarySchool :compute_environment: aws_batch :datapoint_id: 280768eb-b13c-441a-b9ef-429e2893ef08 :daylighting_type: NECB_Default :dcv_type: NECB_Default :door_construction_cond: NECB_Default :ecm_system_name: NECB_Default :enable_costing: true :epw_file: CAN_ON_Toronto.Pearson.Intl.AP.716240_CWEC2016.epw :erv_package: NECB_Default :ext_floor_cond: NECB_Default :ext_roof_cond: NECB_Default :ext_wall_cond: NECB_Default :fdwr_set: NECB_Default :fixed_wind_solar_trans: NECB_Default :fixed_window_cond: NECB_Default :furnace_eff: NECB_Default :glass_door_cond: NECB_Default :glass_door_solar_trans: NECB_Default :ground_floor_cond: NECB_Default :ground_roof_cond: NECB_Default :ground_wall_cond: NECB_Default :lights_scale: NECB_Default :lights_type: NECB_Default :overhead_door_cond: NECB_Default :primary_heating_fuel: NaturalGas :pv_ground_azimuth_angle: NECB_Default :pv_ground_module_description: NECB_Default :pv_ground_tilt_angle: NECB_Default :pv_ground_total_area_pv_panels_m2: NECB_Default :pv_ground_type: NECB_Default :rotation_degrees: NECB_Default :run_annual_simulation: true :s3_bucket: '834599497928' :scale_x: NECB_Default :scale_y: NECB_Default :scale_z: NECB_Default :shw_eff: NECB_Default :skylight_cond: NECB_Default :skylight_solar_trans: NECB_Default :srr_set: NECB_Default :template: NECB2017 | 0 | TRUE | 789.5466 |  | https://s3.console.aws.amazon.com/s3/buckets/834599497928?region=ca-central-1&prefix=osdev/baseline_2021_03_27/3160af0a-7f39-4875-8471-18cda6cd400b/output/280768eb-b13c-441a-b9ef-429e2893ef08/ | 1.0.002 | 0 | 0 |  | 0 | 0 | tier_1 | 0
163 |  |  | NECB_Default | NECB_Default | NECB_Default | NECB_Default | NECB_Default | NECB_Default | NECB_Default | NECB_Default | SecondarySchool | NECB2017 | CAN_YT_Whitehorse.Intl.AP.719640_CWEC2016.epw | NaturalGas | NECB_Default | NECB_Default | NECB_Default | NECB_Default | NECB_Default | NECB_Default | NECB_Default | NECB_Default | NECB_Default | NECB_Default | NECB_Default | NECB_Default | NECB_Default | NECB_Default | NECB_Default | NECB_Default | NECB_Default | NECB_Default | NECB_Default | NECB_Default | NECB_Default | NECB_Default | NECB_Default | NECB_Default | NECB_Default | NECB_Default | NECB_Default | aws_batch | 834599497928 | [5 empty] | baseline_2021_03_27 | 3160af0a-7f39-4875-8471-18cda6cd400b | TRUE | TRUE | d4c507f4-0ea0-4cd8-8d9c-b686158f3d96 |  | 19592 | 17870 | 22.8 | SecondarySchool |  |  | 2 | SecondarySchool | 2 |  | 2 | NECB2017 | 0.18768 | 95216 | 109.3441 | 18.8081 | 57.1066 | 6.7426 | 321.814 | 129.8125 | WHITEHORSE | YUKON | 3.6888 | 24.1862 | 0 | 27.875 | 8.4478 | 4.4085 | 0 | 12.8563 | 0 | 0.0053507 | 0 | 0 | 0.23717 | 0.070984 | 0.013207 | 0.35429 | 0.035421 | 0.10909 | 0.48605 | 0.0031166 | 0.72322 | 0.13176 | 28.7687 | 162.5862 | Natural Gas | 22.8 | 0.757 | [5 empty] | 0.138 | 0.21 | 1.9 | 1.9 | 2 | Whitehorse Intl AP | CAN | 5 | 6491 | 60.709 | -135.069 | 7b | 6580 | YT | CAN_YT_Whitehorse.Intl.AP.719640_CWEC2016.epw | 0 | 0 | 0 | 0 | 2581.4 | 3977.9111 | 22.3732 | 0.0056244 | 8177.42 | 0.1 | 2021-03-27 18:34:20 +0000 | f477b7f5 | 0.2.11 | :adv_dx_units: NECB_Default :analysis_id: 3160af0a-7f39-4875-8471-18cda6cd400b :analysis_name: baseline_2021_03_27 :boiler_eff: NECB_Default :btap_batch_version: 1.0.002 :building_type: SecondarySchool :compute_environment: aws_batch :datapoint_id: d4c507f4-0ea0-4cd8-8d9c-b686158f3d96 :daylighting_type: NECB_Default :dcv_type: NECB_Default :door_construction_cond: NECB_Default :ecm_system_name: NECB_Default :enable_costing: true :epw_file: CAN_YT_Whitehorse.Intl.AP.719640_CWEC2016.epw :erv_package: NECB_Default :ext_floor_cond: NECB_Default :ext_roof_cond: NECB_Default :ext_wall_cond: NECB_Default :fdwr_set: NECB_Default :fixed_wind_solar_trans: NECB_Default :fixed_window_cond: NECB_Default :furnace_eff: NECB_Default :glass_door_cond: NECB_Default :glass_door_solar_trans: NECB_Default :ground_floor_cond: NECB_Default :ground_roof_cond: NECB_Default :ground_wall_cond: NECB_Default :lights_scale: NECB_Default :lights_type: NECB_Default :overhead_door_cond: NECB_Default :primary_heating_fuel: NaturalGas :pv_ground_azimuth_angle: NECB_Default :pv_ground_module_description: NECB_Default :pv_ground_tilt_angle: NECB_Default :pv_ground_total_area_pv_panels_m2: NECB_Default :pv_ground_type: NECB_Default :rotation_degrees: NECB_Default :run_annual_simulation: true :s3_bucket: '834599497928' :scale_x: NECB_Default :scale_y: NECB_Default :scale_z: NECB_Default :shw_eff: NECB_Default :skylight_cond: NECB_Default :skylight_solar_trans: NECB_Default :srr_set: NECB_Default :template: NECB2017 | 0 | TRUE | 789.8167 |  | https://s3.console.aws.amazon.com/s3/buckets/834599497928?region=ca-central-1&prefix=osdev/baseline_2021_03_27/3160af0a-7f39-4875-8471-18cda6cd400b/output/d4c507f4-0ea0-4cd8-8d9c-b686158f3d96/ | 1.0.002 | 0 | 0 |  | 0 | 0 | tier_1 | 0
164 |  |  | NECB_Default | NECB_Default | NECB_Default | NECB_Default | NECB_Default | NECB_Default | NECB_Default | NECB_Default | SecondarySchool | NECB2017 | CAN_BC_Vancouver.Intl.AP.718920_CWEC2016.epw | Electricity | NECB_Default | NECB_Default | NECB_Default | NECB_Default | NECB_Default | NECB_Default | NECB_Default | NECB_Default | NECB_Default | NECB_Default | NECB_Default | NECB_Default | NECB_Default | NECB_Default | NECB_Default | NECB_Default | NECB_Default | NECB_Default | NECB_Default | NECB_Default | NECB_Default | NECB_Default | NECB_Default | NECB_Default | NECB_Default | NECB_Default | NECB_Default | aws_batch | 834599497928 | [5 empty] | baseline_2021_03_27 | 3160af0a-7f39-4875-8471-18cda6cd400b | TRUE | TRUE | fc253cbf-655a-4293-be8b-e49edabf87b2 |  | 19592 | 17870 | 40 | SecondarySchool |  |  | 2 | SecondarySchool | 2 |  | 2 | NECB2017 | 0.18768 | 95216 | 127.036 | 6.6539 | 58.0842 | 8.5694 | 356.282 | 155.9384 | VANCOUVER | BRITISH COLUMBIA | 1.2112 | 0 | 0 | 1.2112 | 12.0954 | 0 | 0 | 12.0954 | 0 | 0.017247 | 0 | 0 | 0.4274 | 0.082221 | 0.0091338 | 0.094482 | 0.035421 | 0.10909 | 0 | 0.0030232 | 0.4274 | 0.076784 | 52.612 | 0 | Electricity | 40 | 0.757 | [5 empty] | 0.193 | 0.315 | 2.1 | 2.1 | 2 | Vancouver Intl AP | CAN | 42 | 2797 | 49.195 | -123.184 | 4 | 2800 | BC | CAN_BC_Vancouver.Intl.AP.718920_CWEC2016.epw | 0 | 4.1159 | 0.0010347 | 1504.35 | 0 | 3977.9111 | 22.3732 | 0.0056244 | 8177.42 | 0.1 | 2021-03-27 18:33:53 +0000 | f477b7f5 | 0.2.11 | :adv_dx_units: NECB_Default :analysis_id: 3160af0a-7f39-4875-8471-18cda6cd400b :analysis_name: baseline_2021_03_27 :boiler_eff: NECB_Default :btap_batch_version: 1.0.002 :building_type: SecondarySchool :compute_environment: aws_batch :datapoint_id: fc253cbf-655a-4293-be8b-e49edabf87b2 :daylighting_type: NECB_Default :dcv_type: NECB_Default :door_construction_cond: NECB_Default :ecm_system_name: NECB_Default :enable_costing: true :epw_file: CAN_BC_Vancouver.Intl.AP.718920_CWEC2016.epw :erv_package: NECB_Default :ext_floor_cond: NECB_Default :ext_roof_cond: NECB_Default :ext_wall_cond: NECB_Default :fdwr_set: NECB_Default :fixed_wind_solar_trans: NECB_Default :fixed_window_cond: NECB_Default :furnace_eff: NECB_Default :glass_door_cond: NECB_Default :glass_door_solar_trans: NECB_Default :ground_floor_cond: NECB_Default :ground_roof_cond: NECB_Default :ground_wall_cond: NECB_Default :lights_scale: NECB_Default :lights_type: NECB_Default :overhead_door_cond: NECB_Default :primary_heating_fuel: Electricity :pv_ground_azimuth_angle: NECB_Default :pv_ground_module_description: NECB_Default :pv_ground_tilt_angle: NECB_Default :pv_ground_total_area_pv_panels_m2: NECB_Default :pv_ground_type: NECB_Default :rotation_degrees: NECB_Default :run_annual_simulation: true :s3_bucket: '834599497928' :scale_x: NECB_Default :scale_y: NECB_Default :scale_z: NECB_Default :shw_eff: NECB_Default :skylight_cond: NECB_Default :skylight_solar_trans: NECB_Default :srr_set: NECB_Default :template: NECB2017 | 0 | TRUE | 789.9284 |  | https://s3.console.aws.amazon.com/s3/buckets/834599497928?region=ca-central-1&prefix=osdev/baseline_2021_03_27/3160af0a-7f39-4875-8471-18cda6cd400b/output/fc253cbf-655a-4293-be8b-e49edabf87b2/ | 1.0.002 | 0 | 0 |  | 0 | 0 | tier_1 | 0
165 |  |  | NECB_Default | NECB_Default | NECB_Default | NECB_Default | NECB_Default | NECB_Default | NECB_Default | NECB_Default | SecondarySchool | NECB2017 | CAN_BC_Vancouver.Intl.AP.718920_CWEC2016.epw | NaturalGas | NECB_Default | NECB_Default | NECB_Default | NECB_Default | NECB_Default | NECB_Default | NECB_Default | NECB_Default | NECB_Default | NECB_Default | NECB_Default | NECB_Default | NECB_Default | NECB_Default | NECB_Default | NECB_Default | NECB_Default | NECB_Default | NECB_Default | NECB_Default | NECB_Default | NECB_Default | NECB_Default | NECB_Default | NECB_Default | NECB_Default | NECB_Default | aws_batch | 834599497928 | [5 empty] | baseline_2021_03_27 | 3160af0a-7f39-4875-8471-18cda6cd400b | TRUE | TRUE | 26cf8a25-b8f1-4282-9af0-7ac3b7149c03 |  | 19592 | 17870 | 40 | SecondarySchool |  |  | 2 | SecondarySchool | 2 |  | 2 | NECB2017 | 0.18768 | 95216 | 127.036 | 17.5066 | 58.0842 | 6.96 | 345.524 | 135.9372 | VANCOUVER | BRITISH COLUMBIA | 0.72834 | 12.606 | 0 | 13.3344 | 7.2732 | 2.828 | 0 | 10.1013 | 0 | 0.017584 | 0 | 0 | 0.257 | 0.082715 | 0.0091277 | 0.14106 | 0.035421 | 0.10909 | 0.25005 | 0.0030717 | 0.50705 | 0.10899 | 33.2393 | 53.6666 | Natural Gas | 40 | 0.757 | [5 empty] | 0.193 | 0.315 | 2.1 | 2.1 | 2 | Vancouver Intl AP | CAN | 42 | 2797 | 49.195 | -123.184 | 4 | 2800 | BC | CAN_BC_Vancouver.Intl.AP.718920_CWEC2016.epw | 0 | 0 | 0 | 0 | 2135.24 | 3977.9111 | 22.3732 | 0.0056244 | 8177.42 | 0.1 | 2021-03-27 18:33:58 +0000 | f477b7f5 | 0.2.11 | :adv_dx_units: NECB_Default :analysis_id: 3160af0a-7f39-4875-8471-18cda6cd400b :analysis_name: baseline_2021_03_27 :boiler_eff: NECB_Default :btap_batch_version: 1.0.002 :building_type: SecondarySchool :compute_environment: aws_batch :datapoint_id: 26cf8a25-b8f1-4282-9af0-7ac3b7149c03 :daylighting_type: NECB_Default :dcv_type: NECB_Default :door_construction_cond: NECB_Default :ecm_system_name: NECB_Default :enable_costing: true :epw_file: CAN_BC_Vancouver.Intl.AP.718920_CWEC2016.epw :erv_package: NECB_Default :ext_floor_cond: NECB_Default :ext_roof_cond: NECB_Default :ext_wall_cond: NECB_Default :fdwr_set: NECB_Default :fixed_wind_solar_trans: NECB_Default :fixed_window_cond: NECB_Default :furnace_eff: NECB_Default :glass_door_cond: NECB_Default :glass_door_solar_trans: NECB_Default :ground_floor_cond: NECB_Default :ground_roof_cond: NECB_Default :ground_wall_cond: NECB_Default :lights_scale: NECB_Default :lights_type: NECB_Default :overhead_door_cond: NECB_Default :primary_heating_fuel: NaturalGas :pv_ground_azimuth_angle: NECB_Default :pv_ground_module_description: NECB_Default :pv_ground_tilt_angle: NECB_Default :pv_ground_total_area_pv_panels_m2: NECB_Default :pv_ground_type: NECB_Default :rotation_degrees: NECB_Default :run_annual_simulation: true :s3_bucket: '834599497928' :scale_x: NECB_Default :scale_y: NECB_Default :scale_z: NECB_Default :shw_eff: NECB_Default :skylight_cond: NECB_Default :skylight_solar_trans: NECB_Default :srr_set: NECB_Default :template: NECB2017 | 0 | TRUE | 790.0535 |  | https://s3.console.aws.amazon.com/s3/buckets/834599497928?region=ca-central-1&prefix=osdev/baseline_2021_03_27/3160af0a-7f39-4875-8471-18cda6cd400b/output/26cf8a25-b8f1-4282-9af0-7ac3b7149c03/ | 1.0.002 | 0 | 0 |  | 0 | 0 | tier_1 | 0
166 |  |  | NECB_Default | NECB_Default | NECB_Default | NECB_Default | NECB_Default | NECB_Default | NECB_Default | NECB_Default | SecondarySchool | NECB2017 | CAN_AB_Calgary.Intl.AP.718770_CWEC2016.epw | NaturalGas | NECB_Default | NECB_Default | NECB_Default | NECB_Default | NECB_Default | NECB_Default | NECB_Default | NECB_Default | NECB_Default | NECB_Default | NECB_Default | NECB_Default | NECB_Default | NECB_Default | NECB_Default | NECB_Default | NECB_Default | NECB_Default | NECB_Default | NECB_Default | NECB_Default | NECB_Default | NECB_Default | NECB_Default | NECB_Default | NECB_Default | NECB_Default | aws_batch | 834599497928 | [5 empty] | baseline_2021_03_27 | 3160af0a-7f39-4875-8471-18cda6cd400b | TRUE | TRUE | dd5164ea-7876-40e3-818c-dc1375254e2d |  | 19592 | 17870 | 33.3 | SecondarySchool |  |  | 2 | SecondarySchool | 2 |  | 2 | NECB2017 | 0.18768 | 95216 | 136.5006 | 21.1068 | 64.1069 | 7.136 | 379.2056 | 150.3553 | CALGARY | ALBERTA | 58.2921 | 15.9705 | 0 | 74.2626 | 5.5249 | 1.1394 | 0 | 6.6642 | 0 | 0.019721 | 0 | 0 | 0.26562 | 0.086782 | 0.01151 | 0.19545 | 0.035421 | 0.10909 | 0.31649 | 0.0030987 | 0.58211 | 0.12103 | 34.9357 | 80.2061 | Natural Gas | 33.3 | 0.757 | [5 empty] | 0.138 | 0.21 | 1.9 | 1.9 | 2 | Calgary Intl AP | CAN | 64 | 4781 | 51.114 | -114.02 | 7a | 5000 | AB | CAN_AB_Calgary.Intl.AP.718770_CWEC2016.epw | 0 | 0 | 0 | 0 | 2371.26 | 3977.9111 | 22.3732 | 0.0056244 | 8177.42 | 0.1 | 2021-03-27 18:34:44 +0000 | f477b7f5 | 0.2.11 | :adv_dx_units: NECB_Default :analysis_id: 3160af0a-7f39-4875-8471-18cda6cd400b :analysis_name: baseline_2021_03_27 :boiler_eff: NECB_Default :btap_batch_version: 1.0.002 :building_type: SecondarySchool :compute_environment: aws_batch :datapoint_id: dd5164ea-7876-40e3-818c-dc1375254e2d :daylighting_type: NECB_Default :dcv_type: NECB_Default :door_construction_cond: NECB_Default :ecm_system_name: NECB_Default :enable_costing: true :epw_file: CAN_AB_Calgary.Intl.AP.718770_CWEC2016.epw :erv_package: NECB_Default :ext_floor_cond: NECB_Default :ext_roof_cond: NECB_Default :ext_wall_cond: NECB_Default :fdwr_set: NECB_Default :fixed_wind_solar_trans: NECB_Default :fixed_window_cond: NECB_Default :furnace_eff: NECB_Default :glass_door_cond: NECB_Default :glass_door_solar_trans: NECB_Default :ground_floor_cond: NECB_Default :ground_roof_cond: NECB_Default :ground_wall_cond: NECB_Default :lights_scale: NECB_Default :lights_type: NECB_Default :overhead_door_cond: NECB_Default :primary_heating_fuel: NaturalGas :pv_ground_azimuth_angle: NECB_Default :pv_ground_module_description: NECB_Default :pv_ground_tilt_angle: NECB_Default :pv_ground_total_area_pv_panels_m2: NECB_Default :pv_ground_type: NECB_Default :rotation_degrees: NECB_Default :run_annual_simulation: true :s3_bucket: '834599497928' :scale_x: NECB_Default :scale_y: NECB_Default :scale_z: NECB_Default :shw_eff: NECB_Default :skylight_cond: NECB_Default :skylight_solar_trans: NECB_Default :srr_set: NECB_Default :template: NECB2017 | 0 | TRUE | 790.3805 |  | https://s3.console.aws.amazon.com/s3/buckets/834599497928?region=ca-central-1&prefix=osdev/baseline_2021_03_27/3160af0a-7f39-4875-8471-18cda6cd400b/output/dd5164ea-7876-40e3-818c-dc1375254e2d/ | 1.0.002 | 0 | 0 |  | 0 | 0 | tier_1 | 0
167 |  |  | NECB_Default | NECB_Default | NECB_Default | NECB_Default | NECB_Default | NECB_Default | NECB_Default | NECB_Default | SecondarySchool | NECB2017 | CAN_YT_Whitehorse.Intl.AP.719640_CWEC2016.epw | Electricity | NECB_Default | NECB_Default | NECB_Default | NECB_Default | NECB_Default | NECB_Default | NECB_Default | NECB_Default | NECB_Default | NECB_Default | NECB_Default | NECB_Default | NECB_Default | NECB_Default | NECB_Default | NECB_Default | NECB_Default | NECB_Default | NECB_Default | NECB_Default | NECB_Default | NECB_Default | NECB_Default | NECB_Default | NECB_Default | NECB_Default | NECB_Default | aws_batch | 834599497928 | [5 empty] | baseline_2021_03_27 | 3160af0a-7f39-4875-8471-18cda6cd400b | TRUE | TRUE | 95e3389e-ceb5-490a-966b-3d5ac2131cd5 |  | 19592 | 17870 | 22.8 | SecondarySchool |  |  | 2 | SecondarySchool | 2 |  | 2 | NECB2017 | 0.18768 | 95216 | 109.3441 | 7.0461 | 57.1066 | 8.4347 | 337.849 | 155.9176 | WHITEHORSE | YUKON | 8.9384 | 0 | 0 | 8.9384 | 20.4702 | 0 | 0 | 20.4702 | 0 | 0.0052532 | 0 | 0 | 0.57468 | 0.070059 | 0.013222 | 0.24411 | 0.035421 | 0.10909 | 0 | 0.0030232 | 0.57468 | 0.094506 | 137.5667 | 0 | Electricity | 22.8 | 0.757 | [5 empty] | 0.138 | 0.21 | 1.9 | 1.9 | 2 | Whitehorse Intl AP | CAN | 5 | 6491 | 60.709 | -135.069 | 7b | 6580 | YT | CAN_YT_Whitehorse.Intl.AP.719640_CWEC2016.epw | 0 | 5.0658 | 0.0012735 | 1851.56 | 0 | 3977.9111 | 22.3732 | 0.0056244 | 8177.42 | 0.1 | 2021-03-27 18:33:58 +0000 | f477b7f5 | 0.2.11 | :adv_dx_units: NECB_Default :analysis_id: 3160af0a-7f39-4875-8471-18cda6cd400b :analysis_name: baseline_2021_03_27 :boiler_eff: NECB_Default :btap_batch_version: 1.0.002 :building_type: SecondarySchool :compute_environment: aws_batch :datapoint_id: 95e3389e-ceb5-490a-966b-3d5ac2131cd5 :daylighting_type: NECB_Default :dcv_type: NECB_Default :door_construction_cond: NECB_Default :ecm_system_name: NECB_Default :enable_costing: true :epw_file: CAN_YT_Whitehorse.Intl.AP.719640_CWEC2016.epw :erv_package: NECB_Default :ext_floor_cond: NECB_Default :ext_roof_cond: NECB_Default :ext_wall_cond: NECB_Default :fdwr_set: NECB_Default :fixed_wind_solar_trans: NECB_Default :fixed_window_cond: NECB_Default :furnace_eff: NECB_Default :glass_door_cond: NECB_Default :glass_door_solar_trans: NECB_Default :ground_floor_cond: NECB_Default :ground_roof_cond: NECB_Default :ground_wall_cond: NECB_Default :lights_scale: NECB_Default :lights_type: NECB_Default :overhead_door_cond: NECB_Default :primary_heating_fuel: Electricity :pv_ground_azimuth_angle: NECB_Default :pv_ground_module_description: NECB_Default :pv_ground_tilt_angle: NECB_Default :pv_ground_total_area_pv_panels_m2: NECB_Default :pv_ground_type: NECB_Default :rotation_degrees: NECB_Default :run_annual_simulation: true :s3_bucket: '834599497928' :scale_x: NECB_Default :scale_y: NECB_Default :scale_z: NECB_Default :shw_eff: NECB_Default :skylight_cond: NECB_Default :skylight_solar_trans: NECB_Default :srr_set: NECB_Default :template: NECB2017 | 0 | TRUE | 790.3993 |  | https://s3.console.aws.amazon.com/s3/buckets/834599497928?region=ca-central-1&prefix=osdev/baseline_2021_03_27/3160af0a-7f39-4875-8471-18cda6cd400b/output/95e3389e-ceb5-490a-966b-3d5ac2131cd5/ | 1.0.002 | 0 | 0 |  | 0 | 0 | tier_1 | 0
168 |  |  | NECB_Default | NECB_Default | NECB_Default | NECB_Default | NECB_Default | NECB_Default | NECB_Default | NECB_Default | SmallHotel | NECB2017 | CAN_YT_Whitehorse.Intl.AP.719640_CWEC2016.epw | Electricity | NECB_Default | NECB_Default | NECB_Default | NECB_Default | NECB_Default | NECB_Default | NECB_Default | NECB_Default | NECB_Default | NECB_Default | NECB_Default | NECB_Default | NECB_Default | NECB_Default | NECB_Default | NECB_Default | NECB_Default | NECB_Default | NECB_Default | NECB_Default | NECB_Default | NECB_Default | NECB_Default | NECB_Default | NECB_Default | NECB_Default | NECB_Default | aws_batch | 834599497928 | [5 empty] | baseline_2021_03_27 | 3160af0a-7f39-4875-8471-18cda6cd400b | TRUE | TRUE | 06fcf46d-372b-4110-af0f-a0cba6ef3330 |  | 4013.58 | 2697.9741 | 22.8 | SmallHotel |  |  | 2 | SmallHotel | 4 |  | 4 | NECB2017 | 0.23215 | 11621.7287 | 60.0628 | 39.1133 | 59.5635 | 14.7091 | 337.0997 | 163.651 | WHITEHORSE | YUKON | 9.1278 | 0 | 0 | 9.1278 | 20.9039 | 0 | 0 | 20.9039 | 0 | 0.015216 | 0 | 0 | 0.58686 | 0.0676 | 0.021943 | 0.18652 | 0.019673 | 0.077175 | 0 | 0.001764 | 0.58686 | 0.19692 | 76.2745 | 0 | Electricity | 22.8 | 0.757 | [5 empty] | 0.138 | 0.21 | 1.9 | 1.9 | 2 | Whitehorse Intl AP | CAN | 5 | 6491 | 60.709 | -135.069 | 7b | 6580 | YT | CAN_YT_Whitehorse.Intl.AP.719640_CWEC2016.epw | 0 | 2.1624 | 0.013493 | 790.37 | 0 | 160.2628 | 9.2987 | 0.058022 | 3398.69 | 0.1 | 2021-03-27 18:37:22 +0000 | f477b7f5 | 0.2.11 | :adv_dx_units: NECB_Default :analysis_id: 3160af0a-7f39-4875-8471-18cda6cd400b :analysis_name: baseline_2021_03_27 :boiler_eff: NECB_Default :btap_batch_version: 1.0.002 :building_type: SmallHotel :compute_environment: aws_batch :datapoint_id: 06fcf46d-372b-4110-af0f-a0cba6ef3330 :daylighting_type: NECB_Default :dcv_type: NECB_Default :door_construction_cond: NECB_Default :ecm_system_name: NECB_Default :enable_costing: true :epw_file: CAN_YT_Whitehorse.Intl.AP.719640_CWEC2016.epw :erv_package: NECB_Default :ext_floor_cond: NECB_Default :ext_roof_cond: NECB_Default :ext_wall_cond: NECB_Default :fdwr_set: NECB_Default :fixed_wind_solar_trans: NECB_Default :fixed_window_cond: NECB_Default :furnace_eff: NECB_Default :glass_door_cond: NECB_Default :glass_door_solar_trans: NECB_Default :ground_floor_cond: NECB_Default :ground_roof_cond: NECB_Default :ground_wall_cond: NECB_Default :lights_scale: NECB_Default :lights_type: NECB_Default :overhead_door_cond: NECB_Default :primary_heating_fuel: Electricity :pv_ground_azimuth_angle: NECB_Default :pv_ground_module_description: NECB_Default :pv_ground_tilt_angle: NECB_Default :pv_ground_total_area_pv_panels_m2: NECB_Default :pv_ground_type: NECB_Default :rotation_degrees: NECB_Default :run_annual_simulation: true :s3_bucket: '834599497928' :scale_x: NECB_Default :scale_y: NECB_Default :scale_z: NECB_Default :shw_eff: NECB_Default :skylight_cond: NECB_Default :skylight_solar_trans: NECB_Default :srr_set: NECB_Default :template: NECB2017 | 4.2356e-05 | TRUE | 1032.4283 |  | https://s3.console.aws.amazon.com/s3/buckets/834599497928?region=ca-central-1&prefix=osdev/baseline_2021_03_27/3160af0a-7f39-4875-8471-18cda6cd400b/output/06fcf46d-372b-4110-af0f-a0cba6ef3330/ | 1.0.002 | 0 | 0 |  | 0 | 0 | tier_1 | 0
169 |  |  | NECB_Default | NECB_Default | NECB_Default | NECB_Default | NECB_Default | NECB_Default | NECB_Default | NECB_Default | SmallHotel | NECB2017 | CAN_QC_Montreal-Trudeau.Intl.AP.716270_CWEC2016.epw | Electricity | NECB_Default | NECB_Default | NECB_Default | NECB_Default | NECB_Default | NECB_Default | NECB_Default | NECB_Default | NECB_Default | NECB_Default | NECB_Default | NECB_Default | NECB_Default | NECB_Default | NECB_Default | NECB_Default | NECB_Default | NECB_Default | NECB_Default | NECB_Default | NECB_Default | NECB_Default | NECB_Default | NECB_Default | NECB_Default | NECB_Default | NECB_Default | aws_batch | 834599497928 | [5 empty] | baseline_2021_03_27 | 3160af0a-7f39-4875-8471-18cda6cd400b | TRUE | TRUE | b68b50e8-9861-40d2-a28c-98a158a8a149 |  | 4013.58 | 2697.9741 | 37.3 | SmallHotel |  |  | 2 | SmallHotel | 4 |  | 4 | NECB2017 | 0.23215 | 11621.7287 | 71.3763 | 47.3084 | 62.0483 | 14.994 | 378.5617 | 182.8348 | MONTREAL | QUEBEC | 0.20811 | 0 | 0 | 0.20811 | 13.2545 | 0 | 0 | 13.2545 | 0 | 0.045057 | 0 | 0 | 0.53554 | 0.076834 | 0.021921 | 0.12147 | 0.019673 | 0.077175 | 0 | 0.0023695 | 0.53554 | 0.17089 | 76.6347 | 0 | Electricity | 37.3 | 0.757 | [5 empty] | 0.156 | 0.247 | 1.9 | 1.9 | 2 | Montreal-Trudeau Intl AP | CAN | 323 | 4090 | 45.471 | -73.741 | 6 | 4400 | QC | CAN_QC_Montreal-Trudeau.Intl.AP.716270_CWEC2016.epw | 0 | 1.8765 | 0.011709 | 685.87 | 0 | 160.2628 | 9.2987 | 0.058022 | 3398.69 | 0.1 | 2021-03-27 18:37:30 +0000 | f477b7f5 | 0.2.11 | :adv_dx_units: NECB_Default :analysis_id: 3160af0a-7f39-4875-8471-18cda6cd400b :analysis_name: baseline_2021_03_27 :boiler_eff: NECB_Default :btap_batch_version: 1.0.002 :building_type: SmallHotel :compute_environment: aws_batch :datapoint_id: b68b50e8-9861-40d2-a28c-98a158a8a149 :daylighting_type: NECB_Default :dcv_type: NECB_Default :door_construction_cond: NECB_Default :ecm_system_name: NECB_Default :enable_costing: true :epw_file: CAN_QC_Montreal-Trudeau.Intl.AP.716270_CWEC2016.epw :erv_package: NECB_Default :ext_floor_cond: NECB_Default :ext_roof_cond: NECB_Default :ext_wall_cond: NECB_Default :fdwr_set: NECB_Default :fixed_wind_solar_trans: NECB_Default :fixed_window_cond: NECB_Default :furnace_eff: NECB_Default :glass_door_cond: NECB_Default :glass_door_solar_trans: NECB_Default :ground_floor_cond: NECB_Default :ground_roof_cond: NECB_Default :ground_wall_cond: NECB_Default :lights_scale: NECB_Default :lights_type: NECB_Default :overhead_door_cond: NECB_Default :primary_heating_fuel: Electricity :pv_ground_azimuth_angle: NECB_Default :pv_ground_module_description: NECB_Default :pv_ground_tilt_angle: NECB_Default :pv_ground_total_area_pv_panels_m2: NECB_Default :pv_ground_type: NECB_Default :rotation_degrees: NECB_Default :run_annual_simulation: true :s3_bucket: '834599497928' :scale_x: NECB_Default :scale_y: NECB_Default :scale_z: NECB_Default :shw_eff: NECB_Default :skylight_cond: NECB_Default :skylight_solar_trans: NECB_Default :srr_set: NECB_Default :template: NECB2017 | 0.000147 | TRUE | 1044.478 |  | https://s3.console.aws.amazon.com/s3/buckets/834599497928?region=ca-central-1&prefix=osdev/baseline_2021_03_27/3160af0a-7f39-4875-8471-18cda6cd400b/output/b68b50e8-9861-40d2-a28c-98a158a8a149/ | 1.0.002 | 0 | 0 |  | 0 | 0 | tier_1 | 0
170 |  |  | NECB_Default | NECB_Default | NECB_Default | NECB_Default | NECB_Default | NECB_Default | NECB_Default | NECB_Default | SmallHotel | NECB2017 | CAN_AB_Edmonton.Intl.AP.711230_CWEC2016.epw | Electricity | NECB_Default | NECB_Default | NECB_Default | NECB_Default | NECB_Default | NECB_Default | NECB_Default | NECB_Default | NECB_Default | NECB_Default | NECB_Default | NECB_Default | NECB_Default | NECB_Default | NECB_Default | NECB_Default | NECB_Default | NECB_Default | NECB_Default | NECB_Default | NECB_Default | NECB_Default | NECB_Default | NECB_Default | NECB_Default | NECB_Default | NECB_Default | aws_batch | 834599497928 | [5 empty] | baseline_2021_03_27 | 3160af0a-7f39-4875-8471-18cda6cd400b | TRUE | TRUE | 7dc38378-689b-4f60-a71b-9c45550be494 |  | 4013.58 | 2697.9741 | 32.5 | SmallHotel |  |  | 2 | SmallHotel | 4 |  | 4 | NECB2017 | 0.23215 | 11621.7287 | 71.5172 | 44.2524 | 67.2027 | 15.0067 | 381.1543 | 183.1754 | EDMONTON | ALBERTA | 121.8259 | 0 | 0 | 121.8259 | 11.5466 | 0 | 0 | 11.5466 | 0 | 0.026674 | 0 | 0 | 0.55513 | 0.079276 | 0.021676 | 0.14017 | 0.019673 | 0.077175 | 0 | 0.0020755 | 0.55513 | 0.18833 | 74.4488 | 0 | Electricity | 32.5 | 0.757 | [5 empty] | 0.138 | 0.21 | 1.9 | 1.9 | 2 | Edmonton Intl AP | CAN | 23 | 5588 | 53.31 | -113.579 | 7a | 5120 | AB | CAN_AB_Edmonton.Intl.AP.711230_CWEC2016.epw | 0 | 2.0681 | 0.012904 | 755.88 | 0 | 160.2628 | 9.2987 | 0.058022 | 3398.69 | 0.1 | 2021-03-27 18:38:05 +0000 | f477b7f5 | 0.2.11 | :adv_dx_units: NECB_Default :analysis_id: 3160af0a-7f39-4875-8471-18cda6cd400b :analysis_name: baseline_2021_03_27 :boiler_eff: NECB_Default :btap_batch_version: 1.0.002 :building_type: SmallHotel :compute_environment: aws_batch :datapoint_id: 7dc38378-689b-4f60-a71b-9c45550be494 :daylighting_type: NECB_Default :dcv_type: NECB_Default :door_construction_cond: NECB_Default :ecm_system_name: NECB_Default :enable_costing: true :epw_file: CAN_AB_Edmonton.Intl.AP.711230_CWEC2016.epw :erv_package: NECB_Default :ext_floor_cond: NECB_Default :ext_roof_cond: NECB_Default :ext_wall_cond: NECB_Default :fdwr_set: NECB_Default :fixed_wind_solar_trans: NECB_Default :fixed_window_cond: NECB_Default :furnace_eff: NECB_Default :glass_door_cond: NECB_Default :glass_door_solar_trans: NECB_Default :ground_floor_cond: NECB_Default :ground_roof_cond: NECB_Default :ground_wall_cond: NECB_Default :lights_scale: NECB_Default :lights_type: NECB_Default :overhead_door_cond: NECB_Default :primary_heating_fuel: Electricity :pv_ground_azimuth_angle: NECB_Default :pv_ground_module_description: NECB_Default :pv_ground_tilt_angle: NECB_Default :pv_ground_total_area_pv_panels_m2: NECB_Default :pv_ground_type: NECB_Default :rotation_degrees: NECB_Default :run_annual_simulation: true :s3_bucket: '834599497928' :scale_x: NECB_Default :scale_y: NECB_Default :scale_z: NECB_Default :shw_eff: NECB_Default :skylight_cond: NECB_Default :skylight_solar_trans: NECB_Default :srr_set: NECB_Default :template: NECB2017 | 7.4746e-05 | TRUE | 1090.3306 |  | https://s3.console.aws.amazon.com/s3/buckets/834599497928?region=ca-central-1&prefix=osdev/baseline_2021_03_27/3160af0a-7f39-4875-8471-18cda6cd400b/output/7dc38378-689b-4f60-a71b-9c45550be494/ | 1.0.002 | 0 | 0 |  | 0 | 0 | tier_1 | 0
171 |  |  | NECB_Default | NECB_Default | NECB_Default | NECB_Default | NECB_Default | NECB_Default | NECB_Default | NECB_Default | SmallHotel | NECB2017 | CAN_BC_Vancouver.Intl.AP.718920_CWEC2016.epw | Electricity | NECB_Default | NECB_Default | NECB_Default | NECB_Default | NECB_Default | NECB_Default | NECB_Default | NECB_Default | NECB_Default | NECB_Default | NECB_Default | NECB_Default | NECB_Default | NECB_Default | NECB_Default | NECB_Default | NECB_Default | NECB_Default | NECB_Default | NECB_Default | NECB_Default | NECB_Default | NECB_Default | NECB_Default | NECB_Default | NECB_Default | NECB_Default | aws_batch | 834599497928 | [5 empty] | baseline_2021_03_27 | 3160af0a-7f39-4875-8471-18cda6cd400b | TRUE | TRUE | 7dbb381e-0a36-4918-bd01-8b4ac8902ca6 |  | 4013.58 | 2697.9741 | 40 | SmallHotel |  |  | 2 | SmallHotel | 4 |  | 4 | NECB2017 | 0.23215 | 11621.7287 | 67.0106 | 41.1934 | 60.2681 | 14.9446 | 351.7794 | 168.3627 | VANCOUVER | BRITISH COLUMBIA | 1.3137 | 0 | 0 | 1.3137 | 13.1187 | 0 | 0 | 13.1187 | 0 | 0.031017 | 0 | 0 | 0.46356 | 0.076555 | 0.017834 | 0.078147 | 0.019673 | 0.077175 | 0 | 0.0021253 | 0.46356 | 0.16093 | 43.7698 | 0 | Electricity | 40 | 0.757 | [5 empty] | 0.193 | 0.315 | 2.1 | 2.1 | 2 | Vancouver Intl AP | CAN | 42 | 2797 | 49.195 | -123.184 | 4 | 2800 | BC | CAN_BC_Vancouver.Intl.AP.718920_CWEC2016.epw | 0 | 1.7672 | 0.011027 | 645.9 | 0 | 160.2628 | 9.2987 | 0.058022 | 3398.69 | 0.1 | 2021-03-27 18:38:23 +0000 | f477b7f5 | 0.2.11 | :adv_dx_units: NECB_Default :analysis_id: 3160af0a-7f39-4875-8471-18cda6cd400b :analysis_name: baseline_2021_03_27 :boiler_eff: NECB_Default :btap_batch_version: 1.0.002 :building_type: SmallHotel :compute_environment: aws_batch :datapoint_id: 7dbb381e-0a36-4918-bd01-8b4ac8902ca6 :daylighting_type: NECB_Default :dcv_type: NECB_Default :door_construction_cond: NECB_Default :ecm_system_name: NECB_Default :enable_costing: true :epw_file: CAN_BC_Vancouver.Intl.AP.718920_CWEC2016.epw :erv_package: NECB_Default :ext_floor_cond: NECB_Default :ext_roof_cond: NECB_Default :ext_wall_cond: NECB_Default :fdwr_set: NECB_Default :fixed_wind_solar_trans: NECB_Default :fixed_window_cond: NECB_Default :furnace_eff: NECB_Default :glass_door_cond: NECB_Default :glass_door_solar_trans: NECB_Default :ground_floor_cond: NECB_Default :ground_roof_cond: NECB_Default :ground_wall_cond: NECB_Default :lights_scale: NECB_Default :lights_type: NECB_Default :overhead_door_cond: NECB_Default :primary_heating_fuel: Electricity :pv_ground_azimuth_angle: NECB_Default :pv_ground_module_description: NECB_Default :pv_ground_tilt_angle: NECB_Default :pv_ground_total_area_pv_panels_m2: NECB_Default :pv_ground_type: NECB_Default :rotation_degrees: NECB_Default :run_annual_simulation: true :s3_bucket: '834599497928' :scale_x: NECB_Default :scale_y: NECB_Default :scale_z: NECB_Default :shw_eff: NECB_Default :skylight_cond: NECB_Default :skylight_solar_trans: NECB_Default :srr_set: NECB_Default :template: NECB2017 | 0.00010215 | TRUE | 1091.3883 |  | https://s3.console.aws.amazon.com/s3/buckets/834599497928?region=ca-central-1&prefix=osdev/baseline_2021_03_27/3160af0a-7f39-4875-8471-18cda6cd400b/output/7dbb381e-0a36-4918-bd01-8b4ac8902ca6/ | 1.0.002 | 0 | 0 |  | 0 | 0 | tier_1 | 0
172 |  |  | NECB_Default | NECB_Default | NECB_Default | NECB_Default | NECB_Default | NECB_Default | NECB_Default | NECB_Default | SmallHotel | NECB2017 | CAN_AB_Calgary.Intl.AP.718770_CWEC2016.epw | Electricity | NECB_Default | NECB_Default | NECB_Default | NECB_Default | NECB_Default | NECB_Default | NECB_Default | NECB_Default | NECB_Default | NECB_Default | NECB_Default | NECB_Default | NECB_Default | NECB_Default | NECB_Default | NECB_Default | NECB_Default | NECB_Default | NECB_Default | NECB_Default | NECB_Default | NECB_Default | NECB_Default | NECB_Default | NECB_Default | NECB_Default | NECB_Default | aws_batch | 834599497928 | [5 empty] | baseline_2021_03_27 | 3160af0a-7f39-4875-8471-18cda6cd400b | TRUE | TRUE | 44ea9b10-3ad7-4c4d-9102-683c7f8668e2 |  | 4013.58 | 2697.9741 | 33.3 | SmallHotel |  |  | 2 | SmallHotel | 4 |  | 4 | NECB2017 | 0.23215 | 11621.7287 | 71.5955 | 44.3378 | 66.3667 | 15.0175 | 381.5134 | 184.1959 | CALGARY | ALBERTA | 113.3786 | 0 | 0 | 113.3786 | 10.7459 | 0 | 0 | 10.7459 | 0 | 0.029759 | 0 | 0 | 0.51663 | 0.081364 | 0.021584 | 0.10491 | 0.019673 | 0.077175 | 0 | 0.0019733 | 0.51663 | 0.18011 | 58.6214 | 0 | Electricity | 33.3 | 0.757 | [5 empty] | 0.138 | 0.21 | 1.9 | 1.9 | 2 | Calgary Intl AP | CAN | 64 | 4781 | 51.114 | -114.02 | 7a | 5000 | AB | CAN_AB_Calgary.Intl.AP.718770_CWEC2016.epw | 0 | 1.9778 | 0.012341 | 722.9 | 0 | 160.2628 | 9.2987 | 0.058022 | 3398.69 | 0.1 | 2021-03-27 18:37:44 +0000 | f477b7f5 | 0.2.11 | :adv_dx_units: NECB_Default :analysis_id: 3160af0a-7f39-4875-8471-18cda6cd400b :analysis_name: baseline_2021_03_27 :boiler_eff: NECB_Default :btap_batch_version: 1.0.002 :building_type: SmallHotel :compute_environment: aws_batch :datapoint_id: 44ea9b10-3ad7-4c4d-9102-683c7f8668e2 :daylighting_type: NECB_Default :dcv_type: NECB_Default :door_construction_cond: NECB_Default :ecm_system_name: NECB_Default :enable_costing: true :epw_file: CAN_AB_Calgary.Intl.AP.718770_CWEC2016.epw :erv_package: NECB_Default :ext_floor_cond: NECB_Default :ext_roof_cond: NECB_Default :ext_wall_cond: NECB_Default :fdwr_set: NECB_Default :fixed_wind_solar_trans: NECB_Default :fixed_window_cond: NECB_Default :furnace_eff: NECB_Default :glass_door_cond: NECB_Default :glass_door_solar_trans: NECB_Default :ground_floor_cond: NECB_Default :ground_roof_cond: NECB_Default :ground_wall_cond: NECB_Default :lights_scale: NECB_Default :lights_type: NECB_Default :overhead_door_cond: NECB_Default :primary_heating_fuel: Electricity :pv_ground_azimuth_angle: NECB_Default :pv_ground_module_description: NECB_Default :pv_ground_tilt_angle: NECB_Default :pv_ground_total_area_pv_panels_m2: NECB_Default :pv_ground_type: NECB_Default :rotation_degrees: NECB_Default :run_annual_simulation: true :s3_bucket: '834599497928' :scale_x: NECB_Default :scale_y: NECB_Default :scale_z: NECB_Default :shw_eff: NECB_Default :skylight_cond: NECB_Default :skylight_solar_trans: NECB_Default :srr_set: NECB_Default :template: NECB2017 | 7.9729e-05 | TRUE | 1094.094 |  | https://s3.console.aws.amazon.com/s3/buckets/834599497928?region=ca-central-1&prefix=osdev/baseline_2021_03_27/3160af0a-7f39-4875-8471-18cda6cd400b/output/44ea9b10-3ad7-4c4d-9102-683c7f8668e2/ | 1.0.002 | 0 | 0 |  | 0 | 0 | tier_1 | 0
173 |  |  | NECB_Default | NECB_Default | NECB_Default | NECB_Default | NECB_Default | NECB_Default | NECB_Default | NECB_Default | SmallHotel | NECB2017 | CAN_NS_Halifax.Dockyard.713280_CWEC2016.epw | Electricity | NECB_Default | NECB_Default | NECB_Default | NECB_Default | NECB_Default | NECB_Default | NECB_Default | NECB_Default | NECB_Default | NECB_Default | NECB_Default | NECB_Default | NECB_Default | NECB_Default | NECB_Default | NECB_Default | NECB_Default | NECB_Default | NECB_Default | NECB_Default | NECB_Default | NECB_Default | NECB_Default | NECB_Default | NECB_Default | NECB_Default | NECB_Default | aws_batch | 834599497928 | [5 empty] | baseline_2021_03_27 | 3160af0a-7f39-4875-8471-18cda6cd400b | TRUE | TRUE | 05413a02-e7ad-4494-af18-e9c69d12cfb5 |  | 4013.58 | 2697.9741 | 40 | SmallHotel |  |  | 2 | SmallHotel | 4 |  | 4 | NECB2017 | 0.23215 | 11621.7287 | 63.3008 | 40.7422 | 60.0205 | 14.8421 | 352.9439 | 174.0383 | HALIFAX | NOVA SCOTIA | 98.2299 | 0 | 0 | 98.2299 | 19.2647 | 0 | 0 | 19.2647 | 0 | 0.031939 | 0 | 0 | 0.48441 | 0.076725 | 0.021599 | 0.086255 | 0.019673 | 0.077175 | 0 | 0.0023595 | 0.48441 | 0.16856 | 54.8084 | 0 | Electricity | 40 | 0.757 | [5 empty] | 0.156 | 0.247 | 1.9 | 1.9 | 2 | Halifax Dockyard | CAN | 112 | 3647 | 44.655 | -63.577 | 6 | 4000 | NS | CAN_NS_Halifax.Dockyard.713280_CWEC2016.epw | 0 | 1.8509 | 0.011549 | 676.51 | 0 | 160.2628 | 9.2987 | 0.058022 | 3398.69 | 0.1 | 2021-03-27 18:38:24 +0000 | f477b7f5 | 0.2.11 | :adv_dx_units: NECB_Default :analysis_id: 3160af0a-7f39-4875-8471-18cda6cd400b :analysis_name: baseline_2021_03_27 :boiler_eff: NECB_Default :btap_batch_version: 1.0.002 :building_type: SmallHotel :compute_environment: aws_batch :datapoint_id: 05413a02-e7ad-4494-af18-e9c69d12cfb5 :daylighting_type: NECB_Default :dcv_type: NECB_Default :door_construction_cond: NECB_Default :ecm_system_name: NECB_Default :enable_costing: true :epw_file: CAN_NS_Halifax.Dockyard.713280_CWEC2016.epw :erv_package: NECB_Default :ext_floor_cond: NECB_Default :ext_roof_cond: NECB_Default :ext_wall_cond: NECB_Default :fdwr_set: NECB_Default :fixed_wind_solar_trans: NECB_Default :fixed_window_cond: NECB_Default :furnace_eff: NECB_Default :glass_door_cond: NECB_Default :glass_door_solar_trans: NECB_Default :ground_floor_cond: NECB_Default :ground_roof_cond: NECB_Default :ground_wall_cond: NECB_Default :lights_scale: NECB_Default :lights_type: NECB_Default :overhead_door_cond: NECB_Default :primary_heating_fuel: Electricity :pv_ground_azimuth_angle: NECB_Default :pv_ground_module_description: NECB_Default :pv_ground_tilt_angle: NECB_Default :pv_ground_total_area_pv_panels_m2: NECB_Default :pv_ground_type: NECB_Default :rotation_degrees: NECB_Default :run_annual_simulation: true :s3_bucket: '834599497928' :scale_x: NECB_Default :scale_y: NECB_Default :scale_z: NECB_Default :shw_eff: NECB_Default :skylight_cond: NECB_Default :skylight_solar_trans: NECB_Default :srr_set: NECB_Default :template: NECB2017 | 0.00012458 | TRUE | 1097.6268 |  | https://s3.console.aws.amazon.com/s3/buckets/834599497928?region=ca-central-1&prefix=osdev/baseline_2021_03_27/3160af0a-7f39-4875-8471-18cda6cd400b/output/05413a02-e7ad-4494-af18-e9c69d12cfb5/ | 1.0.002 | 0 | 0 |  | 0 | 0 | tier_1 | 0
174 |  |  | NECB_Default | NECB_Default | NECB_Default | NECB_Default | NECB_Default | NECB_Default | NECB_Default | NECB_Default | SmallHotel | NECB2017 | CAN_ON_Toronto.Pearson.Intl.AP.716240_CWEC2016.epw | Electricity | NECB_Default | NECB_Default | NECB_Default | NECB_Default | NECB_Default | NECB_Default | NECB_Default | NECB_Default | NECB_Default | NECB_Default | NECB_Default | NECB_Default | NECB_Default | NECB_Default | NECB_Default | NECB_Default | NECB_Default | NECB_Default | NECB_Default | NECB_Default | NECB_Default | NECB_Default | NECB_Default | NECB_Default | NECB_Default | NECB_Default | NECB_Default | aws_batch | 834599497928 | [5 empty] | baseline_2021_03_27 | 3160af0a-7f39-4875-8471-18cda6cd400b | TRUE | TRUE | e5c4bff8-4255-401e-a126-a20b0bc267cf |  | 4013.58 | 2697.9741 | 40 | SmallHotel |  |  | 2 | SmallHotel | 4 |  | 4 | NECB2017 | 0.23215 | 11621.7287 | 76.5339 | 48.2944 | 66.698 | 15.0134 | 395.0791 | 188.5394 | TORONTO | ONTARIO | 2.8614 | 0 | 0 | 2.8614 | 22.9253 | 0 | 0 | 22.9253 | 0 | 0.048092 | 0 | 0 | 0.51518 | 0.079914 | 0.021739 | 0.10025 | 0.019673 | 0.077175 | 0 | 0.0024716 | 0.51518 | 0.16571 | 66.0518 | 0 | Electricity | 40 | 0.757 | [5 empty] | 0.156 | 0.278 | 1.9 | 1.9 | 2 | Toronto Pearson Intl AP | CAN | 382 | 3615 | 43.677 | -79.631 | 5 | 3890 | ON | CAN_ON_Toronto.Pearson.Intl.AP.716240_CWEC2016.epw | 0 | 1.8197 | 0.011355 | 665.11 | 0 | 160.2628 | 9.2987 | 0.058022 | 3398.69 | 0.1 | 2021-03-27 18:38:34 +0000 | f477b7f5 | 0.2.11 | :adv_dx_units: NECB_Default :analysis_id: 3160af0a-7f39-4875-8471-18cda6cd400b :analysis_name: baseline_2021_03_27 :boiler_eff: NECB_Default :btap_batch_version: 1.0.002 :building_type: SmallHotel :compute_environment: aws_batch :datapoint_id: e5c4bff8-4255-401e-a126-a20b0bc267cf :daylighting_type: NECB_Default :dcv_type: NECB_Default :door_construction_cond: NECB_Default :ecm_system_name: NECB_Default :enable_costing: true :epw_file: CAN_ON_Toronto.Pearson.Intl.AP.716240_CWEC2016.epw :erv_package: NECB_Default :ext_floor_cond: NECB_Default :ext_roof_cond: NECB_Default :ext_wall_cond: NECB_Default :fdwr_set: NECB_Default :fixed_wind_solar_trans: NECB_Default :fixed_window_cond: NECB_Default :furnace_eff: NECB_Default :glass_door_cond: NECB_Default :glass_door_solar_trans: NECB_Default :ground_floor_cond: NECB_Default :ground_roof_cond: NECB_Default :ground_wall_cond: NECB_Default :lights_scale: NECB_Default :lights_type: NECB_Default :overhead_door_cond: NECB_Default :primary_heating_fuel: Electricity :pv_ground_azimuth_angle: NECB_Default :pv_ground_module_description: NECB_Default :pv_ground_tilt_angle: NECB_Default :pv_ground_total_area_pv_panels_m2: NECB_Default :pv_ground_type: NECB_Default :rotation_degrees: NECB_Default :run_annual_simulation: true :s3_bucket: '834599497928' :scale_x: NECB_Default :scale_y: NECB_Default :scale_z: NECB_Default :shw_eff: NECB_Default :skylight_cond: NECB_Default :skylight_solar_trans: NECB_Default :srr_set: NECB_Default :template: NECB2017 | 0.000147 | TRUE | 1097.582 |  | https://s3.console.aws.amazon.com/s3/buckets/834599497928?region=ca-central-1&prefix=osdev/baseline_2021_03_27/3160af0a-7f39-4875-8471-18cda6cd400b/output/e5c4bff8-4255-401e-a126-a20b0bc267cf/ | 1.0.002 | 0 | 0 |  | 0 | 0 | tier_1 | 0
175 |  |  | NECB_Default | NECB_Default | NECB_Default | NECB_Default | NECB_Default | NECB_Default | NECB_Default | NECB_Default | HighriseApartment | NECB2017 | CAN_YT_Whitehorse.Intl.AP.719640_CWEC2016.epw | Electricity | NECB_Default | NECB_Default | NECB_Default | NECB_Default | NECB_Default | NECB_Default | NECB_Default | NECB_Default | NECB_Default | NECB_Default | NECB_Default | NECB_Default | NECB_Default | NECB_Default | NECB_Default | NECB_Default | NECB_Default | NECB_Default | NECB_Default | NECB_Default | NECB_Default | NECB_Default | NECB_Default | NECB_Default | NECB_Default | NECB_Default | NECB_Default | aws_batch | 834599497928 | [5 empty] | baseline_2021_03_27 | 3160af0a-7f39-4875-8471-18cda6cd400b | TRUE | TRUE | 29201039-8b1e-4e09-9ebf-0ed5ff120427 |  | 7836.48 | 4638.6699 | 22.8 | HighriseApartment |  |  | 2 | HighriseApartment | 10 |  | 10 | NECB2017 | 0.19422 | 23884.0213 | 54.1348 | 38.7089 | 23.1801 | 16.291 | 173.1414 | 40.8266 | WHITEHORSE | YUKON | 10.328 | 0 | 0 | 10.328 | 23.6524 | 0 | 0 | 23.6524 | 0 | 0.025804 | 0 | 0 | 0.66402 | 0.053663 | 0.00046067 | 0.26699 | 0.063105 | 0.039049 | 0 | 0.0037032 | 0.66402 | 0.21122 | 64.8198 | 0 | Electricity | 22.8 | 0.757 | [5 empty] | 0.138 | 0.21 | 1.9 | 1.9 | 2 | Whitehorse Intl AP | CAN | 5 | 6491 | 60.709 | -135.069 | 7b | 6580 | YT | CAN_YT_Whitehorse.Intl.AP.719640_CWEC2016.epw | 0 | 4.5287 | 0.015554 | 1655.24 | 0 | 291.1654 | 19.7024 | 0.067667 | 7201.21 | 0.1 | 2021-03-27 18:37:08 +0000 | f477b7f5 | 0.2.11 | :adv_dx_units: NECB_Default :analysis_id: 3160af0a-7f39-4875-8471-18cda6cd400b :analysis_name: baseline_2021_03_27 :boiler_eff: NECB_Default :btap_batch_version: 1.0.002 :building_type: HighriseApartment :compute_environment: aws_batch :datapoint_id: 29201039-8b1e-4e09-9ebf-0ed5ff120427 :daylighting_type: NECB_Default :dcv_type: NECB_Default :door_construction_cond: NECB_Default :ecm_system_name: NECB_Default :enable_costing: true :epw_file: CAN_YT_Whitehorse.Intl.AP.719640_CWEC2016.epw :erv_package: NECB_Default :ext_floor_cond: NECB_Default :ext_roof_cond: NECB_Default :ext_wall_cond: NECB_Default :fdwr_set: NECB_Default :fixed_wind_solar_trans: NECB_Default :fixed_window_cond: NECB_Default :furnace_eff: NECB_Default :glass_door_cond: NECB_Default :glass_door_solar_trans: NECB_Default :ground_floor_cond: NECB_Default :ground_roof_cond: NECB_Default :ground_wall_cond: NECB_Default :lights_scale: NECB_Default :lights_type: NECB_Default :overhead_door_cond: NECB_Default :primary_heating_fuel: Electricity :pv_ground_azimuth_angle: NECB_Default :pv_ground_module_description: NECB_Default :pv_ground_tilt_angle: NECB_Default :pv_ground_total_area_pv_panels_m2: NECB_Default :pv_ground_type: NECB_Default :rotation_degrees: NECB_Default :run_annual_simulation: true :s3_bucket: '834599497928' :scale_x: NECB_Default :scale_y: NECB_Default :scale_z: NECB_Default :shw_eff: NECB_Default :skylight_cond: NECB_Default :skylight_solar_trans: NECB_Default :srr_set: NECB_Default :template: NECB2017 | 2.0417e-05 | TRUE | 1096.7174 |  | https://s3.console.aws.amazon.com/s3/buckets/834599497928?region=ca-central-1&prefix=osdev/baseline_2021_03_27/3160af0a-7f39-4875-8471-18cda6cd400b/output/29201039-8b1e-4e09-9ebf-0ed5ff120427/ | 1.0.002 | 0 | 0 |  | 0 | 0 | tier_1 | 0
176 |  |  | NECB_Default | NECB_Default | NECB_Default | NECB_Default | NECB_Default | NECB_Default | NECB_Default | NECB_Default | HighriseApartment | NECB2017 | CAN_BC_Vancouver.Intl.AP.718920_CWEC2016.epw | Electricity | NECB_Default | NECB_Default | NECB_Default | NECB_Default | NECB_Default | NECB_Default | NECB_Default | NECB_Default | NECB_Default | NECB_Default | NECB_Default | NECB_Default | NECB_Default | NECB_Default | NECB_Default | NECB_Default | NECB_Default | NECB_Default | NECB_Default | NECB_Default | NECB_Default | NECB_Default | NECB_Default | NECB_Default | NECB_Default | NECB_Default | NECB_Default | aws_batch | 834599497928 | [5 empty] | baseline_2021_03_27 | 3160af0a-7f39-4875-8471-18cda6cd400b | TRUE | TRUE | 7daaadbe-6337-4d30-8eca-67a3a3a88594 |  | 7836.48 | 4638.6699 | 40 | HighriseApartment |  |  | 2 | HighriseApartment | 10 |  | 10 | NECB2017 | 0.19422 | 23884.0213 | 50.2343 | 43.2235 | 23.6488 | 16.5272 | 174.0862 | 40.4524 | VANCOUVER | BRITISH COLUMBIA | 1.4366 | 0 | 0 | 1.4366 | 14.3459 | 0 | 0 | 14.3459 | 0 | 0.049538 | 0 | 0 | 0.50692 | 0.054689 | 0.00012506 | 0.1242 | 0.063105 | 0.039049 | 0 | 0.0037428 | 0.50692 | 0.17243 | 42.1298 | 0 | Electricity | 40 | 0.757 | [5 empty] | 0.193 | 0.315 | 2.1 | 2.1 | 2 | Vancouver Intl AP | CAN | 42 | 2797 | 49.195 | -123.184 | 4 | 2800 | BC | CAN_BC_Vancouver.Intl.AP.718920_CWEC2016.epw | 0 | 3.6971 | 0.012697 | 1351.28 | 0 | 291.1654 | 19.7024 | 0.067667 | 7201.21 | 0.1 | 2021-03-27 18:37:15 +0000 | f477b7f5 | 0.2.11 | :adv_dx_units: NECB_Default :analysis_id: 3160af0a-7f39-4875-8471-18cda6cd400b :analysis_name: baseline_2021_03_27 :boiler_eff: NECB_Default :btap_batch_version: 1.0.002 :building_type: HighriseApartment :compute_environment: aws_batch :datapoint_id: 7daaadbe-6337-4d30-8eca-67a3a3a88594 :daylighting_type: NECB_Default :dcv_type: NECB_Default :door_construction_cond: NECB_Default :ecm_system_name: NECB_Default :enable_costing: true :epw_file: CAN_BC_Vancouver.Intl.AP.718920_CWEC2016.epw :erv_package: NECB_Default :ext_floor_cond: NECB_Default :ext_roof_cond: NECB_Default :ext_wall_cond: NECB_Default :fdwr_set: NECB_Default :fixed_wind_solar_trans: NECB_Default :fixed_window_cond: NECB_Default :furnace_eff: NECB_Default :glass_door_cond: NECB_Default :glass_door_solar_trans: NECB_Default :ground_floor_cond: NECB_Default :ground_roof_cond: NECB_Default :ground_wall_cond: NECB_Default :lights_scale: NECB_Default :lights_type: NECB_Default :overhead_door_cond: NECB_Default :primary_heating_fuel: Electricity :pv_ground_azimuth_angle: NECB_Default :pv_ground_module_description: NECB_Default :pv_ground_tilt_angle: NECB_Default :pv_ground_total_area_pv_panels_m2: NECB_Default :pv_ground_type: NECB_Default :rotation_degrees: NECB_Default :run_annual_simulation: true :s3_bucket: '834599497928' :scale_x: NECB_Default :scale_y: NECB_Default :scale_z: NECB_Default :shw_eff: NECB_Default :skylight_cond: NECB_Default :skylight_solar_trans: NECB_Default :srr_set: NECB_Default :template: NECB2017 | 3.8282e-05 | TRUE | 1098.6834 |  | https://s3.console.aws.amazon.com/s3/buckets/834599497928?region=ca-central-1&prefix=osdev/baseline_2021_03_27/3160af0a-7f39-4875-8471-18cda6cd400b/output/7daaadbe-6337-4d30-8eca-67a3a3a88594/ | 1.0.002 | 0 | 0 |  | 0 | 0 | tier_1 | 0
177 |  |  | NECB_Default | NECB_Default | NECB_Default | NECB_Default | NECB_Default | NECB_Default | NECB_Default | NECB_Default | HighriseApartment | NECB2017 | CAN_QC_Montreal-Trudeau.Intl.AP.716270_CWEC2016.epw | Electricity | NECB_Default | NECB_Default | NECB_Default | NECB_Default | NECB_Default | NECB_Default | NECB_Default | NECB_Default | NECB_Default | NECB_Default | NECB_Default | NECB_Default | NECB_Default | NECB_Default | NECB_Default | NECB_Default | NECB_Default | NECB_Default | NECB_Default | NECB_Default | NECB_Default | NECB_Default | NECB_Default | NECB_Default | NECB_Default | NECB_Default | NECB_Default | aws_batch | 834599497928 | [5 empty] | baseline_2021_03_27 | 3160af0a-7f39-4875-8471-18cda6cd400b | TRUE | TRUE | 285de769-9757-4f88-9316-279ef56343ab |  | 7836.48 | 4638.6699 | 37.3 | HighriseApartment |  |  | 2 | HighriseApartment | 10 |  | 10 | NECB2017 | 0.19422 | 23884.0213 | 52.7723 | 47.7747 | 24.3576 | 16.5703 | 187.6371 | 46.1622 | MONTREAL | QUEBEC | 0.23069 | 0 | 0 | 0.23069 | 14.6926 | 0 | 0 | 14.6926 | 0 | 0.059781 | 0 | 0 | 0.59364 | 0.057579 | 0.0014981 | 0.18561 | 0.063105 | 0.039049 | 0 | 0.003753 | 0.59364 | 0.18323 | 64.3474 | 0 | Electricity | 37.3 | 0.757 | [5 empty] | 0.156 | 0.247 | 1.9 | 1.9 | 2 | Montreal-Trudeau Intl AP | CAN | 323 | 4090 | 45.471 | -73.741 | 6 | 4400 | QC | CAN_QC_Montreal-Trudeau.Intl.AP.716270_CWEC2016.epw | 0 | 3.9284 | 0.013492 | 1435.84 | 0 | 291.1654 | 19.7024 | 0.067667 | 7201.21 | 0.1 | 2021-03-27 18:37:06 +0000 | f477b7f5 | 0.2.11 | :adv_dx_units: NECB_Default :analysis_id: 3160af0a-7f39-4875-8471-18cda6cd400b :analysis_name: baseline_2021_03_27 :boiler_eff: NECB_Default :btap_batch_version: 1.0.002 :building_type: HighriseApartment :compute_environment: aws_batch :datapoint_id: 285de769-9757-4f88-9316-279ef56343ab :daylighting_type: NECB_Default :dcv_type: NECB_Default :door_construction_cond: NECB_Default :ecm_system_name: NECB_Default :enable_costing: true :epw_file: CAN_QC_Montreal-Trudeau.Intl.AP.716270_CWEC2016.epw :erv_package: NECB_Default :ext_floor_cond: NECB_Default :ext_roof_cond: NECB_Default :ext_wall_cond: NECB_Default :fdwr_set: NECB_Default :fixed_wind_solar_trans: NECB_Default :fixed_window_cond: NECB_Default :furnace_eff: NECB_Default :glass_door_cond: NECB_Default :glass_door_solar_trans: NECB_Default :ground_floor_cond: NECB_Default :ground_roof_cond: NECB_Default :ground_wall_cond: NECB_Default :lights_scale: NECB_Default :lights_type: NECB_Default :overhead_door_cond: NECB_Default :primary_heating_fuel: Electricity :pv_ground_azimuth_angle: NECB_Default :pv_ground_module_description: NECB_Default :pv_ground_tilt_angle: NECB_Default :pv_ground_total_area_pv_panels_m2: NECB_Default :pv_ground_type: NECB_Default :rotation_degrees: NECB_Default :run_annual_simulation: true :s3_bucket: '834599497928' :scale_x: NECB_Default :scale_y: NECB_Default :scale_z: NECB_Default :shw_eff: NECB_Default :skylight_cond: NECB_Default :skylight_solar_trans: NECB_Default :srr_set: NECB_Default :template: NECB2017 | 3.8282e-05 | TRUE | 1099.8183 |  | https://s3.console.aws.amazon.com/s3/buckets/834599497928?region=ca-central-1&prefix=osdev/baseline_2021_03_27/3160af0a-7f39-4875-8471-18cda6cd400b/output/285de769-9757-4f88-9316-279ef56343ab/ | 1.0.002 | 0 | 0 |  | 0 | 0 | tier_1 | 0
178 |  |  | NECB_Default | NECB_Default | NECB_Default | NECB_Default | NECB_Default | NECB_Default | NECB_Default | NECB_Default | LargeHotel | NECB2017 | CAN_AB_Edmonton.Intl.AP.711230_CWEC2016.epw | Electricity | NECB_Default | NECB_Default | NECB_Default | NECB_Default | NECB_Default | NECB_Default | NECB_Default | NECB_Default | NECB_Default | NECB_Default | NECB_Default | NECB_Default | NECB_Default | NECB_Default | NECB_Default | NECB_Default | NECB_Default | NECB_Default | NECB_Default | NECB_Default | NECB_Default | NECB_Default | NECB_Default | NECB_Default | NECB_Default | NECB_Default | NECB_Default | aws_batch | 834599497928 | [5 empty] | baseline_2021_03_27 | 3160af0a-7f39-4875-8471-18cda6cd400b | TRUE | TRUE | 83109d8a-cc40-40da-a63a-3b319d558d15 |  | 11345.38 | 6004.6889 | 32.5 | LargeHotel |  |  | 2 | LargeHotel | 6 |  | 7 | NECB2017 | 0.17066 | 35185.0517 | 60.8671 | 48.1516 | 67.2027 | 7.9838 | 286.5999 | 102.3947 | EDMONTON | ALBERTA | 139.3328 | 0 | 0 | 139.3328 | 13.2058 | 0 | 0 | 13.2058 | 0 | 0.029125 | 0 | 0 | 0.6349 | 0.086711 | 0.0052189 | 0.24176 | 0.02416 | 0.10518 | 0 | 0.0047367 | 0.6349 | 0.13776 | 70.6582 | 0 | Electricity | 32.5 | 0.757 |  | 0.284 |  |  |  | 0.138 | 0.21 | 1.9 | 1.9 | 2 | Edmonton Intl AP | CAN | 23 | 5588 | 53.31 | -113.579 | 7a | 5120 | AB | CAN_AB_Edmonton.Intl.AP.711230_CWEC2016.epw | 0 | 4.2762 | 0.0083161 | 1562.96 | 0 | 514.2133 | 19.4879 | 0.037899 | 7122.84 | 0.1 | 2021-03-27 18:39:31 +0000 | f477b7f5 | 0.2.11 | :adv_dx_units: NECB_Default :analysis_id: 3160af0a-7f39-4875-8471-18cda6cd400b :analysis_name: baseline_2021_03_27 :boiler_eff: NECB_Default :btap_batch_version: 1.0.002 :building_type: LargeHotel :compute_environment: aws_batch :datapoint_id: 83109d8a-cc40-40da-a63a-3b319d558d15 :daylighting_type: NECB_Default :dcv_type: NECB_Default :door_construction_cond: NECB_Default :ecm_system_name: NECB_Default :enable_costing: true :epw_file: CAN_AB_Edmonton.Intl.AP.711230_CWEC2016.epw :erv_package: NECB_Default :ext_floor_cond: NECB_Default :ext_roof_cond: NECB_Default :ext_wall_cond: NECB_Default :fdwr_set: NECB_Default :fixed_wind_solar_trans: NECB_Default :fixed_window_cond: NECB_Default :furnace_eff: NECB_Default :glass_door_cond: NECB_Default :glass_door_solar_trans: NECB_Default :ground_floor_cond: NECB_Default :ground_roof_cond: NECB_Default :ground_wall_cond: NECB_Default :lights_scale: NECB_Default :lights_type: NECB_Default :overhead_door_cond: NECB_Default :primary_heating_fuel: Electricity :pv_ground_azimuth_angle: NECB_Default :pv_ground_module_description: NECB_Default :pv_ground_tilt_angle: NECB_Default :pv_ground_total_area_pv_panels_m2: NECB_Default :pv_ground_type: NECB_Default :rotation_degrees: NECB_Default :run_annual_simulation: true :s3_bucket: '834599497928' :scale_x: NECB_Default :scale_y: NECB_Default :scale_z: NECB_Default :shw_eff: NECB_Default :skylight_cond: NECB_Default :skylight_solar_trans: NECB_Default :srr_set: NECB_Default :template: NECB2017 | 0.00024063 | TRUE | 1150.5721 |  | https://s3.console.aws.amazon.com/s3/buckets/834599497928?region=ca-central-1&prefix=osdev/baseline_2021_03_27/3160af0a-7f39-4875-8471-18cda6cd400b/output/83109d8a-cc40-40da-a63a-3b319d558d15/ | 1.0.002 | 0 | 0 |  | 0 | 0 | tier_1 | 0
179 |  |  | NECB_Default | NECB_Default | NECB_Default | NECB_Default | NECB_Default | NECB_Default | NECB_Default | NECB_Default | LargeHotel | NECB2017 | CAN_ON_Toronto.Pearson.Intl.AP.716240_CWEC2016.epw | Electricity | NECB_Default | NECB_Default | NECB_Default | NECB_Default | NECB_Default | NECB_Default | NECB_Default | NECB_Default | NECB_Default | NECB_Default | NECB_Default | NECB_Default | NECB_Default | NECB_Default | NECB_Default | NECB_Default | NECB_Default | NECB_Default | NECB_Default | NECB_Default | NECB_Default | NECB_Default | NECB_Default | NECB_Default | NECB_Default | NECB_Default | NECB_Default | aws_batch | 834599497928 | [5 empty] | baseline_2021_03_27 | 3160af0a-7f39-4875-8471-18cda6cd400b | TRUE | TRUE | 98f480c6-9982-483b-8e5e-8eb386651aef |  | 11345.38 | 6004.6889 | 40 | LargeHotel |  |  | 2 | LargeHotel | 6 |  | 7 | NECB2017 | 0.17066 | 35185.0517 | 61.3477 | 49.8241 | 66.698 | 7.9876 | 293.9239 | 108.0664 | TORONTO | ONTARIO | 3.1621 | 0 | 0 | 3.1621 | 25.3344 | 0 | 0 | 25.3344 | 0 | 0.049505 | 0 | 0 | 0.56931 | 0.080508 | 0.0060553 | 0.17476 | 0.02416 | 0.10518 | 0 | 0.0073581 | 0.56931 | 0.121 | 67.8553 | 0 | Electricity | 40 | 0.757 |  | 0.379 |  |  |  | 0.156 | 0.278 | 1.9 | 1.9 | 2 | Toronto Pearson Intl AP | CAN | 382 | 3615 | 43.677 | -79.631 | 5 | 3890 | ON | CAN_ON_Toronto.Pearson.Intl.AP.716240_CWEC2016.epw | 0 | 3.7558 | 0.007304 | 1372.75 | 0 | 514.2133 | 19.4879 | 0.037899 | 7122.84 | 0.1 | 2021-03-27 18:39:01 +0000 | f477b7f5 | 0.2.11 | :adv_dx_units: NECB_Default :analysis_id: 3160af0a-7f39-4875-8471-18cda6cd400b :analysis_name: baseline_2021_03_27 :boiler_eff: NECB_Default :btap_batch_version: 1.0.002 :building_type: LargeHotel :compute_environment: aws_batch :datapoint_id: 98f480c6-9982-483b-8e5e-8eb386651aef :daylighting_type: NECB_Default :dcv_type: NECB_Default :door_construction_cond: NECB_Default :ecm_system_name: NECB_Default :enable_costing: true :epw_file: CAN_ON_Toronto.Pearson.Intl.AP.716240_CWEC2016.epw :erv_package: NECB_Default :ext_floor_cond: NECB_Default :ext_roof_cond: NECB_Default :ext_wall_cond: NECB_Default :fdwr_set: NECB_Default :fixed_wind_solar_trans: NECB_Default :fixed_window_cond: NECB_Default :furnace_eff: NECB_Default :glass_door_cond: NECB_Default :glass_door_solar_trans: NECB_Default :ground_floor_cond: NECB_Default :ground_roof_cond: NECB_Default :ground_wall_cond: NECB_Default :lights_scale: NECB_Default :lights_type: NECB_Default :overhead_door_cond: NECB_Default :primary_heating_fuel: Electricity :pv_ground_azimuth_angle: NECB_Default :pv_ground_module_description: NECB_Default :pv_ground_tilt_angle: NECB_Default :pv_ground_total_area_pv_panels_m2: NECB_Default :pv_ground_type: NECB_Default :rotation_degrees: NECB_Default :run_annual_simulation: true :s3_bucket: '834599497928' :scale_x: NECB_Default :scale_y: NECB_Default :scale_z: NECB_Default :shw_eff: NECB_Default :skylight_cond: NECB_Default :skylight_solar_trans: NECB_Default :srr_set: NECB_Default :template: NECB2017 | 0.00079592 | TRUE | 1153.1895 |  | https://s3.console.aws.amazon.com/s3/buckets/834599497928?region=ca-central-1&prefix=osdev/baseline_2021_03_27/3160af0a-7f39-4875-8471-18cda6cd400b/output/98f480c6-9982-483b-8e5e-8eb386651aef/ | 1.0.002 | 0 | 0 |  | 0 | 0 | tier_1 | 0
180 |  |  | NECB_Default | NECB_Default | NECB_Default | NECB_Default | NECB_Default | NECB_Default | NECB_Default | NECB_Default | LargeHotel | NECB2017 | CAN_YT_Whitehorse.Intl.AP.719640_CWEC2016.epw | Electricity | NECB_Default | NECB_Default | NECB_Default | NECB_Default | NECB_Default | NECB_Default | NECB_Default | NECB_Default | NECB_Default | NECB_Default | NECB_Default | NECB_Default | NECB_Default | NECB_Default | NECB_Default | NECB_Default | NECB_Default | NECB_Default | NECB_Default | NECB_Default | NECB_Default | NECB_Default | NECB_Default | NECB_Default | NECB_Default | NECB_Default | NECB_Default | aws_batch | 834599497928 | [5 empty] | baseline_2021_03_27 | 3160af0a-7f39-4875-8471-18cda6cd400b | TRUE | TRUE | bf9b2cea-c9f7-4d31-82a9-66ffedf79073 |  | 11345.38 | 6004.6889 | 22.8 | LargeHotel |  |  | 2 | LargeHotel | 6 |  | 7 | NECB2017 | 0.17066 | 35185.0517 | 53.9325 | 38.9134 | 59.5635 | 7.8225 | 251.5884 | 91.3565 | WHITEHORSE | YUKON | 10.059 | 0 | 0 | 10.059 | 23.0364 | 0 | 0 | 23.0364 | 0 | 0.015152 | 0 | 0 | 0.64673 | 0.070159 | 0.0058835 | 0.27846 | 0.02416 | 0.10518 | 0 | 0.0035265 | 0.64673 | 0.14413 | 72.2768 | 0 | Electricity | 22.8 | 0.757 |  | 0.284 |  |  |  | 0.138 | 0.21 | 1.9 | 1.9 | 2 | Whitehorse Intl AP | CAN | 5 | 6491 | 60.709 | -135.069 | 7b | 6580 | YT | CAN_YT_Whitehorse.Intl.AP.719640_CWEC2016.epw | 0 | 4.474 | 0.0087006 | 1635.24 | 0 | 514.2133 | 19.4879 | 0.037899 | 7122.84 | 0.1 | 2021-03-27 18:38:57 +0000 | f477b7f5 | 0.2.11 | :adv_dx_units: NECB_Default :analysis_id: 3160af0a-7f39-4875-8471-18cda6cd400b :analysis_name: baseline_2021_03_27 :boiler_eff: NECB_Default :btap_batch_version: 1.0.002 :building_type: LargeHotel :compute_environment: aws_batch :datapoint_id: bf9b2cea-c9f7-4d31-82a9-66ffedf79073 :daylighting_type: NECB_Default :dcv_type: NECB_Default :door_construction_cond: NECB_Default :ecm_system_name: NECB_Default :enable_costing: true :epw_file: CAN_YT_Whitehorse.Intl.AP.719640_CWEC2016.epw :erv_package: NECB_Default :ext_floor_cond: NECB_Default :ext_roof_cond: NECB_Default :ext_wall_cond: NECB_Default :fdwr_set: NECB_Default :fixed_wind_solar_trans: NECB_Default :fixed_window_cond: NECB_Default :furnace_eff: NECB_Default :glass_door_cond: NECB_Default :glass_door_solar_trans: NECB_Default :ground_floor_cond: NECB_Default :ground_roof_cond: NECB_Default :ground_wall_cond: NECB_Default :lights_scale: NECB_Default :lights_type: NECB_Default :overhead_door_cond: NECB_Default :primary_heating_fuel: Electricity :pv_ground_azimuth_angle: NECB_Default :pv_ground_module_description: NECB_Default :pv_ground_tilt_angle: NECB_Default :pv_ground_total_area_pv_panels_m2: NECB_Default :pv_ground_type: NECB_Default :rotation_degrees: NECB_Default :run_annual_simulation: true :s3_bucket: '834599497928' :scale_x: NECB_Default :scale_y: NECB_Default :scale_z: NECB_Default :shw_eff: NECB_Default :skylight_cond: NECB_Default :skylight_solar_trans: NECB_Default :srr_set: NECB_Default :template: NECB2017 | 7.1395e-05 | TRUE | 1153.4463 |  | https://s3.console.aws.amazon.com/s3/buckets/834599497928?region=ca-central-1&prefix=osdev/baseline_2021_03_27/3160af0a-7f39-4875-8471-18cda6cd400b/output/bf9b2cea-c9f7-4d31-82a9-66ffedf79073/ | 1.0.002 | 0 | 0 |  | 0 | 0 | tier_1 | 0
181 |  |  | NECB_Default | NECB_Default | NECB_Default | NECB_Default | NECB_Default | NECB_Default | NECB_Default | NECB_Default | SmallHotel | NECB2017 | CAN_YT_Whitehorse.Intl.AP.719640_CWEC2016.epw | NaturalGas | NECB_Default | NECB_Default | NECB_Default | NECB_Default | NECB_Default | NECB_Default | NECB_Default | NECB_Default | NECB_Default | NECB_Default | NECB_Default | NECB_Default | NECB_Default | NECB_Default | NECB_Default | NECB_Default | NECB_Default | NECB_Default | NECB_Default | NECB_Default | NECB_Default | NECB_Default | NECB_Default | NECB_Default | NECB_Default | NECB_Default | NECB_Default | aws_batch | 834599497928 | [5 empty] | baseline_2021_03_27 | 3160af0a-7f39-4875-8471-18cda6cd400b | TRUE | TRUE | 516b5f61-8881-42ef-87a1-943478b2d8ab |  | 4013.58 | 2697.9741 | 22.8 | SmallHotel |  |  | 2 | SmallHotel | 4 |  | 4 | NECB2017 | 0.23215 | 11621.7287 | 60.0628 | 64.2487 | 59.5635 | 6.7902 | 379.7353 | 189.07 | WHITEHORSE | YUKON | 3.301 | 24.0469 | 0 | 27.348 | 7.5598 | 4.3831 | 0 | 11.9429 | 0 | 0.015238 | 0 | 0 | 0.21223 | 0.067625 | 0.021943 | 0.22013 | 0.019673 | 0.077175 | 0.48325 | 0.010537 | 0.69549 | 0.26312 | 15.2502 | 79.5397 | Natural Gas | 22.8 | 0.757 | [5 empty] | 0.138 | 0.21 | 1.9 | 1.9 | 2 | Whitehorse Intl AP | CAN | 5 | 6491 | 60.709 | -135.069 | 7b | 6580 | YT | CAN_YT_Whitehorse.Intl.AP.719640_CWEC2016.epw | 0 | 0 | 0 | 0 | 1056.07 | 160.2628 | 9.2987 | 0.058022 | 3398.69 | 0.1 | 2021-03-27 18:39:19 +0000 | f477b7f5 | 0.2.11 | :adv_dx_units: NECB_Default :analysis_id: 3160af0a-7f39-4875-8471-18cda6cd400b :analysis_name: baseline_2021_03_27 :boiler_eff: NECB_Default :btap_batch_version: 1.0.002 :building_type: SmallHotel :compute_environment: aws_batch :datapoint_id: 516b5f61-8881-42ef-87a1-943478b2d8ab :daylighting_type: NECB_Default :dcv_type: NECB_Default :door_construction_cond: NECB_Default :ecm_system_name: NECB_Default :enable_costing: true :epw_file: CAN_YT_Whitehorse.Intl.AP.719640_CWEC2016.epw :erv_package: NECB_Default :ext_floor_cond: NECB_Default :ext_roof_cond: NECB_Default :ext_wall_cond: NECB_Default :fdwr_set: NECB_Default :fixed_wind_solar_trans: NECB_Default :fixed_window_cond: NECB_Default :furnace_eff: NECB_Default :glass_door_cond: NECB_Default :glass_door_solar_trans: NECB_Default :ground_floor_cond: NECB_Default :ground_roof_cond: NECB_Default :ground_wall_cond: NECB_Default :lights_scale: NECB_Default :lights_type: NECB_Default :overhead_door_cond: NECB_Default :primary_heating_fuel: NaturalGas :pv_ground_azimuth_angle: NECB_Default :pv_ground_module_description: NECB_Default :pv_ground_tilt_angle: NECB_Default :pv_ground_total_area_pv_panels_m2: NECB_Default :pv_ground_type: NECB_Default :rotation_degrees: NECB_Default :run_annual_simulation: true :s3_bucket: '834599497928' :scale_x: NECB_Default :scale_y: NECB_Default :scale_z: NECB_Default :shw_eff: NECB_Default :skylight_cond: NECB_Default :skylight_solar_trans: NECB_Default :srr_set: NECB_Default :template: NECB2017 | 4.2356e-05 | TRUE | 1155.6652 |  | https://s3.console.aws.amazon.com/s3/buckets/834599497928?region=ca-central-1&prefix=osdev/baseline_2021_03_27/3160af0a-7f39-4875-8471-18cda6cd400b/output/516b5f61-8881-42ef-87a1-943478b2d8ab/ | 1.0.002 | 0 | 0 |  | 0 | 0 | tier_1 | 0
182 |  |  | NECB_Default | NECB_Default | NECB_Default | NECB_Default | NECB_Default | NECB_Default | NECB_Default | NECB_Default | LargeHotel | NECB2017 | CAN_QC_Montreal-Trudeau.Intl.AP.716270_CWEC2016.epw | Electricity | NECB_Default | NECB_Default | NECB_Default | NECB_Default | NECB_Default | NECB_Default | NECB_Default | NECB_Default | NECB_Default | NECB_Default | NECB_Default | NECB_Default | NECB_Default | NECB_Default | NECB_Default | NECB_Default | NECB_Default | NECB_Default | NECB_Default | NECB_Default | NECB_Default | NECB_Default | NECB_Default | NECB_Default | NECB_Default | NECB_Default | NECB_Default | aws_batch | 834599497928 | [5 empty] | baseline_2021_03_27 | 3160af0a-7f39-4875-8471-18cda6cd400b | TRUE | TRUE | 3d2fa8d1-8e89-473f-8a18-8165c6b5e926 |  | 11345.38 | 6004.6889 | 37.3 | LargeHotel |  |  | 2 | LargeHotel | 6 |  | 7 | NECB2017 | 0.17066 | 35185.0517 | 58.7403 | 49.2912 | 62.0482 | 7.976 | 284.5121 | 106.4564 | MONTREAL | QUEBEC | 0.22973 | 0 | 0 | 0.22973 | 14.6313 | 0 | 0 | 14.6313 | 0 | 0.045976 | 0 | 0 | 0.59116 | 0.080352 | 0.0063436 | 0.19649 | 0.02416 | 0.10518 | 0 | 0.0070804 | 0.59116 | 0.12483 | 72.3479 | 0 | Electricity | 37.3 | 0.757 |  | 0.284 |  |  |  | 0.156 | 0.247 | 1.9 | 1.9 | 2 | Montreal-Trudeau Intl AP | CAN | 323 | 4090 | 45.471 | -73.741 | 6 | 4400 | QC | CAN_QC_Montreal-Trudeau.Intl.AP.716270_CWEC2016.epw | 0 | 3.8748 | 0.0075355 | 1416.25 | 0 | 514.2133 | 19.4879 | 0.037899 | 7122.84 | 0.1 | 2021-03-27 18:39:44 +0000 | f477b7f5 | 0.2.11 | :adv_dx_units: NECB_Default :analysis_id: 3160af0a-7f39-4875-8471-18cda6cd400b :analysis_name: baseline_2021_03_27 :boiler_eff: NECB_Default :btap_batch_version: 1.0.002 :building_type: LargeHotel :compute_environment: aws_batch :datapoint_id: 3d2fa8d1-8e89-473f-8a18-8165c6b5e926 :daylighting_type: NECB_Default :dcv_type: NECB_Default :door_construction_cond: NECB_Default :ecm_system_name: NECB_Default :enable_costing: true :epw_file: CAN_QC_Montreal-Trudeau.Intl.AP.716270_CWEC2016.epw :erv_package: NECB_Default :ext_floor_cond: NECB_Default :ext_roof_cond: NECB_Default :ext_wall_cond: NECB_Default :fdwr_set: NECB_Default :fixed_wind_solar_trans: NECB_Default :fixed_window_cond: NECB_Default :furnace_eff: NECB_Default :glass_door_cond: NECB_Default :glass_door_solar_trans: NECB_Default :ground_floor_cond: NECB_Default :ground_roof_cond: NECB_Default :ground_wall_cond: NECB_Default :lights_scale: NECB_Default :lights_type: NECB_Default :overhead_door_cond: NECB_Default :primary_heating_fuel: Electricity :pv_ground_azimuth_angle: NECB_Default :pv_ground_module_description: NECB_Default :pv_ground_tilt_angle: NECB_Default :pv_ground_total_area_pv_panels_m2: NECB_Default :pv_ground_type: NECB_Default :rotation_degrees: NECB_Default :run_annual_simulation: true :s3_bucket: '834599497928' :scale_x: NECB_Default :scale_y: NECB_Default :scale_z: NECB_Default :shw_eff: NECB_Default :skylight_cond: NECB_Default :skylight_solar_trans: NECB_Default :srr_set: NECB_Default :template: NECB2017 | 0.00075625 | TRUE | 1155.7827 |  | https://s3.console.aws.amazon.com/s3/buckets/834599497928?region=ca-central-1&prefix=osdev/baseline_2021_03_27/3160af0a-7f39-4875-8471-18cda6cd400b/output/3d2fa8d1-8e89-473f-8a18-8165c6b5e926/ | 1.0.002 | 0 | 0 |  | 0 | 0 | tier_1 | 0
183 |  |  | NECB_Default | NECB_Default | NECB_Default | NECB_Default | NECB_Default | NECB_Default | NECB_Default | NECB_Default | HighriseApartment | NECB2017 | CAN_AB_Calgary.Intl.AP.718770_CWEC2016.epw | Electricity | NECB_Default | NECB_Default | NECB_Default | NECB_Default | NECB_Default | NECB_Default | NECB_Default | NECB_Default | NECB_Default | NECB_Default | NECB_Default | NECB_Default | NECB_Default | NECB_Default | NECB_Default | NECB_Default | NECB_Default | NECB_Default | NECB_Default | NECB_Default | NECB_Default | NECB_Default | NECB_Default | NECB_Default | NECB_Default | NECB_Default | NECB_Default | aws_batch | 834599497928 | [5 empty] | baseline_2021_03_27 | 3160af0a-7f39-4875-8471-18cda6cd400b | TRUE | TRUE | 4dd229c5-5446-465c-8000-7d07f1f258bc |  | 7836.48 | 4638.6699 | 33.3 | HighriseApartment |  |  | 2 | HighriseApartment | 10 |  | 10 | NECB2017 | 0.19422 | 23884.0213 | 56.1625 | 46.8122 | 26.1353 | 16.5686 | 189.6295 | 43.9509 | CALGARY | ALBERTA | 128.3051 | 0 | 0 | 128.3051 | 12.1606 | 0 | 0 | 12.1606 | 0 | 0.047672 | 0 | 0 | 0.58465 | 0.057058 | 0.00044918 | 0.18032 | 0.063105 | 0.039049 | 0 | 0.00373 | 0.58465 | 0.19323 | 56.8882 | 0 | Electricity | 33.3 | 0.757 | [5 empty] | 0.138 | 0.21 | 1.9 | 1.9 | 2 | Calgary Intl AP | CAN | 64 | 4781 | 51.114 | -114.02 | 7a | 5000 | AB | CAN_AB_Calgary.Intl.AP.718770_CWEC2016.epw | 0 | 4.1429 | 0.014229 | 1514.23 | 0 | 291.1654 | 19.7024 | 0.067667 | 7201.21 | 0.1 | 2021-03-27 18:38:20 +0000 | f477b7f5 | 0.2.11 | :adv_dx_units: NECB_Default :analysis_id: 3160af0a-7f39-4875-8471-18cda6cd400b :analysis_name: baseline_2021_03_27 :boiler_eff: NECB_Default :btap_batch_version: 1.0.002 :building_type: HighriseApartment :compute_environment: aws_batch :datapoint_id: 4dd229c5-5446-465c-8000-7d07f1f258bc :daylighting_type: NECB_Default :dcv_type: NECB_Default :door_construction_cond: NECB_Default :ecm_system_name: NECB_Default :enable_costing: true :epw_file: CAN_AB_Calgary.Intl.AP.718770_CWEC2016.epw :erv_package: NECB_Default :ext_floor_cond: NECB_Default :ext_roof_cond: NECB_Default :ext_wall_cond: NECB_Default :fdwr_set: NECB_Default :fixed_wind_solar_trans: NECB_Default :fixed_window_cond: NECB_Default :furnace_eff: NECB_Default :glass_door_cond: NECB_Default :glass_door_solar_trans: NECB_Default :ground_floor_cond: NECB_Default :ground_roof_cond: NECB_Default :ground_wall_cond: NECB_Default :lights_scale: NECB_Default :lights_type: NECB_Default :overhead_door_cond: NECB_Default :primary_heating_fuel: Electricity :pv_ground_azimuth_angle: NECB_Default :pv_ground_module_description: NECB_Default :pv_ground_tilt_angle: NECB_Default :pv_ground_total_area_pv_panels_m2: NECB_Default :pv_ground_type: NECB_Default :rotation_degrees: NECB_Default :run_annual_simulation: true :s3_bucket: '834599497928' :scale_x: NECB_Default :scale_y: NECB_Default :scale_z: NECB_Default :shw_eff: NECB_Default :skylight_cond: NECB_Default :skylight_solar_trans: NECB_Default :srr_set: NECB_Default :template: NECB2017 | 3.3178e-05 | TRUE | 1155.3807 |  | https://s3.console.aws.amazon.com/s3/buckets/834599497928?region=ca-central-1&prefix=osdev/baseline_2021_03_27/3160af0a-7f39-4875-8471-18cda6cd400b/output/4dd229c5-5446-465c-8000-7d07f1f258bc/ | 1.0.002 | 0 | 0 |  | 0 | 0 | tier_1 | 0
184 |  |  | NECB_Default | NECB_Default | NECB_Default | NECB_Default | NECB_Default | NECB_Default | NECB_Default | NECB_Default | HighriseApartment | NECB2017 | CAN_ON_Toronto.Pearson.Intl.AP.716240_CWEC2016.epw | Electricity | NECB_Default | NECB_Default | NECB_Default | NECB_Default | NECB_Default | NECB_Default | NECB_Default | NECB_Default | NECB_Default | NECB_Default | NECB_Default | NECB_Default | NECB_Default | NECB_Default | NECB_Default | NECB_Default | NECB_Default | NECB_Default | NECB_Default | NECB_Default | NECB_Default | NECB_Default | NECB_Default | NECB_Default | NECB_Default | NECB_Default | NECB_Default | aws_batch | 834599497928 | [5 empty] | baseline_2021_03_27 | 3160af0a-7f39-4875-8471-18cda6cd400b | TRUE | TRUE | dd8f99a6-a806-4697-b7e9-295bc2f84f10 |  | 7836.48 | 4638.6699 | 40 | HighriseApartment |  |  | 2 | HighriseApartment | 10 |  | 10 | NECB2017 | 0.19422 | 23884.0213 | 53.8768 | 49.5324 | 26.258 | 16.5616 | 192.6408 | 46.4122 | TORONTO | ONTARIO | 3.1507 | 0 | 0 | 3.1507 | 25.2429 | 0 | 0 | 25.2429 | 0 | 0.065689 | 0 | 0 | 0.56726 | 0.058565 | 0.0015492 | 0.15787 | 0.063105 | 0.039049 | 0 | 0.0037695 | 0.56726 | 0.17762 | 64.2602 | 0 | Electricity | 40 | 0.757 | [5 empty] | 0.156 | 0.278 | 1.9 | 1.9 | 2 | Toronto Pearson Intl AP | CAN | 382 | 3615 | 43.677 | -79.631 | 5 | 3890 | ON | CAN_ON_Toronto.Pearson.Intl.AP.716240_CWEC2016.epw | 0 | 3.8082 | 0.013079 | 1391.9 | 0 | 291.1654 | 19.7024 | 0.067667 | 7201.21 | 0.1 | 2021-03-27 18:38:27 +0000 | f477b7f5 | 0.2.11 | :adv_dx_units: NECB_Default :analysis_id: 3160af0a-7f39-4875-8471-18cda6cd400b :analysis_name: baseline_2021_03_27 :boiler_eff: NECB_Default :btap_batch_version: 1.0.002 :building_type: HighriseApartment :compute_environment: aws_batch :datapoint_id: dd8f99a6-a806-4697-b7e9-295bc2f84f10 :daylighting_type: NECB_Default :dcv_type: NECB_Default :door_construction_cond: NECB_Default :ecm_system_name: NECB_Default :enable_costing: true :epw_file: CAN_ON_Toronto.Pearson.Intl.AP.716240_CWEC2016.epw :erv_package: NECB_Default :ext_floor_cond: NECB_Default :ext_roof_cond: NECB_Default :ext_wall_cond: NECB_Default :fdwr_set: NECB_Default :fixed_wind_solar_trans: NECB_Default :fixed_window_cond: NECB_Default :furnace_eff: NECB_Default :glass_door_cond: NECB_Default :glass_door_solar_trans: NECB_Default :ground_floor_cond: NECB_Default :ground_roof_cond: NECB_Default :ground_wall_cond: NECB_Default :lights_scale: NECB_Default :lights_type: NECB_Default :overhead_door_cond: NECB_Default :primary_heating_fuel: Electricity :pv_ground_azimuth_angle: NECB_Default :pv_ground_module_description: NECB_Default :pv_ground_tilt_angle: NECB_Default :pv_ground_total_area_pv_panels_m2: NECB_Default :pv_ground_type: NECB_Default :rotation_degrees: NECB_Default :run_annual_simulation: true :s3_bucket: '834599497928' :scale_x: NECB_Default :scale_y: NECB_Default :scale_z: NECB_Default :shw_eff: NECB_Default :skylight_cond: NECB_Default :skylight_solar_trans: NECB_Default :srr_set: NECB_Default :template: NECB2017 | 4.3387e-05 | TRUE | 1155.8066 |  | https://s3.console.aws.amazon.com/s3/buckets/834599497928?region=ca-central-1&prefix=osdev/baseline_2021_03_27/3160af0a-7f39-4875-8471-18cda6cd400b/output/dd8f99a6-a806-4697-b7e9-295bc2f84f10/ | 1.0.002 | 0 | 0 |  | 0 | 0 | tier_1 | 0
185 |  |  | NECB_Default | NECB_Default | NECB_Default | NECB_Default | NECB_Default | NECB_Default | NECB_Default | NECB_Default | HighriseApartment | NECB2017 | CAN_BC_Vancouver.Intl.AP.718920_CWEC2016.epw | NaturalGas | NECB_Default | NECB_Default | NECB_Default | NECB_Default | NECB_Default | NECB_Default | NECB_Default | NECB_Default | NECB_Default | NECB_Default | NECB_Default | NECB_Default | NECB_Default | NECB_Default | NECB_Default | NECB_Default | NECB_Default | NECB_Default | NECB_Default | NECB_Default | NECB_Default | NECB_Default | NECB_Default | NECB_Default | NECB_Default | NECB_Default | NECB_Default | aws_batch | 834599497928 | [5 empty] | baseline_2021_03_27 | 3160af0a-7f39-4875-8471-18cda6cd400b | TRUE | TRUE | 7ef0c3b8-cfc9-44d6-8a66-93f390fb7d83 |  | 7836.48 | 4638.6699 | 40 | HighriseApartment |  |  | 2 | HighriseApartment | 10 |  | 10 | NECB2017 | 0.19422 | 23884.0213 | 50.2343 | 60.5019 | 23.6488 | 4.6453 | 182.8976 | 43.8673 | VANCOUVER | BRITISH COLUMBIA | 0.61251 | 18.5506 | 0 | 19.1631 | 6.1165 | 4.1617 | 0 | 10.2782 | 0 | 0.049589 | 0 | 0 | 0.21613 | 0.054768 | 0.00012506 | 0.14404 | 0.063105 | 0.039049 | 0.36796 | 0.0094571 | 0.5841 | 0.22392 | 21.1662 | 39.2661 | Natural Gas | 40 | 0.757 | [5 empty] | 0.193 | 0.315 | 2.1 | 2.1 | 2 | Vancouver Intl AP | CAN | 42 | 2797 | 49.195 | -123.184 | 4 | 2800 | BC | CAN_BC_Vancouver.Intl.AP.718920_CWEC2016.epw | 0 | 0 | 0 | 0 | 1754.77 | 291.1654 | 19.7024 | 0.067667 | 7201.21 | 0.1 | 2021-03-27 18:38:00 +0000 | f477b7f5 | 0.2.11 | :adv_dx_units: NECB_Default :analysis_id: 3160af0a-7f39-4875-8471-18cda6cd400b :analysis_name: baseline_2021_03_27 :boiler_eff: NECB_Default :btap_batch_version: 1.0.002 :building_type: HighriseApartment :compute_environment: aws_batch :datapoint_id: 7ef0c3b8-cfc9-44d6-8a66-93f390fb7d83 :daylighting_type: NECB_Default :dcv_type: NECB_Default :door_construction_cond: NECB_Default :ecm_system_name: NECB_Default :enable_costing: true :epw_file: CAN_BC_Vancouver.Intl.AP.718920_CWEC2016.epw :erv_package: NECB_Default :ext_floor_cond: NECB_Default :ext_roof_cond: NECB_Default :ext_wall_cond: NECB_Default :fdwr_set: NECB_Default :fixed_wind_solar_trans: NECB_Default :fixed_window_cond: NECB_Default :furnace_eff: NECB_Default :glass_door_cond: NECB_Default :glass_door_solar_trans: NECB_Default :ground_floor_cond: NECB_Default :ground_roof_cond: NECB_Default :ground_wall_cond: NECB_Default :lights_scale: NECB_Default :lights_type: NECB_Default :overhead_door_cond: NECB_Default :primary_heating_fuel: NaturalGas :pv_ground_azimuth_angle: NECB_Default :pv_ground_module_description: NECB_Default :pv_ground_tilt_angle: NECB_Default :pv_ground_total_area_pv_panels_m2: NECB_Default :pv_ground_type: NECB_Default :rotation_degrees: NECB_Default :run_annual_simulation: true :s3_bucket: '834599497928' :scale_x: NECB_Default :scale_y: NECB_Default :scale_z: NECB_Default :shw_eff: NECB_Default :skylight_cond: NECB_Default :skylight_solar_trans: NECB_Default :srr_set: NECB_Default :template: NECB2017 | 3.8282e-05 | TRUE | 1158.1658 |  | https://s3.console.aws.amazon.com/s3/buckets/834599497928?region=ca-central-1&prefix=osdev/baseline_2021_03_27/3160af0a-7f39-4875-8471-18cda6cd400b/output/7ef0c3b8-cfc9-44d6-8a66-93f390fb7d83/ | 1.0.002 | 0 | 0 |  | 0 | 0 | tier_1 | 0
186 |  |  | NECB_Default | NECB_Default | NECB_Default | NECB_Default | NECB_Default | NECB_Default | NECB_Default | NECB_Default | HighriseApartment | NECB2017 | CAN_AB_Edmonton.Intl.AP.711230_CWEC2016.epw | Electricity | NECB_Default | NECB_Default | NECB_Default | NECB_Default | NECB_Default | NECB_Default | NECB_Default | NECB_Default | NECB_Default | NECB_Default | NECB_Default | NECB_Default | NECB_Default | NECB_Default | NECB_Default | NECB_Default | NECB_Default | NECB_Default | NECB_Default | NECB_Default | NECB_Default | NECB_Default | NECB_Default | NECB_Default | NECB_Default | NECB_Default | NECB_Default | aws_batch | 834599497928 | [5 empty] | baseline_2021_03_27 | 3160af0a-7f39-4875-8471-18cda6cd400b | TRUE | TRUE | d111c2bd-92bd-484a-9b99-864479947e5f |  | 7836.48 | 4638.6699 | 32.5 | HighriseApartment |  |  | 2 | HighriseApartment | 10 |  | 10 | NECB2017 | 0.19422 | 23884.0213 | 56.4926 | 46.6164 | 26.4522 | 16.5542 | 190.8685 | 44.7531 | EDMONTON | ALBERTA | 139.2557 | 0 | 0 | 139.2557 | 13.1985 | 0 | 0 | 13.1985 | 0 | 0.043018 | 0 | 0 | 0.63455 | 0.058161 | 0.00058317 | 0.22481 | 0.063105 | 0.039049 | 0 | 0.0037415 | 0.63455 | 0.20205 | 64.1931 | 0 | Electricity | 32.5 | 0.757 | [5 empty] | 0.138 | 0.21 | 1.9 | 1.9 | 2 | Edmonton Intl AP | CAN | 23 | 5588 | 53.31 | -113.579 | 7a | 5120 | AB | CAN_AB_Edmonton.Intl.AP.711230_CWEC2016.epw | 0 | 4.332 | 0.014878 | 1583.35 | 0 | 291.1654 | 19.7024 | 0.067667 | 7201.21 | 0.1 | 2021-03-27 18:38:33 +0000 | f477b7f5 | 0.2.11 | :adv_dx_units: NECB_Default :analysis_id: 3160af0a-7f39-4875-8471-18cda6cd400b :analysis_name: baseline_2021_03_27 :boiler_eff: NECB_Default :btap_batch_version: 1.0.002 :building_type: HighriseApartment :compute_environment: aws_batch :datapoint_id: d111c2bd-92bd-484a-9b99-864479947e5f :daylighting_type: NECB_Default :dcv_type: NECB_Default :door_construction_cond: NECB_Default :ecm_system_name: NECB_Default :enable_costing: true :epw_file: CAN_AB_Edmonton.Intl.AP.711230_CWEC2016.epw :erv_package: NECB_Default :ext_floor_cond: NECB_Default :ext_roof_cond: NECB_Default :ext_wall_cond: NECB_Default :fdwr_set: NECB_Default :fixed_wind_solar_trans: NECB_Default :fixed_window_cond: NECB_Default :furnace_eff: NECB_Default :glass_door_cond: NECB_Default :glass_door_solar_trans: NECB_Default :ground_floor_cond: NECB_Default :ground_roof_cond: NECB_Default :ground_wall_cond: NECB_Default :lights_scale: NECB_Default :lights_type: NECB_Default :overhead_door_cond: NECB_Default :primary_heating_fuel: Electricity :pv_ground_azimuth_angle: NECB_Default :pv_ground_module_description: NECB_Default :pv_ground_tilt_angle: NECB_Default :pv_ground_total_area_pv_panels_m2: NECB_Default :pv_ground_type: NECB_Default :rotation_degrees: NECB_Default :run_annual_simulation: true :s3_bucket: '834599497928' :scale_x: NECB_Default :scale_y: NECB_Default :scale_z: NECB_Default :shw_eff: NECB_Default :skylight_cond: NECB_Default :skylight_solar_trans: NECB_Default :srr_set: NECB_Default :template: NECB2017 | 2.935e-05 | TRUE | 1159.1014 |  | https://s3.console.aws.amazon.com/s3/buckets/834599497928?region=ca-central-1&prefix=osdev/baseline_2021_03_27/3160af0a-7f39-4875-8471-18cda6cd400b/output/d111c2bd-92bd-484a-9b99-864479947e5f/ | 1.0.002 | 0 | 0 |  | 0 | 0 | tier_1 | 0
187 |  |  | NECB_Default | NECB_Default | NECB_Default | NECB_Default | NECB_Default | NECB_Default | NECB_Default | NECB_Default | HighriseApartment | NECB2017 | CAN_NS_Halifax.Dockyard.713280_CWEC2016.epw | Electricity | NECB_Default | NECB_Default | NECB_Default | NECB_Default | NECB_Default | NECB_Default | NECB_Default | NECB_Default | NECB_Default | NECB_Default | NECB_Default | NECB_Default | NECB_Default | NECB_Default | NECB_Default | NECB_Default | NECB_Default | NECB_Default | NECB_Default | NECB_Default | NECB_Default | NECB_Default | NECB_Default | NECB_Default | NECB_Default | NECB_Default | NECB_Default | aws_batch | 834599497928 | [5 empty] | baseline_2021_03_27 | 3160af0a-7f39-4875-8471-18cda6cd400b | TRUE | TRUE | 0d7c6b75-e4eb-4a33-b852-ff7112f0bce1 |  | 7836.48 | 4638.6699 | 40 | HighriseApartment |  |  | 2 | HighriseApartment | 10 |  | 10 | NECB2017 | 0.19422 | 23884.0213 | 47.9177 | 42.0583 | 23.5356 | 16.4164 | 170.8683 | 40.9404 | HALIFAX | NOVA SCOTIA | 111.1689 | 0 | 0 | 111.1689 | 21.8023 | 0 | 0 | 21.8023 | 0 | 0.050809 | 0 | 0 | 0.54821 | 0.053213 | 0.00064315 | 0.15688 | 0.063105 | 0.039049 | 0 | 0.0037632 | 0.54821 | 0.18071 | 54.3934 | 0 | Electricity | 40 | 0.757 | [5 empty] | 0.156 | 0.247 | 1.9 | 1.9 | 2 | Halifax Dockyard | CAN | 112 | 3647 | 44.655 | -63.577 | 6 | 4000 | NS | CAN_NS_Halifax.Dockyard.713280_CWEC2016.epw | 0 | 3.8744 | 0.013307 | 1416.1 | 0 | 291.1654 | 19.7024 | 0.067667 | 7201.21 | 0.1 | 2021-03-27 18:38:31 +0000 | f477b7f5 | 0.2.11 | :adv_dx_units: NECB_Default :analysis_id: 3160af0a-7f39-4875-8471-18cda6cd400b :analysis_name: baseline_2021_03_27 :boiler_eff: NECB_Default :btap_batch_version: 1.0.002 :building_type: HighriseApartment :compute_environment: aws_batch :datapoint_id: 0d7c6b75-e4eb-4a33-b852-ff7112f0bce1 :daylighting_type: NECB_Default :dcv_type: NECB_Default :door_construction_cond: NECB_Default :ecm_system_name: NECB_Default :enable_costing: true :epw_file: CAN_NS_Halifax.Dockyard.713280_CWEC2016.epw :erv_package: NECB_Default :ext_floor_cond: NECB_Default :ext_roof_cond: NECB_Default :ext_wall_cond: NECB_Default :fdwr_set: NECB_Default :fixed_wind_solar_trans: NECB_Default :fixed_window_cond: NECB_Default :furnace_eff: NECB_Default :glass_door_cond: NECB_Default :glass_door_solar_trans: NECB_Default :ground_floor_cond: NECB_Default :ground_roof_cond: NECB_Default :ground_wall_cond: NECB_Default :lights_scale: NECB_Default :lights_type: NECB_Default :overhead_door_cond: NECB_Default :primary_heating_fuel: Electricity :pv_ground_azimuth_angle: NECB_Default :pv_ground_module_description: NECB_Default :pv_ground_tilt_angle: NECB_Default :pv_ground_total_area_pv_panels_m2: NECB_Default :pv_ground_type: NECB_Default :rotation_degrees: NECB_Default :run_annual_simulation: true :s3_bucket: '834599497928' :scale_x: NECB_Default :scale_y: NECB_Default :scale_z: NECB_Default :shw_eff: NECB_Default :skylight_cond: NECB_Default :skylight_solar_trans: NECB_Default :srr_set: NECB_Default :template: NECB2017 | 3.9559e-05 | TRUE | 1160.1398 |  | https://s3.console.aws.amazon.com/s3/buckets/834599497928?region=ca-central-1&prefix=osdev/baseline_2021_03_27/3160af0a-7f39-4875-8471-18cda6cd400b/output/0d7c6b75-e4eb-4a33-b852-ff7112f0bce1/ | 1.0.002 | 0 | 0 |  | 0 | 0 | tier_1 | 0
188 |  |  | NECB_Default | NECB_Default | NECB_Default | NECB_Default | NECB_Default | NECB_Default | NECB_Default | NECB_Default | LargeHotel | NECB2017 | CAN_AB_Calgary.Intl.AP.718770_CWEC2016.epw | Electricity | NECB_Default | NECB_Default | NECB_Default | NECB_Default | NECB_Default | NECB_Default | NECB_Default | NECB_Default | NECB_Default | NECB_Default | NECB_Default | NECB_Default | NECB_Default | NECB_Default | NECB_Default | NECB_Default | NECB_Default | NECB_Default | NECB_Default | NECB_Default | NECB_Default | NECB_Default | NECB_Default | NECB_Default | NECB_Default | NECB_Default | NECB_Default | aws_batch | 834599497928 | [5 empty] | baseline_2021_03_27 | 3160af0a-7f39-4875-8471-18cda6cd400b | TRUE | TRUE | 899664d0-00df-49cf-9c09-cf58ec9fa30a |  | 11345.38 | 6004.6889 | 33.3 | LargeHotel |  |  | 2 | LargeHotel | 6 |  | 7 | NECB2017 | 0.17066 | 35185.0517 | 60.6612 | 45.2512 | 66.3667 | 7.9894 | 281.2384 | 100.9699 | CALGARY | ALBERTA | 127.0051 | 0 | 0 | 127.0051 | 12.0374 | 0 | 0 | 12.0374 | 0 | 0.031452 | 0 | 0 | 0.57872 | 0.086702 | 0.004831 | 0.18971 | 0.02416 | 0.10518 | 0 | 0.0047782 | 0.57872 | 0.13167 | 59.8216 | 0 | Electricity | 33.3 | 0.757 |  | 0.284 |  |  |  | 0.138 | 0.21 | 1.9 | 1.9 | 2 | Calgary Intl AP | CAN | 64 | 4781 | 51.114 | -114.02 | 7a | 5000 | AB | CAN_AB_Calgary.Intl.AP.718770_CWEC2016.epw | 0 | 4.0871 | 0.0079483 | 1493.84 | 0 | 514.2133 | 19.4879 | 0.037899 | 7122.84 | 0.1 | 2021-03-27 18:39:59 +0000 | f477b7f5 | 0.2.11 | :adv_dx_units: NECB_Default :analysis_id: 3160af0a-7f39-4875-8471-18cda6cd400b :analysis_name: baseline_2021_03_27 :boiler_eff: NECB_Default :btap_batch_version: 1.0.002 :building_type: LargeHotel :compute_environment: aws_batch :datapoint_id: 899664d0-00df-49cf-9c09-cf58ec9fa30a :daylighting_type: NECB_Default :dcv_type: NECB_Default :door_construction_cond: NECB_Default :ecm_system_name: NECB_Default :enable_costing: true :epw_file: CAN_AB_Calgary.Intl.AP.718770_CWEC2016.epw :erv_package: NECB_Default :ext_floor_cond: NECB_Default :ext_roof_cond: NECB_Default :ext_wall_cond: NECB_Default :fdwr_set: NECB_Default :fixed_wind_solar_trans: NECB_Default :fixed_window_cond: NECB_Default :furnace_eff: NECB_Default :glass_door_cond: NECB_Default :glass_door_solar_trans: NECB_Default :ground_floor_cond: NECB_Default :ground_roof_cond: NECB_Default :ground_wall_cond: NECB_Default :lights_scale: NECB_Default :lights_type: NECB_Default :overhead_door_cond: NECB_Default :primary_heating_fuel: Electricity :pv_ground_azimuth_angle: NECB_Default :pv_ground_module_description: NECB_Default :pv_ground_tilt_angle: NECB_Default :pv_ground_total_area_pv_panels_m2: NECB_Default :pv_ground_type: NECB_Default :rotation_degrees: NECB_Default :run_annual_simulation: true :s3_bucket: '834599497928' :scale_x: NECB_Default :scale_y: NECB_Default :scale_z: NECB_Default :shw_eff: NECB_Default :skylight_cond: NECB_Default :skylight_solar_trans: NECB_Default :srr_set: NECB_Default :template: NECB2017 | 0.00023886 | TRUE | 1162.3089 |  | https://s3.console.aws.amazon.com/s3/buckets/834599497928?region=ca-central-1&prefix=osdev/baseline_2021_03_27/3160af0a-7f39-4875-8471-18cda6cd400b/output/899664d0-00df-49cf-9c09-cf58ec9fa30a/ | 1.0.002 | 0 | 0 |  | 0 | 0 | tier_1 | 0
189 |  |  | NECB_Default | NECB_Default | NECB_Default | NECB_Default | NECB_Default | NECB_Default | NECB_Default | NECB_Default | SmallHotel | NECB2017 | CAN_AB_Calgary.Intl.AP.718770_CWEC2016.epw | NaturalGas | NECB_Default | NECB_Default | NECB_Default | NECB_Default | NECB_Default | NECB_Default | NECB_Default | NECB_Default | NECB_Default | NECB_Default | NECB_Default | NECB_Default | NECB_Default | NECB_Default | NECB_Default | NECB_Default | NECB_Default | NECB_Default | NECB_Default | NECB_Default | NECB_Default | NECB_Default | NECB_Default | NECB_Default | NECB_Default | NECB_Default | NECB_Default | aws_batch | 834599497928 | [5 empty] | baseline_2021_03_27 | 3160af0a-7f39-4875-8471-18cda6cd400b | TRUE | TRUE | 7690cf68-7064-4c2a-bf5d-783704a1f5ea |  | 4013.58 | 2697.9741 | 33.3 | SmallHotel |  |  | 2 | SmallHotel | 4 |  | 4 | NECB2017 | 0.23215 | 11621.7287 | 71.5955 | 71.3215 | 66.3667 | 7.1074 | 428.2053 | 211.8142 | CALGARY | ALBERTA | 52.6803 | 18.3427 | 0 | 71.0229 | 4.993 | 1.3086 | 0 | 6.3016 | 0 | 0.029829 | 0 | 0 | 0.24005 | 0.081379 | 0.021584 | 0.1215 | 0.019673 | 0.077175 | 0.3635 | 0.010325 | 0.60354 | 0.242 | 19.2479 | 61.8074 | Natural Gas | 33.3 | 0.757 | [5 empty] | 0.138 | 0.21 | 1.9 | 1.9 | 2 | Calgary Intl AP | CAN | 64 | 4781 | 51.114 | -114.02 | 7a | 5000 | AB | CAN_AB_Calgary.Intl.AP.718770_CWEC2016.epw | 0 | 0 | 0 | 0 | 971.28 | 160.2628 | 9.2987 | 0.058022 | 3398.69 | 0.1 | 2021-03-27 18:39:34 +0000 | f477b7f5 | 0.2.11 | :adv_dx_units: NECB_Default :analysis_id: 3160af0a-7f39-4875-8471-18cda6cd400b :analysis_name: baseline_2021_03_27 :boiler_eff: NECB_Default :btap_batch_version: 1.0.002 :building_type: SmallHotel :compute_environment: aws_batch :datapoint_id: 7690cf68-7064-4c2a-bf5d-783704a1f5ea :daylighting_type: NECB_Default :dcv_type: NECB_Default :door_construction_cond: NECB_Default :ecm_system_name: NECB_Default :enable_costing: true :epw_file: CAN_AB_Calgary.Intl.AP.718770_CWEC2016.epw :erv_package: NECB_Default :ext_floor_cond: NECB_Default :ext_roof_cond: NECB_Default :ext_wall_cond: NECB_Default :fdwr_set: NECB_Default :fixed_wind_solar_trans: NECB_Default :fixed_window_cond: NECB_Default :furnace_eff: NECB_Default :glass_door_cond: NECB_Default :glass_door_solar_trans: NECB_Default :ground_floor_cond: NECB_Default :ground_roof_cond: NECB_Default :ground_wall_cond: NECB_Default :lights_scale: NECB_Default :lights_type: NECB_Default :overhead_door_cond: NECB_Default :primary_heating_fuel: NaturalGas :pv_ground_azimuth_angle: NECB_Default :pv_ground_module_description: NECB_Default :pv_ground_tilt_angle: NECB_Default :pv_ground_total_area_pv_panels_m2: NECB_Default :pv_ground_type: NECB_Default :rotation_degrees: NECB_Default :run_annual_simulation: true :s3_bucket: '834599497928' :scale_x: NECB_Default :scale_y: NECB_Default :scale_z: NECB_Default :shw_eff: NECB_Default :skylight_cond: NECB_Default :skylight_solar_trans: NECB_Default :srr_set: NECB_Default :template: NECB2017 | 7.9729e-05 | TRUE | 1162.8768 |  | https://s3.console.aws.amazon.com/s3/buckets/834599497928?region=ca-central-1&prefix=osdev/baseline_2021_03_27/3160af0a-7f39-4875-8471-18cda6cd400b/output/7690cf68-7064-4c2a-bf5d-783704a1f5ea/ | 1.0.002 | 0 | 0 |  | 0 | 0 | tier_1 | 0
190 |  |  | NECB_Default | NECB_Default | NECB_Default | NECB_Default | NECB_Default | NECB_Default | NECB_Default | NECB_Default | SmallHotel | NECB2017 | CAN_AB_Edmonton.Intl.AP.711230_CWEC2016.epw | NaturalGas | NECB_Default | NECB_Default | NECB_Default | NECB_Default | NECB_Default | NECB_Default | NECB_Default | NECB_Default | NECB_Default | NECB_Default | NECB_Default | NECB_Default | NECB_Default | NECB_Default | NECB_Default | NECB_Default | NECB_Default | NECB_Default | NECB_Default | NECB_Default | NECB_Default | NECB_Default | NECB_Default | NECB_Default | NECB_Default | NECB_Default | NECB_Default | aws_batch | 834599497928 | [5 empty] | baseline_2021_03_27 | 3160af0a-7f39-4875-8471-18cda6cd400b | TRUE | TRUE | 58e3fa99-5c41-4c09-9251-27ad98b65698 |  | 4013.58 | 2697.9741 | 32.5 | SmallHotel |  |  | 2 | SmallHotel | 4 |  | 4 | NECB2017 | 0.23215 | 11621.7287 | 71.5172 | 71.1739 | 67.2027 | 7.1047 | 427.3628 | 210.3643 | EDMONTON | ALBERTA | 51.7245 | 21.0736 | 0 | 72.798 | 4.9024 | 1.5034 | 0 | 6.4058 | 0 | 0.026742 | 0 | 0 | 0.23569 | 0.079293 | 0.021674 | 0.16546 | 0.019673 | 0.077175 | 0.41761 | 0.011057 | 0.6533 | 0.25215 | 17.2227 | 78.5054 | Natural Gas | 32.5 | 0.757 | [5 empty] | 0.138 | 0.21 | 1.9 | 1.9 | 2 | Edmonton Intl AP | CAN | 23 | 5588 | 53.31 | -113.579 | 7a | 5120 | AB | CAN_AB_Edmonton.Intl.AP.711230_CWEC2016.epw | 0 | 0 | 0 | 0 | 1012.03 | 160.2628 | 9.2987 | 0.058022 | 3398.69 | 0.1 | 2021-03-27 18:40:41 +0000 | f477b7f5 | 0.2.11 | :adv_dx_units: NECB_Default :analysis_id: 3160af0a-7f39-4875-8471-18cda6cd400b :analysis_name: baseline_2021_03_27 :boiler_eff: NECB_Default :btap_batch_version: 1.0.002 :building_type: SmallHotel :compute_environment: aws_batch :datapoint_id: 58e3fa99-5c41-4c09-9251-27ad98b65698 :daylighting_type: NECB_Default :dcv_type: NECB_Default :door_construction_cond: NECB_Default :ecm_system_name: NECB_Default :enable_costing: true :epw_file: CAN_AB_Edmonton.Intl.AP.711230_CWEC2016.epw :erv_package: NECB_Default :ext_floor_cond: NECB_Default :ext_roof_cond: NECB_Default :ext_wall_cond: NECB_Default :fdwr_set: NECB_Default :fixed_wind_solar_trans: NECB_Default :fixed_window_cond: NECB_Default :furnace_eff: NECB_Default :glass_door_cond: NECB_Default :glass_door_solar_trans: NECB_Default :ground_floor_cond: NECB_Default :ground_roof_cond: NECB_Default :ground_wall_cond: NECB_Default :lights_scale: NECB_Default :lights_type: NECB_Default :overhead_door_cond: NECB_Default :primary_heating_fuel: NaturalGas :pv_ground_azimuth_angle: NECB_Default :pv_ground_module_description: NECB_Default :pv_ground_tilt_angle: NECB_Default :pv_ground_total_area_pv_panels_m2: NECB_Default :pv_ground_type: NECB_Default :rotation_degrees: NECB_Default :run_annual_simulation: true :s3_bucket: '834599497928' :scale_x: NECB_Default :scale_y: NECB_Default :scale_z: NECB_Default :shw_eff: NECB_Default :skylight_cond: NECB_Default :skylight_solar_trans: NECB_Default :srr_set: NECB_Default :template: NECB2017 | 7.4746e-05 | TRUE | 1209.993 |  | https://s3.console.aws.amazon.com/s3/buckets/834599497928?region=ca-central-1&prefix=osdev/baseline_2021_03_27/3160af0a-7f39-4875-8471-18cda6cd400b/output/58e3fa99-5c41-4c09-9251-27ad98b65698/ | 1.0.002 | 0 | 0 |  | 0 | 0 | tier_1 | 0
191 |  |  | NECB_Default | NECB_Default | NECB_Default | NECB_Default | NECB_Default | NECB_Default | NECB_Default | NECB_Default | SmallHotel | NECB2017 | CAN_ON_Toronto.Pearson.Intl.AP.716240_CWEC2016.epw | NaturalGas | NECB_Default | NECB_Default | NECB_Default | NECB_Default | NECB_Default | NECB_Default | NECB_Default | NECB_Default | NECB_Default | NECB_Default | NECB_Default | NECB_Default | NECB_Default | NECB_Default | NECB_Default | NECB_Default | NECB_Default | NECB_Default | NECB_Default | NECB_Default | NECB_Default | NECB_Default | NECB_Default | NECB_Default | NECB_Default | NECB_Default | NECB_Default | aws_batch | 834599497928 | [5 empty] | baseline_2021_03_27 | 3160af0a-7f39-4875-8471-18cda6cd400b | TRUE | TRUE | 1c0e4479-6498-46b1-8c1a-be7acedf67e3 |  | 4013.58 | 2697.9741 | 40 | SmallHotel |  |  | 2 | SmallHotel | 4 |  | 4 | NECB2017 | 0.23215 | 11621.7287 | 76.5339 | 75.6391 | 66.698 | 7.1681 | 443.9611 | 217.9219 | TORONTO | ONTARIO | 1.4273 | 16.8793 | 0 | 18.3066 | 11.4357 | 2.9783 | 0 | 14.4141 | 0 | 0.048251 | 0 | 0 | 0.25698 | 0.079949 | 0.021736 | 0.11732 | 0.019673 | 0.077175 | 0.34156 | 0.010048 | 0.59854 | 0.22424 | 22.3396 | 71.6853 | Natural Gas | 40 | 0.757 | [5 empty] | 0.156 | 0.278 | 1.9 | 1.9 | 2 | Toronto Pearson Intl AP | CAN | 382 | 3615 | 43.677 | -79.631 | 5 | 3890 | ON | CAN_ON_Toronto.Pearson.Intl.AP.716240_CWEC2016.epw | 0 | 0 | 0 | 0 | 900 | 160.2628 | 9.2987 | 0.058022 | 3398.69 | 0.1 | 2021-03-27 18:40:03 +0000 | f477b7f5 | 0.2.11 | :adv_dx_units: NECB_Default :analysis_id: 3160af0a-7f39-4875-8471-18cda6cd400b :analysis_name: baseline_2021_03_27 :boiler_eff: NECB_Default :btap_batch_version: 1.0.002 :building_type: SmallHotel :compute_environment: aws_batch :datapoint_id: 1c0e4479-6498-46b1-8c1a-be7acedf67e3 :daylighting_type: NECB_Default :dcv_type: NECB_Default :door_construction_cond: NECB_Default :ecm_system_name: NECB_Default :enable_costing: true :epw_file: CAN_ON_Toronto.Pearson.Intl.AP.716240_CWEC2016.epw :erv_package: NECB_Default :ext_floor_cond: NECB_Default :ext_roof_cond: NECB_Default :ext_wall_cond: NECB_Default :fdwr_set: NECB_Default :fixed_wind_solar_trans: NECB_Default :fixed_window_cond: NECB_Default :furnace_eff: NECB_Default :glass_door_cond: NECB_Default :glass_door_solar_trans: NECB_Default :ground_floor_cond: NECB_Default :ground_roof_cond: NECB_Default :ground_wall_cond: NECB_Default :lights_scale: NECB_Default :lights_type: NECB_Default :overhead_door_cond: NECB_Default :primary_heating_fuel: NaturalGas :pv_ground_azimuth_angle: NECB_Default :pv_ground_module_description: NECB_Default :pv_ground_tilt_angle: NECB_Default :pv_ground_total_area_pv_panels_m2: NECB_Default :pv_ground_type: NECB_Default :rotation_degrees: NECB_Default :run_annual_simulation: true :s3_bucket: '834599497928' :scale_x: NECB_Default :scale_y: NECB_Default :scale_z: NECB_Default :shw_eff: NECB_Default :skylight_cond: NECB_Default :skylight_solar_trans: NECB_Default :srr_set: NECB_Default :template: NECB2017 | 0.00014949 | TRUE | 1211.1363 |  | https://s3.console.aws.amazon.com/s3/buckets/834599497928?region=ca-central-1&prefix=osdev/baseline_2021_03_27/3160af0a-7f39-4875-8471-18cda6cd400b/output/1c0e4479-6498-46b1-8c1a-be7acedf67e3/ | 1.0.002 | 0 | 0 |  | 0 | 0 | tier_1 | 0
192 |  |  | NECB_Default | NECB_Default | NECB_Default | NECB_Default | NECB_Default | NECB_Default | NECB_Default | NECB_Default | HighriseApartment | NECB2017 | CAN_QC_Montreal-Trudeau.Intl.AP.716270_CWEC2016.epw | NaturalGas | NECB_Default | NECB_Default | NECB_Default | NECB_Default | NECB_Default | NECB_Default | NECB_Default | NECB_Default | NECB_Default | NECB_Default | NECB_Default | NECB_Default | NECB_Default | NECB_Default | NECB_Default | NECB_Default | NECB_Default | NECB_Default | NECB_Default | NECB_Default | NECB_Default | NECB_Default | NECB_Default | NECB_Default | NECB_Default | NECB_Default | NECB_Default | aws_batch | 834599497928 | [5 empty] | baseline_2021_03_27 | 3160af0a-7f39-4875-8471-18cda6cd400b | TRUE | TRUE | 743d0fe1-eef7-4629-a87a-85dfff509713 |  | 7836.48 | 4638.6699 | 37.3 | HighriseApartment |  |  | 2 | HighriseApartment | 10 |  | 10 | NECB2017 | 0.19422 | 23884.0213 | 52.7723 | 73.4621 | 24.3576 | 4.725 | 205.1772 | 49.8602 | MONTREAL | QUEBEC | 0.087617 | 24.6052 | 0 | 24.6928 | 5.5803 | 6.4451 | 0 | 12.0254 | 0 | 0.059943 | 0 | 0 | 0.22546 | 0.057599 | 0.0014968 | 0.26096 | 0.063105 | 0.039049 | 0.49808 | 0.004234 | 0.72354 | 0.23712 | 22.8986 | 65.1806 | Natural Gas | 37.3 | 0.757 | [5 empty] | 0.156 | 0.247 | 1.9 | 1.9 | 2 | Montreal-Trudeau Intl AP | CAN | 323 | 4090 | 45.471 | -73.741 | 6 | 4400 | QC | CAN_QC_Montreal-Trudeau.Intl.AP.716270_CWEC2016.epw | 0 | 0 | 0 | 0 | 1858.18 | 291.1654 | 19.7024 | 0.067667 | 7201.21 | 0.1 | 2021-03-27 18:39:48 +0000 | f477b7f5 | 0.2.11 | :adv_dx_units: NECB_Default :analysis_id: 3160af0a-7f39-4875-8471-18cda6cd400b :analysis_name: baseline_2021_03_27 :boiler_eff: NECB_Default :btap_batch_version: 1.0.002 :building_type: HighriseApartment :compute_environment: aws_batch :datapoint_id: 743d0fe1-eef7-4629-a87a-85dfff509713 :daylighting_type: NECB_Default :dcv_type: NECB_Default :door_construction_cond: NECB_Default :ecm_system_name: NECB_Default :enable_costing: true :epw_file: CAN_QC_Montreal-Trudeau.Intl.AP.716270_CWEC2016.epw :erv_package: NECB_Default :ext_floor_cond: NECB_Default :ext_roof_cond: NECB_Default :ext_wall_cond: NECB_Default :fdwr_set: NECB_Default :fixed_wind_solar_trans: NECB_Default :fixed_window_cond: NECB_Default :furnace_eff: NECB_Default :glass_door_cond: NECB_Default :glass_door_solar_trans: NECB_Default :ground_floor_cond: NECB_Default :ground_roof_cond: NECB_Default :ground_wall_cond: NECB_Default :lights_scale: NECB_Default :lights_type: NECB_Default :overhead_door_cond: NECB_Default :primary_heating_fuel: NaturalGas :pv_ground_azimuth_angle: NECB_Default :pv_ground_module_description: NECB_Default :pv_ground_tilt_angle: NECB_Default :pv_ground_total_area_pv_panels_m2: NECB_Default :pv_ground_type: NECB_Default :rotation_degrees: NECB_Default :run_annual_simulation: true :s3_bucket: '834599497928' :scale_x: NECB_Default :scale_y: NECB_Default :scale_z: NECB_Default :shw_eff: NECB_Default :skylight_cond: NECB_Default :skylight_solar_trans: NECB_Default :srr_set: NECB_Default :template: NECB2017 | 3.8282e-05 | TRUE | 1212.2894 |  | https://s3.console.aws.amazon.com/s3/buckets/834599497928?region=ca-central-1&prefix=osdev/baseline_2021_03_27/3160af0a-7f39-4875-8471-18cda6cd400b/output/743d0fe1-eef7-4629-a87a-85dfff509713/ | 1.0.002 | 0 | 0 |  | 0 | 0 | tier_1 | 0
193 |  |  | NECB_Default | NECB_Default | NECB_Default | NECB_Default | NECB_Default | NECB_Default | NECB_Default | NECB_Default | LargeHotel | NECB2017 | CAN_NS_Halifax.Dockyard.713280_CWEC2016.epw | Electricity | NECB_Default | NECB_Default | NECB_Default | NECB_Default | NECB_Default | NECB_Default | NECB_Default | NECB_Default | NECB_Default | NECB_Default | NECB_Default | NECB_Default | NECB_Default | NECB_Default | NECB_Default | NECB_Default | NECB_Default | NECB_Default | NECB_Default | NECB_Default | NECB_Default | NECB_Default | NECB_Default | NECB_Default | NECB_Default | NECB_Default | NECB_Default | aws_batch | 834599497928 | [5 empty] | baseline_2021_03_27 | 3160af0a-7f39-4875-8471-18cda6cd400b | TRUE | TRUE | f64cdfe9-26a1-4e8d-8fb0-e499ed3dbb28 |  | 11345.38 | 6004.6889 | 40 | LargeHotel |  |  | 2 | LargeHotel | 6 |  | 7 | NECB2017 | 0.17066 | 35185.0517 | 52.3238 | 45.1514 | 60.0205 | 7.8942 | 261.2751 | 95.8853 | HALIFAX | NOVA SCOTIA | 112.5862 | 0 | 0 | 112.5862 | 22.0803 | 0 | 0 | 22.0803 | 0 | 0.036194 | 0 | 0 | 0.5552 | 0.079795 | 0.005084 | 0.1751 | 0.02416 | 0.10518 | 0 | 0.0060465 | 0.5552 | 0.1231 | 57.8484 | 0 | Electricity | 40 | 0.757 |  | 0.284 |  |  |  | 0.156 | 0.247 | 1.9 | 1.9 | 2 | Halifax Dockyard | CAN | 112 | 3647 | 44.655 | -63.577 | 6 | 4000 | NS | CAN_NS_Halifax.Dockyard.713280_CWEC2016.epw | 0 | 3.8211 | 0.0074311 | 1396.63 | 0 | 514.2133 | 19.4879 | 0.037899 | 7122.84 | 0.1 | 2021-03-27 18:40:16 +0000 | f477b7f5 | 0.2.11 | :adv_dx_units: NECB_Default :analysis_id: 3160af0a-7f39-4875-8471-18cda6cd400b :analysis_name: baseline_2021_03_27 :boiler_eff: NECB_Default :btap_batch_version: 1.0.002 :building_type: LargeHotel :compute_environment: aws_batch :datapoint_id: f64cdfe9-26a1-4e8d-8fb0-e499ed3dbb28 :daylighting_type: NECB_Default :dcv_type: NECB_Default :door_construction_cond: NECB_Default :ecm_system_name: NECB_Default :enable_costing: true :epw_file: CAN_NS_Halifax.Dockyard.713280_CWEC2016.epw :erv_package: NECB_Default :ext_floor_cond: NECB_Default :ext_roof_cond: NECB_Default :ext_wall_cond: NECB_Default :fdwr_set: NECB_Default :fixed_wind_solar_trans: NECB_Default :fixed_window_cond: NECB_Default :furnace_eff: NECB_Default :glass_door_cond: NECB_Default :glass_door_solar_trans: NECB_Default :ground_floor_cond: NECB_Default :ground_roof_cond: NECB_Default :ground_wall_cond: NECB_Default :lights_scale: NECB_Default :lights_type: NECB_Default :overhead_door_cond: NECB_Default :primary_heating_fuel: Electricity :pv_ground_azimuth_angle: NECB_Default :pv_ground_module_description: NECB_Default :pv_ground_tilt_angle: NECB_Default :pv_ground_total_area_pv_panels_m2: NECB_Default :pv_ground_type: NECB_Default :rotation_degrees: NECB_Default :run_annual_simulation: true :s3_bucket: '834599497928' :scale_x: NECB_Default :scale_y: NECB_Default :scale_z: NECB_Default :shw_eff: NECB_Default :skylight_cond: NECB_Default :skylight_solar_trans: NECB_Default :srr_set: NECB_Default :template: NECB2017 | 0.0005359 | TRUE | 1213.9811 |  | https://s3.console.aws.amazon.com/s3/buckets/834599497928?region=ca-central-1&prefix=osdev/baseline_2021_03_27/3160af0a-7f39-4875-8471-18cda6cd400b/output/f64cdfe9-26a1-4e8d-8fb0-e499ed3dbb28/ | 1.0.002 | 0 | 0 |  | 0 | 0 | tier_1 | 0
194 |  |  | NECB_Default | NECB_Default | NECB_Default | NECB_Default | NECB_Default | NECB_Default | NECB_Default | NECB_Default | SmallHotel | NECB2017 | CAN_NS_Halifax.Dockyard.713280_CWEC2016.epw | NaturalGas | NECB_Default | NECB_Default | NECB_Default | NECB_Default | NECB_Default | NECB_Default | NECB_Default | NECB_Default | NECB_Default | NECB_Default | NECB_Default | NECB_Default | NECB_Default | NECB_Default | NECB_Default | NECB_Default | NECB_Default | NECB_Default | NECB_Default | NECB_Default | NECB_Default | NECB_Default | NECB_Default | NECB_Default | NECB_Default | NECB_Default | NECB_Default | aws_batch | 834599497928 | [5 empty] | baseline_2021_03_27 | 3160af0a-7f39-4875-8471-18cda6cd400b | TRUE | TRUE | 9ce61d1f-42c7-498f-9f3d-2c1071b9b535 |  | 4013.58 | 2697.9741 | 40 | SmallHotel |  |  | 2 | SmallHotel | 4 |  | 4 | NECB2017 | 0.23215 | 11621.7287 | 63.3008 | 65.7362 | 60.0205 | 6.8865 | 394.2152 | 198.2712 | HALIFAX | NOVA SCOTIA | 48.0451 | 16.3236 | 0 | 64.3687 | 9.4225 | 4.1202 | 0 | 13.5428 | 0 | 0.032016 | 0 | 0 | 0.23693 | 0.076767 | 0.021602 | 0.10016 | 0.019673 | 0.077175 | 0.32804 | 0.00957 | 0.56497 | 0.22789 | 18.1383 | 55.9891 | Natural Gas | 40 | 0.757 | [5 empty] | 0.156 | 0.247 | 1.9 | 1.9 | 2 | Halifax Dockyard | CAN | 112 | 3647 | 44.655 | -63.577 | 6 | 4000 | NS | CAN_NS_Halifax.Dockyard.713280_CWEC2016.epw | 0 | 0 | 0 | 0 | 914.64 | 160.2628 | 9.2987 | 0.058022 | 3398.69 | 0.1 | 2021-03-27 18:39:42 +0000 | f477b7f5 | 0.2.11 | :adv_dx_units: NECB_Default :analysis_id: 3160af0a-7f39-4875-8471-18cda6cd400b :analysis_name: baseline_2021_03_27 :boiler_eff: NECB_Default :btap_batch_version: 1.0.002 :building_type: SmallHotel :compute_environment: aws_batch :datapoint_id: 9ce61d1f-42c7-498f-9f3d-2c1071b9b535 :daylighting_type: NECB_Default :dcv_type: NECB_Default :door_construction_cond: NECB_Default :ecm_system_name: NECB_Default :enable_costing: true :epw_file: CAN_NS_Halifax.Dockyard.713280_CWEC2016.epw :erv_package: NECB_Default :ext_floor_cond: NECB_Default :ext_roof_cond: NECB_Default :ext_wall_cond: NECB_Default :fdwr_set: NECB_Default :fixed_wind_solar_trans: NECB_Default :fixed_window_cond: NECB_Default :furnace_eff: NECB_Default :glass_door_cond: NECB_Default :glass_door_solar_trans: NECB_Default :ground_floor_cond: NECB_Default :ground_roof_cond: NECB_Default :ground_wall_cond: NECB_Default :lights_scale: NECB_Default :lights_type: NECB_Default :overhead_door_cond: NECB_Default :primary_heating_fuel: NaturalGas :pv_ground_azimuth_angle: NECB_Default :pv_ground_module_description: NECB_Default :pv_ground_tilt_angle: NECB_Default :pv_ground_total_area_pv_panels_m2: NECB_Default :pv_ground_type: NECB_Default :rotation_degrees: NECB_Default :run_annual_simulation: true :s3_bucket: '834599497928' :scale_x: NECB_Default :scale_y: NECB_Default :scale_z: NECB_Default :shw_eff: NECB_Default :skylight_cond: NECB_Default :skylight_solar_trans: NECB_Default :srr_set: NECB_Default :template: NECB2017 | 0.00012458 | TRUE | 1215.3476 |  | https://s3.console.aws.amazon.com/s3/buckets/834599497928?region=ca-central-1&prefix=osdev/baseline_2021_03_27/3160af0a-7f39-4875-8471-18cda6cd400b/output/9ce61d1f-42c7-498f-9f3d-2c1071b9b535/ | 1.0.002 | 0 | 0 |  | 0 | 0 | tier_1 | 0
195 |  |  | NECB_Default | NECB_Default | NECB_Default | NECB_Default | NECB_Default | NECB_Default | NECB_Default | NECB_Default | HighriseApartment | NECB2017 | CAN_ON_Toronto.Pearson.Intl.AP.716240_CWEC2016.epw | NaturalGas | NECB_Default | NECB_Default | NECB_Default | NECB_Default | NECB_Default | NECB_Default | NECB_Default | NECB_Default | NECB_Default | NECB_Default | NECB_Default | NECB_Default | NECB_Default | NECB_Default | NECB_Default | NECB_Default | NECB_Default | NECB_Default | NECB_Default | NECB_Default | NECB_Default | NECB_Default | NECB_Default | NECB_Default | NECB_Default | NECB_Default | NECB_Default | aws_batch | 834599497928 | [5 empty] | baseline_2021_03_27 | 3160af0a-7f39-4875-8471-18cda6cd400b | TRUE | TRUE | f558a60f-b2af-4412-b219-2a41347c6eb4 |  | 7836.48 | 4638.6699 | 40 | HighriseApartment |  |  | 2 | HighriseApartment | 10 |  | 10 | NECB2017 | 0.19422 | 23884.0213 | 53.8768 | 75.4546 | 26.258 | 4.7494 | 210.6406 | 50.3018 | TORONTO | ONTARIO | 1.2908 | 22.629 | 0 | 23.9198 | 10.3418 | 3.9929 | 0 | 14.3346 | 0 | 0.065864 | 0 | 0 | 0.2324 | 0.058594 | 0.0015479 | 0.22771 | 0.063105 | 0.039049 | 0.4579 | 0.004197 | 0.6903 | 0.23019 | 24.8568 | 65.7754 | Natural Gas | 40 | 0.757 | [5 empty] | 0.156 | 0.278 | 1.9 | 1.9 | 2 | Toronto Pearson Intl AP | CAN | 382 | 3615 | 43.677 | -79.631 | 5 | 3890 | ON | CAN_ON_Toronto.Pearson.Intl.AP.716240_CWEC2016.epw | 0 | 0 | 0 | 0 | 1803.9 | 291.1654 | 19.7024 | 0.067667 | 7201.21 | 0.1 | 2021-03-27 18:39:40 +0000 | f477b7f5 | 0.2.11 | :adv_dx_units: NECB_Default :analysis_id: 3160af0a-7f39-4875-8471-18cda6cd400b :analysis_name: baseline_2021_03_27 :boiler_eff: NECB_Default :btap_batch_version: 1.0.002 :building_type: HighriseApartment :compute_environment: aws_batch :datapoint_id: f558a60f-b2af-4412-b219-2a41347c6eb4 :daylighting_type: NECB_Default :dcv_type: NECB_Default :door_construction_cond: NECB_Default :ecm_system_name: NECB_Default :enable_costing: true :epw_file: CAN_ON_Toronto.Pearson.Intl.AP.716240_CWEC2016.epw :erv_package: NECB_Default :ext_floor_cond: NECB_Default :ext_roof_cond: NECB_Default :ext_wall_cond: NECB_Default :fdwr_set: NECB_Default :fixed_wind_solar_trans: NECB_Default :fixed_window_cond: NECB_Default :furnace_eff: NECB_Default :glass_door_cond: NECB_Default :glass_door_solar_trans: NECB_Default :ground_floor_cond: NECB_Default :ground_roof_cond: NECB_Default :ground_wall_cond: NECB_Default :lights_scale: NECB_Default :lights_type: NECB_Default :overhead_door_cond: NECB_Default :primary_heating_fuel: NaturalGas :pv_ground_azimuth_angle: NECB_Default :pv_ground_module_description: NECB_Default :pv_ground_tilt_angle: NECB_Default :pv_ground_total_area_pv_panels_m2: NECB_Default :pv_ground_type: NECB_Default :rotation_degrees: NECB_Default :run_annual_simulation: true :s3_bucket: '834599497928' :scale_x: NECB_Default :scale_y: NECB_Default :scale_z: NECB_Default :shw_eff: NECB_Default :skylight_cond: NECB_Default :skylight_solar_trans: NECB_Default :srr_set: NECB_Default :template: NECB2017 | 4.3387e-05 | TRUE | 1214.7625 |  | https://s3.console.aws.amazon.com/s3/buckets/834599497928?region=ca-central-1&prefix=osdev/baseline_2021_03_27/3160af0a-7f39-4875-8471-18cda6cd400b/output/f558a60f-b2af-4412-b219-2a41347c6eb4/ | 1.0.002 | 0 | 0 |  | 0 | 0 | tier_1 | 0
196 |  |  | NECB_Default | NECB_Default | NECB_Default | NECB_Default | NECB_Default | NECB_Default | NECB_Default | NECB_Default | HighriseApartment | NECB2017 | CAN_YT_Whitehorse.Intl.AP.719640_CWEC2016.epw | NaturalGas | NECB_Default | NECB_Default | NECB_Default | NECB_Default | NECB_Default | NECB_Default | NECB_Default | NECB_Default | NECB_Default | NECB_Default | NECB_Default | NECB_Default | NECB_Default | NECB_Default | NECB_Default | NECB_Default | NECB_Default | NECB_Default | NECB_Default | NECB_Default | NECB_Default | NECB_Default | NECB_Default | NECB_Default | NECB_Default | NECB_Default | NECB_Default | aws_batch | 834599497928 | [5 empty] | baseline_2021_03_27 | 3160af0a-7f39-4875-8471-18cda6cd400b | TRUE | TRUE | 06ed79e1-5014-4857-a112-10628e5c313d |  | 7836.48 | 4638.6699 | 22.8 | HighriseApartment |  |  | 2 | HighriseApartment | 10 |  | 10 | NECB2017 | 0.19422 | 23884.0213 | 54.1348 | 62.2471 | 23.1801 | 4.5335 | 188.8573 | 44.7617 | WHITEHORSE | YUKON | 2.9006 | 31.6687 | 0 | 34.5693 | 6.6428 | 5.7724 | 0 | 12.4151 | 0 | 0.025818 | 0 | 0 | 0.18649 | 0.05367 | 0.00046067 | 0.36504 | 0.063105 | 0.039049 | 0.63642 | 0.0043668 | 0.82291 | 0.27139 | 19.7196 | 66.4658 | Natural Gas | 22.8 | 0.757 | [5 empty] | 0.138 | 0.21 | 1.9 | 1.9 | 2 | Whitehorse Intl AP | CAN | 5 | 6491 | 60.709 | -135.069 | 7b | 6580 | YT | CAN_YT_Whitehorse.Intl.AP.719640_CWEC2016.epw | 0 | 0 | 0 | 0 | 2126.72 | 291.1654 | 19.7024 | 0.067667 | 7201.21 | 0.1 | 2021-03-27 18:39:10 +0000 | f477b7f5 | 0.2.11 | :adv_dx_units: NECB_Default :analysis_id: 3160af0a-7f39-4875-8471-18cda6cd400b :analysis_name: baseline_2021_03_27 :boiler_eff: NECB_Default :btap_batch_version: 1.0.002 :building_type: HighriseApartment :compute_environment: aws_batch :datapoint_id: 06ed79e1-5014-4857-a112-10628e5c313d :daylighting_type: NECB_Default :dcv_type: NECB_Default :door_construction_cond: NECB_Default :ecm_system_name: NECB_Default :enable_costing: true :epw_file: CAN_YT_Whitehorse.Intl.AP.719640_CWEC2016.epw :erv_package: NECB_Default :ext_floor_cond: NECB_Default :ext_roof_cond: NECB_Default :ext_wall_cond: NECB_Default :fdwr_set: NECB_Default :fixed_wind_solar_trans: NECB_Default :fixed_window_cond: NECB_Default :furnace_eff: NECB_Default :glass_door_cond: NECB_Default :glass_door_solar_trans: NECB_Default :ground_floor_cond: NECB_Default :ground_roof_cond: NECB_Default :ground_wall_cond: NECB_Default :lights_scale: NECB_Default :lights_type: NECB_Default :overhead_door_cond: NECB_Default :primary_heating_fuel: NaturalGas :pv_ground_azimuth_angle: NECB_Default :pv_ground_module_description: NECB_Default :pv_ground_tilt_angle: NECB_Default :pv_ground_total_area_pv_panels_m2: NECB_Default :pv_ground_type: NECB_Default :rotation_degrees: NECB_Default :run_annual_simulation: true :s3_bucket: '834599497928' :scale_x: NECB_Default :scale_y: NECB_Default :scale_z: NECB_Default :shw_eff: NECB_Default :skylight_cond: NECB_Default :skylight_solar_trans: NECB_Default :srr_set: NECB_Default :template: NECB2017 | 2.0417e-05 | TRUE | 1215.1276 |  | https://s3.console.aws.amazon.com/s3/buckets/834599497928?region=ca-central-1&prefix=osdev/baseline_2021_03_27/3160af0a-7f39-4875-8471-18cda6cd400b/output/06ed79e1-5014-4857-a112-10628e5c313d/ | 1.0.002 | 0 | 0 |  | 0 | 0 | tier_1 | 0
197 |  |  | NECB_Default | NECB_Default | NECB_Default | NECB_Default | NECB_Default | NECB_Default | NECB_Default | NECB_Default | SmallHotel | NECB2017 | CAN_BC_Vancouver.Intl.AP.718920_CWEC2016.epw | NaturalGas | NECB_Default | NECB_Default | NECB_Default | NECB_Default | NECB_Default | NECB_Default | NECB_Default | NECB_Default | NECB_Default | NECB_Default | NECB_Default | NECB_Default | NECB_Default | NECB_Default | NECB_Default | NECB_Default | NECB_Default | NECB_Default | NECB_Default | NECB_Default | NECB_Default | NECB_Default | NECB_Default | NECB_Default | NECB_Default | NECB_Default | NECB_Default | aws_batch | 834599497928 | [5 empty] | baseline_2021_03_27 | 3160af0a-7f39-4875-8471-18cda6cd400b | TRUE | TRUE | 811a6322-36c9-45d6-8c13-1b23d39708ef |  | 4013.58 | 2697.9741 | 40 | SmallHotel |  |  | 2 | SmallHotel | 4 |  | 4 | NECB2017 | 0.23215 | 11621.7287 | 67.0106 | 64.6998 | 60.2681 | 6.9775 | 392.2413 | 193.2854 | VANCOUVER | BRITISH COLUMBIA | 0.65428 | 15.6278 | 0 | 16.2821 | 6.5337 | 3.506 | 0 | 10.0396 | 0 | 0.03107 | 0 | 0 | 0.23087 | 0.07659 | 0.017834 | 0.091539 | 0.019673 | 0.077175 | 0.30999 | 0.0084289 | 0.54086 | 0.21845 | 17.059 | 42.9851 | Natural Gas | 40 | 0.757 | [5 empty] | 0.193 | 0.315 | 2.1 | 2.1 | 2 | Vancouver Intl AP | CAN | 42 | 2797 | 49.195 | -123.184 | 4 | 2800 | BC | CAN_BC_Vancouver.Intl.AP.718920_CWEC2016.epw | 0 | 0 | 0 | 0 | 876.76 | 160.2628 | 9.2987 | 0.058022 | 3398.69 | 0.1 | 2021-03-27 18:39:55 +0000 | f477b7f5 | 0.2.11 | :adv_dx_units: NECB_Default :analysis_id: 3160af0a-7f39-4875-8471-18cda6cd400b :analysis_name: baseline_2021_03_27 :boiler_eff: NECB_Default :btap_batch_version: 1.0.002 :building_type: SmallHotel :compute_environment: aws_batch :datapoint_id: 811a6322-36c9-45d6-8c13-1b23d39708ef :daylighting_type: NECB_Default :dcv_type: NECB_Default :door_construction_cond: NECB_Default :ecm_system_name: NECB_Default :enable_costing: true :epw_file: CAN_BC_Vancouver.Intl.AP.718920_CWEC2016.epw :erv_package: NECB_Default :ext_floor_cond: NECB_Default :ext_roof_cond: NECB_Default :ext_wall_cond: NECB_Default :fdwr_set: NECB_Default :fixed_wind_solar_trans: NECB_Default :fixed_window_cond: NECB_Default :furnace_eff: NECB_Default :glass_door_cond: NECB_Default :glass_door_solar_trans: NECB_Default :ground_floor_cond: NECB_Default :ground_roof_cond: NECB_Default :ground_wall_cond: NECB_Default :lights_scale: NECB_Default :lights_type: NECB_Default :overhead_door_cond: NECB_Default :primary_heating_fuel: NaturalGas :pv_ground_azimuth_angle: NECB_Default :pv_ground_module_description: NECB_Default :pv_ground_tilt_angle: NECB_Default :pv_ground_total_area_pv_panels_m2: NECB_Default :pv_ground_type: NECB_Default :rotation_degrees: NECB_Default :run_annual_simulation: true :s3_bucket: '834599497928' :scale_x: NECB_Default :scale_y: NECB_Default :scale_z: NECB_Default :shw_eff: NECB_Default :skylight_cond: NECB_Default :skylight_solar_trans: NECB_Default :srr_set: NECB_Default :template: NECB2017 | 0.00010215 | TRUE | 1217.3924 |  | https://s3.console.aws.amazon.com/s3/buckets/834599497928?region=ca-central-1&prefix=osdev/baseline_2021_03_27/3160af0a-7f39-4875-8471-18cda6cd400b/output/811a6322-36c9-45d6-8c13-1b23d39708ef/ | 1.0.002 | 0 | 0 |  | 0 | 0 | tier_1 | 0
198 |  |  | NECB_Default | NECB_Default | NECB_Default | NECB_Default | NECB_Default | NECB_Default | NECB_Default | NECB_Default | SmallHotel | NECB2017 | CAN_QC_Montreal-Trudeau.Intl.AP.716270_CWEC2016.epw | NaturalGas | NECB_Default | NECB_Default | NECB_Default | NECB_Default | NECB_Default | NECB_Default | NECB_Default | NECB_Default | NECB_Default | NECB_Default | NECB_Default | NECB_Default | NECB_Default | NECB_Default | NECB_Default | NECB_Default | NECB_Default | NECB_Default | NECB_Default | NECB_Default | NECB_Default | NECB_Default | NECB_Default | NECB_Default | NECB_Default | NECB_Default | NECB_Default | aws_batch | 834599497928 | [5 empty] | baseline_2021_03_27 | 3160af0a-7f39-4875-8471-18cda6cd400b | TRUE | TRUE | bdd30c86-c9f5-4f3b-b043-dc67dbcfe724 |  | 4013.58 | 2697.9741 | 37.3 | SmallHotel |  |  | 2 | SmallHotel | 4 |  | 4 | NECB2017 | 0.23215 | 11621.7287 | 71.3763 | 74.2477 | 62.0483 | 7.1097 | 426.1275 | 211.3456 | MONTREAL | QUEBEC | 0.097682 | 18.5036 | 0 | 18.6013 | 6.2213 | 4.8469 | 0 | 11.0682 | 0 | 0.045224 | 0 | 0 | 0.25137 | 0.076857 | 0.021921 | 0.14397 | 0.019673 | 0.077175 | 0.37457 | 0.01037 | 0.62593 | 0.23059 | 20.8913 | 83.8682 | Natural Gas | 37.3 | 0.757 | [5 empty] | 0.156 | 0.247 | 1.9 | 1.9 | 2 | Montreal-Trudeau Intl AP | CAN | 323 | 4090 | 45.471 | -73.741 | 6 | 4400 | QC | CAN_QC_Montreal-Trudeau.Intl.AP.716270_CWEC2016.epw | 0 | 0 | 0 | 0 | 925.51 | 160.2628 | 9.2987 | 0.058022 | 3398.69 | 0.1 | 2021-03-27 18:40:12 +0000 | f477b7f5 | 0.2.11 | :adv_dx_units: NECB_Default :analysis_id: 3160af0a-7f39-4875-8471-18cda6cd400b :analysis_name: baseline_2021_03_27 :boiler_eff: NECB_Default :btap_batch_version: 1.0.002 :building_type: SmallHotel :compute_environment: aws_batch :datapoint_id: bdd30c86-c9f5-4f3b-b043-dc67dbcfe724 :daylighting_type: NECB_Default :dcv_type: NECB_Default :door_construction_cond: NECB_Default :ecm_system_name: NECB_Default :enable_costing: true :epw_file: CAN_QC_Montreal-Trudeau.Intl.AP.716270_CWEC2016.epw :erv_package: NECB_Default :ext_floor_cond: NECB_Default :ext_roof_cond: NECB_Default :ext_wall_cond: NECB_Default :fdwr_set: NECB_Default :fixed_wind_solar_trans: NECB_Default :fixed_window_cond: NECB_Default :furnace_eff: NECB_Default :glass_door_cond: NECB_Default :glass_door_solar_trans: NECB_Default :ground_floor_cond: NECB_Default :ground_roof_cond: NECB_Default :ground_wall_cond: NECB_Default :lights_scale: NECB_Default :lights_type: NECB_Default :overhead_door_cond: NECB_Default :primary_heating_fuel: NaturalGas :pv_ground_azimuth_angle: NECB_Default :pv_ground_module_description: NECB_Default :pv_ground_tilt_angle: NECB_Default :pv_ground_total_area_pv_panels_m2: NECB_Default :pv_ground_type: NECB_Default :rotation_degrees: NECB_Default :run_annual_simulation: true :s3_bucket: '834599497928' :scale_x: NECB_Default :scale_y: NECB_Default :scale_z: NECB_Default :shw_eff: NECB_Default :skylight_cond: NECB_Default :skylight_solar_trans: NECB_Default :srr_set: NECB_Default :template: NECB2017 | 0.000147 | TRUE | 1218.0339 |  | https://s3.console.aws.amazon.com/s3/buckets/834599497928?region=ca-central-1&prefix=osdev/baseline_2021_03_27/3160af0a-7f39-4875-8471-18cda6cd400b/output/bdd30c86-c9f5-4f3b-b043-dc67dbcfe724/ | 1.0.002 | 0 | 0 |  | 0 | 0 | tier_1 | 0
199 |  |  | NECB_Default | NECB_Default | NECB_Default | NECB_Default | NECB_Default | NECB_Default | NECB_Default | NECB_Default | LargeHotel | NECB2017 | CAN_BC_Vancouver.Intl.AP.718920_CWEC2016.epw | Electricity | NECB_Default | NECB_Default | NECB_Default | NECB_Default | NECB_Default | NECB_Default | NECB_Default | NECB_Default | NECB_Default | NECB_Default | NECB_Default | NECB_Default | NECB_Default | NECB_Default | NECB_Default | NECB_Default | NECB_Default | NECB_Default | NECB_Default | NECB_Default | NECB_Default | NECB_Default | NECB_Default | NECB_Default | NECB_Default | NECB_Default | NECB_Default | aws_batch | 834599497928 | [5 empty] | baseline_2021_03_27 | 3160af0a-7f39-4875-8471-18cda6cd400b | TRUE | TRUE | d25eec41-e960-4772-9149-9a6cc6609339 |  | 11345.38 | 6004.6889 | 40 | LargeHotel |  |  | 2 | LargeHotel | 6 |  | 7 | NECB2017 | 0.17066 | 35185.0517 | 55.4684 | 44.075 | 60.2681 | 7.9489 | 260.7277 | 92.9673 | VANCOUVER | BRITISH COLUMBIA | 1.4438 | 0 | 0 | 1.4438 | 14.418 | 0 | 0 | 14.418 | 0 | 0.03322 | 0 | 0 | 0.50947 | 0.079164 | 0.0032921 | 0.14044 | 0.02416 | 0.10518 | 0 | 0.0062008 | 0.50947 | 0.11745 | 50.3886 | 0 | Electricity | 40 | 0.757 |  | 0.568 |  |  |  | 0.193 | 0.315 | 2.1 | 2.1 | 2 | Vancouver Intl AP | CAN | 42 | 2797 | 49.195 | -123.184 | 4 | 2800 | BC | CAN_BC_Vancouver.Intl.AP.718920_CWEC2016.epw | 0 | 3.6456 | 0.0070897 | 1332.48 | 0 | 514.2133 | 19.4879 | 0.037899 | 7122.84 | 0.1 | 2021-03-27 18:40:26 +0000 | f477b7f5 | 0.2.11 | :adv_dx_units: NECB_Default :analysis_id: 3160af0a-7f39-4875-8471-18cda6cd400b :analysis_name: baseline_2021_03_27 :boiler_eff: NECB_Default :btap_batch_version: 1.0.002 :building_type: LargeHotel :compute_environment: aws_batch :datapoint_id: d25eec41-e960-4772-9149-9a6cc6609339 :daylighting_type: NECB_Default :dcv_type: NECB_Default :door_construction_cond: NECB_Default :ecm_system_name: NECB_Default :enable_costing: true :epw_file: CAN_BC_Vancouver.Intl.AP.718920_CWEC2016.epw :erv_package: NECB_Default :ext_floor_cond: NECB_Default :ext_roof_cond: NECB_Default :ext_wall_cond: NECB_Default :fdwr_set: NECB_Default :fixed_wind_solar_trans: NECB_Default :fixed_window_cond: NECB_Default :furnace_eff: NECB_Default :glass_door_cond: NECB_Default :glass_door_solar_trans: NECB_Default :ground_floor_cond: NECB_Default :ground_roof_cond: NECB_Default :ground_wall_cond: NECB_Default :lights_scale: NECB_Default :lights_type: NECB_Default :overhead_door_cond: NECB_Default :primary_heating_fuel: Electricity :pv_ground_azimuth_angle: NECB_Default :pv_ground_module_description: NECB_Default :pv_ground_tilt_angle: NECB_Default :pv_ground_total_area_pv_panels_m2: NECB_Default :pv_ground_type: NECB_Default :rotation_degrees: NECB_Default :run_annual_simulation: true :s3_bucket: '834599497928' :scale_x: NECB_Default :scale_y: NECB_Default :scale_z: NECB_Default :shw_eff: NECB_Default :skylight_cond: NECB_Default :skylight_solar_trans: NECB_Default :srr_set: NECB_Default :template: NECB2017 | 0.00036755 | TRUE | 1218.4572 |  | https://s3.console.aws.amazon.com/s3/buckets/834599497928?region=ca-central-1&prefix=osdev/baseline_2021_03_27/3160af0a-7f39-4875-8471-18cda6cd400b/output/d25eec41-e960-4772-9149-9a6cc6609339/ | 1.0.002 | 0 | 0 |  | 0 | 0 | tier_1 | 0
200 |  |  | NECB_Default | NECB_Default | NECB_Default | NECB_Default | NECB_Default | NECB_Default | NECB_Default | NECB_Default | HighriseApartment | NECB2017 | CAN_AB_Edmonton.Intl.AP.711230_CWEC2016.epw | NaturalGas | NECB_Default | NECB_Default | NECB_Default | NECB_Default | NECB_Default | NECB_Default | NECB_Default | NECB_Default | NECB_Default | NECB_Default | NECB_Default | NECB_Default | NECB_Default | NECB_Default | NECB_Default | NECB_Default | NECB_Default | NECB_Default | NECB_Default | NECB_Default | NECB_Default | NECB_Default | NECB_Default | NECB_Default | NECB_Default | NECB_Default | NECB_Default | aws_batch | 834599497928 | [5 empty] | baseline_2021_03_27 | 3160af0a-7f39-4875-8471-18cda6cd400b | TRUE | TRUE | 0d58405a-322d-4a63-a202-2d26bf198a10 |  | 7836.48 | 4638.6699 | 32.5 | HighriseApartment |  |  | 2 | HighriseApartment | 10 |  | 10 | NECB2017 | 0.19422 | 23884.0213 | 56.4926 | 71.9544 | 26.4522 | 4.7091 | 208.4749 | 48.8665 | EDMONTON | ALBERTA | 45.7198 | 29.2384 | 0 | 74.9582 | 4.3333 | 2.0859 | 0 | 6.4192 | 0 | 0.043067 | 0 | 0 | 0.20833 | 0.058165 | 0.00058317 | 0.31925 | 0.063105 | 0.039049 | 0.57942 | 0.004331 | 0.78775 | 0.26016 | 21.3993 | 64.7581 | Natural Gas | 32.5 | 0.757 | [5 empty] | 0.138 | 0.21 | 1.9 | 1.9 | 2 | Edmonton Intl AP | CAN | 23 | 5588 | 53.31 | -113.579 | 7a | 5120 | AB | CAN_AB_Edmonton.Intl.AP.711230_CWEC2016.epw | 0 | 0 | 0 | 0 | 2038.76 | 291.1654 | 19.7024 | 0.067667 | 7201.21 | 0.1 | 2021-03-27 18:39:08 +0000 | f477b7f5 | 0.2.11 | :adv_dx_units: NECB_Default :analysis_id: 3160af0a-7f39-4875-8471-18cda6cd400b :analysis_name: baseline_2021_03_27 :boiler_eff: NECB_Default :btap_batch_version: 1.0.002 :building_type: HighriseApartment :compute_environment: aws_batch :datapoint_id: 0d58405a-322d-4a63-a202-2d26bf198a10 :daylighting_type: NECB_Default :dcv_type: NECB_Default :door_construction_cond: NECB_Default :ecm_system_name: NECB_Default :enable_costing: true :epw_file: CAN_AB_Edmonton.Intl.AP.711230_CWEC2016.epw :erv_package: NECB_Default :ext_floor_cond: NECB_Default :ext_roof_cond: NECB_Default :ext_wall_cond: NECB_Default :fdwr_set: NECB_Default :fixed_wind_solar_trans: NECB_Default :fixed_window_cond: NECB_Default :furnace_eff: NECB_Default :glass_door_cond: NECB_Default :glass_door_solar_trans: NECB_Default :ground_floor_cond: NECB_Default :ground_roof_cond: NECB_Default :ground_wall_cond: NECB_Default :lights_scale: NECB_Default :lights_type: NECB_Default :overhead_door_cond: NECB_Default :primary_heating_fuel: NaturalGas :pv_ground_azimuth_angle: NECB_Default :pv_ground_module_description: NECB_Default :pv_ground_tilt_angle: NECB_Default :pv_ground_total_area_pv_panels_m2: NECB_Default :pv_ground_type: NECB_Default :rotation_degrees: NECB_Default :run_annual_simulation: true :s3_bucket: '834599497928' :scale_x: NECB_Default :scale_y: NECB_Default :scale_z: NECB_Default :shw_eff: NECB_Default :skylight_cond: NECB_Default :skylight_solar_trans: NECB_Default :srr_set: NECB_Default :template: NECB2017 | 2.935e-05 | TRUE | 1216.8493 |  | https://s3.console.aws.amazon.com/s3/buckets/834599497928?region=ca-central-1&prefix=osdev/baseline_2021_03_27/3160af0a-7f39-4875-8471-18cda6cd400b/output/0d58405a-322d-4a63-a202-2d26bf198a10/ | 1.0.002 | 0 | 0 |  | 0 | 0 | tier_1 | 0
201 |  |  | NECB_Default | NECB_Default | NECB_Default | NECB_Default | NECB_Default | NECB_Default | NECB_Default | NECB_Default | HighriseApartment | NECB2017 | CAN_NS_Halifax.Dockyard.713280_CWEC2016.epw | NaturalGas | NECB_Default | NECB_Default | NECB_Default | NECB_Default | NECB_Default | NECB_Default | NECB_Default | NECB_Default | NECB_Default | NECB_Default | NECB_Default | NECB_Default | NECB_Default | NECB_Default | NECB_Default | NECB_Default | NECB_Default | NECB_Default | NECB_Default | NECB_Default | NECB_Default | NECB_Default | NECB_Default | NECB_Default | NECB_Default | NECB_Default | NECB_Default | aws_batch | 834599497928 | [5 empty] | baseline_2021_03_27 | 3160af0a-7f39-4875-8471-18cda6cd400b | TRUE | TRUE | 6500db95-5027-4f57-afcb-4893a757c53c |  | 7836.48 | 4638.6699 | 40 | HighriseApartment |  |  | 2 | HighriseApartment | 10 |  | 10 | NECB2017 | 0.19422 | 23884.0213 | 47.9177 | 64.942 | 23.5356 | 4.5871 | 185.322 | 44.3396 | HALIFAX | NOVA SCOTIA | 42.8158 | 22.9707 | 0 | 65.7865 | 8.397 | 5.798 | 0 | 14.195 | 0 | 0.050877 | 0 | 0 | 0.21114 | 0.053229 | 0.00064315 | 0.22752 | 0.063105 | 0.039049 | 0.46163 | 0.0041945 | 0.67277 | 0.23411 | 19.6155 | 54.4701 | Natural Gas | 40 | 0.757 | [5 empty] | 0.156 | 0.247 | 1.9 | 1.9 | 2 | Halifax Dockyard | CAN | 112 | 3647 | 44.655 | -63.577 | 6 | 4000 | NS | CAN_NS_Halifax.Dockyard.713280_CWEC2016.epw | 0 | 0 | 0 | 0 | 1834.6 | 291.1654 | 19.7024 | 0.067667 | 7201.21 | 0.1 | 2021-03-27 18:39:00 +0000 | f477b7f5 | 0.2.11 | :adv_dx_units: NECB_Default :analysis_id: 3160af0a-7f39-4875-8471-18cda6cd400b :analysis_name: baseline_2021_03_27 :boiler_eff: NECB_Default :btap_batch_version: 1.0.002 :building_type: HighriseApartment :compute_environment: aws_batch :datapoint_id: 6500db95-5027-4f57-afcb-4893a757c53c :daylighting_type: NECB_Default :dcv_type: NECB_Default :door_construction_cond: NECB_Default :ecm_system_name: NECB_Default :enable_costing: true :epw_file: CAN_NS_Halifax.Dockyard.713280_CWEC2016.epw :erv_package: NECB_Default :ext_floor_cond: NECB_Default :ext_roof_cond: NECB_Default :ext_wall_cond: NECB_Default :fdwr_set: NECB_Default :fixed_wind_solar_trans: NECB_Default :fixed_window_cond: NECB_Default :furnace_eff: NECB_Default :glass_door_cond: NECB_Default :glass_door_solar_trans: NECB_Default :ground_floor_cond: NECB_Default :ground_roof_cond: NECB_Default :ground_wall_cond: NECB_Default :lights_scale: NECB_Default :lights_type: NECB_Default :overhead_door_cond: NECB_Default :primary_heating_fuel: NaturalGas :pv_ground_azimuth_angle: NECB_Default :pv_ground_module_description: NECB_Default :pv_ground_tilt_angle: NECB_Default :pv_ground_total_area_pv_panels_m2: NECB_Default :pv_ground_type: NECB_Default :rotation_degrees: NECB_Default :run_annual_simulation: true :s3_bucket: '834599497928' :scale_x: NECB_Default :scale_y: NECB_Default :scale_z: NECB_Default :shw_eff: NECB_Default :skylight_cond: NECB_Default :skylight_solar_trans: NECB_Default :srr_set: NECB_Default :template: NECB2017 | 3.9559e-05 | TRUE | 1218.2719 |  | https://s3.console.aws.amazon.com/s3/buckets/834599497928?region=ca-central-1&prefix=osdev/baseline_2021_03_27/3160af0a-7f39-4875-8471-18cda6cd400b/output/6500db95-5027-4f57-afcb-4893a757c53c/ | 1.0.002 | 0 | 0 |  | 0 | 0 | tier_1 | 0
202 |  |  | NECB_Default | NECB_Default | NECB_Default | NECB_Default | NECB_Default | NECB_Default | NECB_Default | NECB_Default | HighriseApartment | NECB2017 | CAN_AB_Calgary.Intl.AP.718770_CWEC2016.epw | NaturalGas | NECB_Default | NECB_Default | NECB_Default | NECB_Default | NECB_Default | NECB_Default | NECB_Default | NECB_Default | NECB_Default | NECB_Default | NECB_Default | NECB_Default | NECB_Default | NECB_Default | NECB_Default | NECB_Default | NECB_Default | NECB_Default | NECB_Default | NECB_Default | NECB_Default | NECB_Default | NECB_Default | NECB_Default | NECB_Default | NECB_Default | NECB_Default | aws_batch | 834599497928 | [5 empty] | baseline_2021_03_27 | 3160af0a-7f39-4875-8471-18cda6cd400b | TRUE | TRUE | dc0ef966-0a47-4f1e-8c10-2fa151384973 |  | 7836.48 | 4638.6699 | 33.3 | HighriseApartment |  |  | 2 | HighriseApartment | 10 |  | 10 | NECB2017 | 0.19422 | 23884.0213 | 56.1625 | 71.8096 | 26.1353 | 4.712 | 206.9291 | 48.1097 | CALGARY | ALBERTA | 46.4507 | 25.6611 | 0 | 72.1118 | 4.4026 | 1.8307 | 0 | 6.2332 | 0 | 0.04772 | 0 | 0 | 0.21166 | 0.057064 | 0.00044918 | 0.25911 | 0.063105 | 0.039049 | 0.50853 | 0.0042404 | 0.72019 | 0.24942 | 21.6122 | 58.5733 | Natural Gas | 33.3 | 0.757 | [5 empty] | 0.138 | 0.21 | 1.9 | 1.9 | 2 | Calgary Intl AP | CAN | 64 | 4781 | 51.114 | -114.02 | 7a | 5000 | AB | CAN_AB_Calgary.Intl.AP.718770_CWEC2016.epw | 0 | 0 | 0 | 0 | 1954.55 | 291.1654 | 19.7024 | 0.067667 | 7201.21 | 0.1 | 2021-03-27 18:39:09 +0000 | f477b7f5 | 0.2.11 | :adv_dx_units: NECB_Default :analysis_id: 3160af0a-7f39-4875-8471-18cda6cd400b :analysis_name: baseline_2021_03_27 :boiler_eff: NECB_Default :btap_batch_version: 1.0.002 :building_type: HighriseApartment :compute_environment: aws_batch :datapoint_id: dc0ef966-0a47-4f1e-8c10-2fa151384973 :daylighting_type: NECB_Default :dcv_type: NECB_Default :door_construction_cond: NECB_Default :ecm_system_name: NECB_Default :enable_costing: true :epw_file: CAN_AB_Calgary.Intl.AP.718770_CWEC2016.epw :erv_package: NECB_Default :ext_floor_cond: NECB_Default :ext_roof_cond: NECB_Default :ext_wall_cond: NECB_Default :fdwr_set: NECB_Default :fixed_wind_solar_trans: NECB_Default :fixed_window_cond: NECB_Default :furnace_eff: NECB_Default :glass_door_cond: NECB_Default :glass_door_solar_trans: NECB_Default :ground_floor_cond: NECB_Default :ground_roof_cond: NECB_Default :ground_wall_cond: NECB_Default :lights_scale: NECB_Default :lights_type: NECB_Default :overhead_door_cond: NECB_Default :primary_heating_fuel: NaturalGas :pv_ground_azimuth_angle: NECB_Default :pv_ground_module_description: NECB_Default :pv_ground_tilt_angle: NECB_Default :pv_ground_total_area_pv_panels_m2: NECB_Default :pv_ground_type: NECB_Default :rotation_degrees: NECB_Default :run_annual_simulation: true :s3_bucket: '834599497928' :scale_x: NECB_Default :scale_y: NECB_Default :scale_z: NECB_Default :shw_eff: NECB_Default :skylight_cond: NECB_Default :skylight_solar_trans: NECB_Default :srr_set: NECB_Default :template: NECB2017 | 3.3178e-05 | TRUE | 1221.8972 |  | https://s3.console.aws.amazon.com/s3/buckets/834599497928?region=ca-central-1&prefix=osdev/baseline_2021_03_27/3160af0a-7f39-4875-8471-18cda6cd400b/output/dc0ef966-0a47-4f1e-8c10-2fa151384973/ | 1.0.002 | 0 | 0 |  | 0 | 0 | tier_1 | 0
203 |  |  | NECB_Default | NECB_Default | NECB_Default | NECB_Default | NECB_Default | NECB_Default | NECB_Default | NECB_Default | LargeHotel | NECB2017 | CAN_YT_Whitehorse.Intl.AP.719640_CWEC2016.epw | NaturalGas | NECB_Default | NECB_Default | NECB_Default | NECB_Default | NECB_Default | NECB_Default | NECB_Default | NECB_Default | NECB_Default | NECB_Default | NECB_Default | NECB_Default | NECB_Default | NECB_Default | NECB_Default | NECB_Default | NECB_Default | NECB_Default | NECB_Default | NECB_Default | NECB_Default | NECB_Default | NECB_Default | NECB_Default | NECB_Default | NECB_Default | NECB_Default | aws_batch | 834599497928 | [5 empty] | baseline_2021_03_27 | 3160af0a-7f39-4875-8471-18cda6cd400b | TRUE | TRUE | e0938533-d955-4f6a-87ff-290bf1dc5a3a |  | 11345.38 | 6004.6889 | 22.8 | LargeHotel |  |  | 2 | LargeHotel | 6 |  | 7 | NECB2017 | 0.17066 | 35185.0517 | 53.9325 | 61.6042 | 59.5635 | 3.6872 | 268.5439 | 89.7564 | WHITEHORSE | YUKON | 3.5263 | 26.8162 | 0 | 30.3425 | 8.0757 | 4.8879 | 0 | 12.9636 | 0 | 0.015196 | 0 | 0 | 0.22672 | 0.070227 | 0.0074488 | 0.34906 | 0.02416 | 0.10518 | 0.53891 | 0.0044379 | 0.76562 | 0.18985 | 17.7234 | 75.8671 | Natural Gas | 22.8 | 0.757 |  | 0.284 |  |  |  | 0.138 | 0.21 | 1.9 | 1.9 | 2 | Whitehorse Intl AP | CAN | 5 | 6491 | 60.709 | -135.069 | 7b | 6580 | YT | CAN_YT_Whitehorse.Intl.AP.719640_CWEC2016.epw | 0 | 0 | 0 | 0 | 2153.9 | 514.2133 | 19.4879 | 0.037899 | 7122.84 | 0.1 | 2021-03-27 18:41:26 +0000 | f477b7f5 | 0.2.11 | :adv_dx_units: NECB_Default :analysis_id: 3160af0a-7f39-4875-8471-18cda6cd400b :analysis_name: baseline_2021_03_27 :boiler_eff: NECB_Default :btap_batch_version: 1.0.002 :building_type: LargeHotel :compute_environment: aws_batch :datapoint_id: e0938533-d955-4f6a-87ff-290bf1dc5a3a :daylighting_type: NECB_Default :dcv_type: NECB_Default :door_construction_cond: NECB_Default :ecm_system_name: NECB_Default :enable_costing: true :epw_file: CAN_YT_Whitehorse.Intl.AP.719640_CWEC2016.epw :erv_package: NECB_Default :ext_floor_cond: NECB_Default :ext_roof_cond: NECB_Default :ext_wall_cond: NECB_Default :fdwr_set: NECB_Default :fixed_wind_solar_trans: NECB_Default :fixed_window_cond: NECB_Default :furnace_eff: NECB_Default :glass_door_cond: NECB_Default :glass_door_solar_trans: NECB_Default :ground_floor_cond: NECB_Default :ground_roof_cond: NECB_Default :ground_wall_cond: NECB_Default :lights_scale: NECB_Default :lights_type: NECB_Default :overhead_door_cond: NECB_Default :primary_heating_fuel: NaturalGas :pv_ground_azimuth_angle: NECB_Default :pv_ground_module_description: NECB_Default :pv_ground_tilt_angle: NECB_Default :pv_ground_total_area_pv_panels_m2: NECB_Default :pv_ground_type: NECB_Default :rotation_degrees: NECB_Default :run_annual_simulation: true :s3_bucket: '834599497928' :scale_x: NECB_Default :scale_y: NECB_Default :scale_z: NECB_Default :shw_eff: NECB_Default :skylight_cond: NECB_Default :skylight_solar_trans: NECB_Default :srr_set: NECB_Default :template: NECB2017 | 7.1395e-05 | TRUE | 1275.9378 |  | https://s3.console.aws.amazon.com/s3/buckets/834599497928?region=ca-central-1&prefix=osdev/baseline_2021_03_27/3160af0a-7f39-4875-8471-18cda6cd400b/output/e0938533-d955-4f6a-87ff-290bf1dc5a3a/ | 1.0.002 | 0 | 0 |  | 0 | 0 | tier_1 | 0
204 |  |  | NECB_Default | NECB_Default | NECB_Default | NECB_Default | NECB_Default | NECB_Default | NECB_Default | NECB_Default | LargeHotel | NECB2017 | CAN_AB_Calgary.Intl.AP.718770_CWEC2016.epw | NaturalGas | NECB_Default | NECB_Default | NECB_Default | NECB_Default | NECB_Default | NECB_Default | NECB_Default | NECB_Default | NECB_Default | NECB_Default | NECB_Default | NECB_Default | NECB_Default | NECB_Default | NECB_Default | NECB_Default | NECB_Default | NECB_Default | NECB_Default | NECB_Default | NECB_Default | NECB_Default | NECB_Default | NECB_Default | NECB_Default | NECB_Default | NECB_Default | aws_batch | 834599497928 | [5 empty] | baseline_2021_03_27 | 3160af0a-7f39-4875-8471-18cda6cd400b | TRUE | TRUE | 85a42910-2c5f-4b0f-a2f5-3b07bf400c6e |  | 11345.38 | 6004.6889 | 33.3 | LargeHotel |  |  | 2 | LargeHotel | 6 |  | 7 | NECB2017 | 0.17066 | 35185.0517 | 60.6612 | 70.0117 | 66.3667 | 3.8576 | 300.6314 | 99.7343 | CALGARY | ALBERTA | 56.9617 | 21.0633 | 0 | 78.025 | 5.3988 | 1.5027 | 0 | 6.9015 | 0 | 0.031556 | 0 | 0 | 0.25956 | 0.086791 | 0.0060298 | 0.24303 | 0.02416 | 0.10518 | 0.41741 | 0.0056023 | 0.67697 | 0.17438 | 21.9631 | 59.3302 | Natural Gas | 33.3 | 0.757 |  | 0.284 |  |  |  | 0.138 | 0.21 | 1.9 | 1.9 | 2 | Calgary Intl AP | CAN | 64 | 4781 | 51.114 | -114.02 | 7a | 5000 | AB | CAN_AB_Calgary.Intl.AP.718770_CWEC2016.epw | 0 | 0 | 0 | 0 | 1978.4 | 514.2133 | 19.4879 | 0.037899 | 7122.84 | 0.1 | 2021-03-27 18:41:14 +0000 | f477b7f5 | 0.2.11 | :adv_dx_units: NECB_Default :analysis_id: 3160af0a-7f39-4875-8471-18cda6cd400b :analysis_name: baseline_2021_03_27 :boiler_eff: NECB_Default :btap_batch_version: 1.0.002 :building_type: LargeHotel :compute_environment: aws_batch :datapoint_id: 85a42910-2c5f-4b0f-a2f5-3b07bf400c6e :daylighting_type: NECB_Default :dcv_type: NECB_Default :door_construction_cond: NECB_Default :ecm_system_name: NECB_Default :enable_costing: true :epw_file: CAN_AB_Calgary.Intl.AP.718770_CWEC2016.epw :erv_package: NECB_Default :ext_floor_cond: NECB_Default :ext_roof_cond: NECB_Default :ext_wall_cond: NECB_Default :fdwr_set: NECB_Default :fixed_wind_solar_trans: NECB_Default :fixed_window_cond: NECB_Default :furnace_eff: NECB_Default :glass_door_cond: NECB_Default :glass_door_solar_trans: NECB_Default :ground_floor_cond: NECB_Default :ground_roof_cond: NECB_Default :ground_wall_cond: NECB_Default :lights_scale: NECB_Default :lights_type: NECB_Default :overhead_door_cond: NECB_Default :primary_heating_fuel: NaturalGas :pv_ground_azimuth_angle: NECB_Default :pv_ground_module_description: NECB_Default :pv_ground_tilt_angle: NECB_Default :pv_ground_total_area_pv_panels_m2: NECB_Default :pv_ground_type: NECB_Default :rotation_degrees: NECB_Default :run_annual_simulation: true :s3_bucket: '834599497928' :scale_x: NECB_Default :scale_y: NECB_Default :scale_z: NECB_Default :shw_eff: NECB_Default :skylight_cond: NECB_Default :skylight_solar_trans: NECB_Default :srr_set: NECB_Default :template: NECB2017 | 0.00023886 | TRUE | 1278.5808 |  | https://s3.console.aws.amazon.com/s3/buckets/834599497928?region=ca-central-1&prefix=osdev/baseline_2021_03_27/3160af0a-7f39-4875-8471-18cda6cd400b/output/85a42910-2c5f-4b0f-a2f5-3b07bf400c6e/ | 1.0.002 | 0 | 0 |  | 0 | 0 | tier_1 | 0
205 |  |  | NECB_Default | NECB_Default | NECB_Default | NECB_Default | NECB_Default | NECB_Default | NECB_Default | NECB_Default | LargeHotel | NECB2017 | CAN_NS_Halifax.Dockyard.713280_CWEC2016.epw | NaturalGas | NECB_Default | NECB_Default | NECB_Default | NECB_Default | NECB_Default | NECB_Default | NECB_Default | NECB_Default | NECB_Default | NECB_Default | NECB_Default | NECB_Default | NECB_Default | NECB_Default | NECB_Default | NECB_Default | NECB_Default | NECB_Default | NECB_Default | NECB_Default | NECB_Default | NECB_Default | NECB_Default | NECB_Default | NECB_Default | NECB_Default | NECB_Default | aws_batch | 834599497928 | [5 empty] | baseline_2021_03_27 | 3160af0a-7f39-4875-8471-18cda6cd400b | TRUE | TRUE | 8f558d32-a701-42e8-90b9-89079559defd |  | 11345.38 | 6004.6889 | 40 | LargeHotel |  |  | 2 | LargeHotel | 6 |  | 7 | NECB2017 | 0.17066 | 35185.0517 | 52.3238 | 66.5275 | 60.0205 | 3.7395 | 277.2966 | 94.6853 | HALIFAX | NOVA SCOTIA | 52.587 | 19.015 | 0 | 71.602 | 10.3133 | 4.7996 | 0 | 15.1128 | 0 | 0.03631 | 0 | 0 | 0.25932 | 0.079878 | 0.0063903 | 0.21818 | 0.02416 | 0.10518 | 0.38213 | 0.0068706 | 0.64145 | 0.16396 | 20.7778 | 55.8047 | Natural Gas | 40 | 0.757 |  | 0.284 |  |  |  | 0.156 | 0.247 | 1.9 | 1.9 | 2 | Halifax Dockyard | CAN | 112 | 3647 | 44.655 | -63.577 | 6 | 4000 | NS | CAN_NS_Halifax.Dockyard.713280_CWEC2016.epw | 0 | 0 | 0 | 0 | 1860.14 | 514.2133 | 19.4879 | 0.037899 | 7122.84 | 0.1 | 2021-03-27 18:41:58 +0000 | f477b7f5 | 0.2.11 | :adv_dx_units: NECB_Default :analysis_id: 3160af0a-7f39-4875-8471-18cda6cd400b :analysis_name: baseline_2021_03_27 :boiler_eff: NECB_Default :btap_batch_version: 1.0.002 :building_type: LargeHotel :compute_environment: aws_batch :datapoint_id: 8f558d32-a701-42e8-90b9-89079559defd :daylighting_type: NECB_Default :dcv_type: NECB_Default :door_construction_cond: NECB_Default :ecm_system_name: NECB_Default :enable_costing: true :epw_file: CAN_NS_Halifax.Dockyard.713280_CWEC2016.epw :erv_package: NECB_Default :ext_floor_cond: NECB_Default :ext_roof_cond: NECB_Default :ext_wall_cond: NECB_Default :fdwr_set: NECB_Default :fixed_wind_solar_trans: NECB_Default :fixed_window_cond: NECB_Default :furnace_eff: NECB_Default :glass_door_cond: NECB_Default :glass_door_solar_trans: NECB_Default :ground_floor_cond: NECB_Default :ground_roof_cond: NECB_Default :ground_wall_cond: NECB_Default :lights_scale: NECB_Default :lights_type: NECB_Default :overhead_door_cond: NECB_Default :primary_heating_fuel: NaturalGas :pv_ground_azimuth_angle: NECB_Default :pv_ground_module_description: NECB_Default :pv_ground_tilt_angle: NECB_Default :pv_ground_total_area_pv_panels_m2: NECB_Default :pv_ground_type: NECB_Default :rotation_degrees: NECB_Default :run_annual_simulation: true :s3_bucket: '834599497928' :scale_x: NECB_Default :scale_y: NECB_Default :scale_z: NECB_Default :shw_eff: NECB_Default :skylight_cond: NECB_Default :skylight_solar_trans: NECB_Default :srr_set: NECB_Default :template: NECB2017 | 0.0005359 | TRUE | 1279.6677 |  | https://s3.console.aws.amazon.com/s3/buckets/834599497928?region=ca-central-1&prefix=osdev/baseline_2021_03_27/3160af0a-7f39-4875-8471-18cda6cd400b/output/8f558d32-a701-42e8-90b9-89079559defd/ | 1.0.002 | 0 | 0 |  | 0 | 0 | tier_1 | 0
206 |  |  | NECB_Default | NECB_Default | NECB_Default | NECB_Default | NECB_Default | NECB_Default | NECB_Default | NECB_Default | LargeHotel | NECB2017 | CAN_AB_Edmonton.Intl.AP.711230_CWEC2016.epw | NaturalGas | NECB_Default | NECB_Default | NECB_Default | NECB_Default | NECB_Default | NECB_Default | NECB_Default | NECB_Default | NECB_Default | NECB_Default | NECB_Default | NECB_Default | NECB_Default | NECB_Default | NECB_Default | NECB_Default | NECB_Default | NECB_Default | NECB_Default | NECB_Default | NECB_Default | NECB_Default | NECB_Default | NECB_Default | NECB_Default | NECB_Default | NECB_Default | aws_batch | 834599497928 | [5 empty] | baseline_2021_03_27 | 3160af0a-7f39-4875-8471-18cda6cd400b | TRUE | TRUE | e4e43c98-83c6-4c78-88f1-1fbf078ea143 |  | 11345.38 | 6004.6889 | 32.5 | LargeHotel |  |  | 2 | LargeHotel | 6 |  | 7 | NECB2017 | 0.17066 | 35185.0517 | 60.8671 | 70.3492 | 67.2027 | 3.8562 | 303.112 | 100.8367 | EDMONTON | ALBERTA | 56.6408 | 24.2389 | 0 | 80.8796 | 5.3684 | 1.7292 | 0 | 7.0976 | 0 | 0.02923 | 0 | 0 | 0.25809 | 0.086789 | 0.0067446 | 0.29848 | 0.02416 | 0.10518 | 0.48034 | 0.0057521 | 0.73843 | 0.18186 | 20.4888 | 73.2346 | Natural Gas | 32.5 | 0.757 |  | 0.284 |  |  |  | 0.138 | 0.21 | 1.9 | 1.9 | 2 | Edmonton Intl AP | CAN | 23 | 5588 | 53.31 | -113.579 | 7a | 5120 | AB | CAN_AB_Edmonton.Intl.AP.711230_CWEC2016.epw | 0 | 0 | 0 | 0 | 2063.25 | 514.2133 | 19.4879 | 0.037899 | 7122.84 | 0.1 | 2021-03-27 18:41:43 +0000 | f477b7f5 | 0.2.11 | :adv_dx_units: NECB_Default :analysis_id: 3160af0a-7f39-4875-8471-18cda6cd400b :analysis_name: baseline_2021_03_27 :boiler_eff: NECB_Default :btap_batch_version: 1.0.002 :building_type: LargeHotel :compute_environment: aws_batch :datapoint_id: e4e43c98-83c6-4c78-88f1-1fbf078ea143 :daylighting_type: NECB_Default :dcv_type: NECB_Default :door_construction_cond: NECB_Default :ecm_system_name: NECB_Default :enable_costing: true :epw_file: CAN_AB_Edmonton.Intl.AP.711230_CWEC2016.epw :erv_package: NECB_Default :ext_floor_cond: NECB_Default :ext_roof_cond: NECB_Default :ext_wall_cond: NECB_Default :fdwr_set: NECB_Default :fixed_wind_solar_trans: NECB_Default :fixed_window_cond: NECB_Default :furnace_eff: NECB_Default :glass_door_cond: NECB_Default :glass_door_solar_trans: NECB_Default :ground_floor_cond: NECB_Default :ground_roof_cond: NECB_Default :ground_wall_cond: NECB_Default :lights_scale: NECB_Default :lights_type: NECB_Default :overhead_door_cond: NECB_Default :primary_heating_fuel: NaturalGas :pv_ground_azimuth_angle: NECB_Default :pv_ground_module_description: NECB_Default :pv_ground_tilt_angle: NECB_Default :pv_ground_total_area_pv_panels_m2: NECB_Default :pv_ground_type: NECB_Default :rotation_degrees: NECB_Default :run_annual_simulation: true :s3_bucket: '834599497928' :scale_x: NECB_Default :scale_y: NECB_Default :scale_z: NECB_Default :shw_eff: NECB_Default :skylight_cond: NECB_Default :skylight_solar_trans: NECB_Default :srr_set: NECB_Default :template: NECB2017 | 0.00024063 | TRUE | 1281.0057 |  | https://s3.console.aws.amazon.com/s3/buckets/834599497928?region=ca-central-1&prefix=osdev/baseline_2021_03_27/3160af0a-7f39-4875-8471-18cda6cd400b/output/e4e43c98-83c6-4c78-88f1-1fbf078ea143/ | 1.0.002 | 0 | 0 |  | 0 | 0 | tier_1 | 0
207 |  |  | NECB_Default | NECB_Default | NECB_Default | NECB_Default | NECB_Default | NECB_Default | NECB_Default | NECB_Default | LargeHotel | NECB2017 | CAN_QC_Montreal-Trudeau.Intl.AP.716270_CWEC2016.epw | NaturalGas | NECB_Default | NECB_Default | NECB_Default | NECB_Default | NECB_Default | NECB_Default | NECB_Default | NECB_Default | NECB_Default | NECB_Default | NECB_Default | NECB_Default | NECB_Default | NECB_Default | NECB_Default | NECB_Default | NECB_Default | NECB_Default | NECB_Default | NECB_Default | NECB_Default | NECB_Default | NECB_Default | NECB_Default | NECB_Default | NECB_Default | NECB_Default | aws_batch | 834599497928 | [5 empty] | baseline_2021_03_27 | 3160af0a-7f39-4875-8471-18cda6cd400b | TRUE | TRUE | 0aba5c43-8cb3-44fd-a7ce-32a7cd931ecc |  | 11345.38 | 6004.6889 | 37.3 | LargeHotel |  |  | 2 | LargeHotel | 6 |  | 7 | NECB2017 | 0.17066 | 35185.0517 | 58.7403 | 74.6131 | 62.0482 | 3.8573 | 304.5928 | 105.3338 | MONTREAL | QUEBEC | 0.10583 | 20.058 | 0 | 20.1638 | 6.7404 | 5.254 | 0 | 11.9944 | 0 | 0.046164 | 0 | 0 | 0.27234 | 0.080435 | 0.0076859 | 0.24009 | 0.02416 | 0.10518 | 0.40603 | 0.0079618 | 0.67837 | 0.16594 | 22.6639 | 77.4505 | Natural Gas | 37.3 | 0.757 |  | 0.284 |  |  |  | 0.156 | 0.247 | 1.9 | 1.9 | 2 | Montreal-Trudeau Intl AP | CAN | 323 | 4090 | 45.471 | -73.741 | 6 | 4400 | QC | CAN_QC_Montreal-Trudeau.Intl.AP.716270_CWEC2016.epw | 0 | 0 | 0 | 0 | 1882.7 | 514.2133 | 19.4879 | 0.037899 | 7122.84 | 0.1 | 2021-03-27 18:42:44 +0000 | f477b7f5 | 0.2.11 | :adv_dx_units: NECB_Default :analysis_id: 3160af0a-7f39-4875-8471-18cda6cd400b :analysis_name: baseline_2021_03_27 :boiler_eff: NECB_Default :btap_batch_version: 1.0.002 :building_type: LargeHotel :compute_environment: aws_batch :datapoint_id: 0aba5c43-8cb3-44fd-a7ce-32a7cd931ecc :daylighting_type: NECB_Default :dcv_type: NECB_Default :door_construction_cond: NECB_Default :ecm_system_name: NECB_Default :enable_costing: true :epw_file: CAN_QC_Montreal-Trudeau.Intl.AP.716270_CWEC2016.epw :erv_package: NECB_Default :ext_floor_cond: NECB_Default :ext_roof_cond: NECB_Default :ext_wall_cond: NECB_Default :fdwr_set: NECB_Default :fixed_wind_solar_trans: NECB_Default :fixed_window_cond: NECB_Default :furnace_eff: NECB_Default :glass_door_cond: NECB_Default :glass_door_solar_trans: NECB_Default :ground_floor_cond: NECB_Default :ground_roof_cond: NECB_Default :ground_wall_cond: NECB_Default :lights_scale: NECB_Default :lights_type: NECB_Default :overhead_door_cond: NECB_Default :primary_heating_fuel: NaturalGas :pv_ground_azimuth_angle: NECB_Default :pv_ground_module_description: NECB_Default :pv_ground_tilt_angle: NECB_Default :pv_ground_total_area_pv_panels_m2: NECB_Default :pv_ground_type: NECB_Default :rotation_degrees: NECB_Default :run_annual_simulation: true :s3_bucket: '834599497928' :scale_x: NECB_Default :scale_y: NECB_Default :scale_z: NECB_Default :shw_eff: NECB_Default :skylight_cond: NECB_Default :skylight_solar_trans: NECB_Default :srr_set: NECB_Default :template: NECB2017 | 0.00075361 | TRUE | 1336.3055 |  | https://s3.console.aws.amazon.com/s3/buckets/834599497928?region=ca-central-1&prefix=osdev/baseline_2021_03_27/3160af0a-7f39-4875-8471-18cda6cd400b/output/0aba5c43-8cb3-44fd-a7ce-32a7cd931ecc/ | 1.0.002 | 0 | 0 |  | 0 | 0 | tier_1 | 0
208 |  |  | NECB_Default | NECB_Default | NECB_Default | NECB_Default | NECB_Default | NECB_Default | NECB_Default | NECB_Default | LargeHotel | NECB2017 | CAN_BC_Vancouver.Intl.AP.718920_CWEC2016.epw | NaturalGas | NECB_Default | NECB_Default | NECB_Default | NECB_Default | NECB_Default | NECB_Default | NECB_Default | NECB_Default | NECB_Default | NECB_Default | NECB_Default | NECB_Default | NECB_Default | NECB_Default | NECB_Default | NECB_Default | NECB_Default | NECB_Default | NECB_Default | NECB_Default | NECB_Default | NECB_Default | NECB_Default | NECB_Default | NECB_Default | NECB_Default | NECB_Default | aws_batch | 834599497928 | [5 empty] | baseline_2021_03_27 | 3160af0a-7f39-4875-8471-18cda6cd400b | TRUE | TRUE | 9a19e9a5-7cb2-486e-af01-2967b1d4d6fb |  | 11345.38 | 6004.6889 | 40 | LargeHotel |  |  | 2 | LargeHotel | 6 |  | 7 | NECB2017 | 0.17066 | 35185.0517 | 55.4684 | 66.8016 | 60.2681 | 3.7879 | 279.0265 | 92.7006 | VANCOUVER | BRITISH COLUMBIA | 0.71742 | 17.7 | 0 | 18.4175 | 7.1641 | 3.9708 | 0 | 11.135 | 0 | 0.033348 | 0 | 0 | 0.25315 | 0.079284 | 0.0038853 | 0.19423 | 0.02416 | 0.10518 | 0.35109 | 0.0069262 | 0.60424 | 0.15686 | 19.9849 | 38.3018 | Natural Gas | 40 | 0.757 |  | 0.568 |  |  |  | 0.193 | 0.315 | 2.1 | 2.1 | 2 | Vancouver Intl AP | CAN | 42 | 2797 | 49.195 | -123.184 | 4 | 2800 | BC | CAN_BC_Vancouver.Intl.AP.718920_CWEC2016.epw | 0 | 0 | 0 | 0 | 1779.68 | 514.2133 | 19.4879 | 0.037899 | 7122.84 | 0.1 | 2021-03-27 18:42:17 +0000 | f477b7f5 | 0.2.11 | :adv_dx_units: NECB_Default :analysis_id: 3160af0a-7f39-4875-8471-18cda6cd400b :analysis_name: baseline_2021_03_27 :boiler_eff: NECB_Default :btap_batch_version: 1.0.002 :building_type: LargeHotel :compute_environment: aws_batch :datapoint_id: 9a19e9a5-7cb2-486e-af01-2967b1d4d6fb :daylighting_type: NECB_Default :dcv_type: NECB_Default :door_construction_cond: NECB_Default :ecm_system_name: NECB_Default :enable_costing: true :epw_file: CAN_BC_Vancouver.Intl.AP.718920_CWEC2016.epw :erv_package: NECB_Default :ext_floor_cond: NECB_Default :ext_roof_cond: NECB_Default :ext_wall_cond: NECB_Default :fdwr_set: NECB_Default :fixed_wind_solar_trans: NECB_Default :fixed_window_cond: NECB_Default :furnace_eff: NECB_Default :glass_door_cond: NECB_Default :glass_door_solar_trans: NECB_Default :ground_floor_cond: NECB_Default :ground_roof_cond: NECB_Default :ground_wall_cond: NECB_Default :lights_scale: NECB_Default :lights_type: NECB_Default :overhead_door_cond: NECB_Default :primary_heating_fuel: NaturalGas :pv_ground_azimuth_angle: NECB_Default :pv_ground_module_description: NECB_Default :pv_ground_tilt_angle: NECB_Default :pv_ground_total_area_pv_panels_m2: NECB_Default :pv_ground_type: NECB_Default :rotation_degrees: NECB_Default :run_annual_simulation: true :s3_bucket: '834599497928' :scale_x: NECB_Default :scale_y: NECB_Default :scale_z: NECB_Default :shw_eff: NECB_Default :skylight_cond: NECB_Default :skylight_solar_trans: NECB_Default :srr_set: NECB_Default :template: NECB2017 | 0.00036667 | TRUE | 1337.8891 |  | https://s3.console.aws.amazon.com/s3/buckets/834599497928?region=ca-central-1&prefix=osdev/baseline_2021_03_27/3160af0a-7f39-4875-8471-18cda6cd400b/output/9a19e9a5-7cb2-486e-af01-2967b1d4d6fb/ | 1.0.002 | 0 | 0 |  | 0 | 0 | tier_1 | 0
209 |  |  | NECB_Default | NECB_Default | NECB_Default | NECB_Default | NECB_Default | NECB_Default | NECB_Default | NECB_Default | LargeHotel | NECB2017 | CAN_ON_Toronto.Pearson.Intl.AP.716240_CWEC2016.epw | NaturalGas | NECB_Default | NECB_Default | NECB_Default | NECB_Default | NECB_Default | NECB_Default | NECB_Default | NECB_Default | NECB_Default | NECB_Default | NECB_Default | NECB_Default | NECB_Default | NECB_Default | NECB_Default | NECB_Default | NECB_Default | NECB_Default | NECB_Default | NECB_Default | NECB_Default | NECB_Default | NECB_Default | NECB_Default | NECB_Default | NECB_Default | NECB_Default | aws_batch | 834599497928 | [5 empty] | baseline_2021_03_27 | 3160af0a-7f39-4875-8471-18cda6cd400b | TRUE | TRUE | 00698a02-dd66-4c98-997e-ce42d559df91 |  | 11345.38 | 6004.6889 | 40 | LargeHotel |  |  | 2 | LargeHotel | 6 |  | 7 | NECB2017 | 0.17066 | 35185.0517 | 61.3477 | 74.4691 | 66.698 | 3.8891 | 313.1476 | 106.7437 | TORONTO | ONTARIO | 1.5339 | 18.3816 | 0 | 19.9155 | 12.2897 | 3.2434 | 0 | 15.5331 | 0 | 0.049749 | 0 | 0 | 0.27617 | 0.080587 | 0.0075194 | 0.21076 | 0.02416 | 0.10518 | 0.37195 | 0.0081839 | 0.64812 | 0.16119 | 24.1492 | 72.5341 | Natural Gas | 40 | 0.757 |  | 0.379 |  |  |  | 0.156 | 0.278 | 1.9 | 1.9 | 2 | Toronto Pearson Intl AP | CAN | 382 | 3615 | 43.677 | -79.631 | 5 | 3890 | ON | CAN_ON_Toronto.Pearson.Intl.AP.716240_CWEC2016.epw | 0 | 0 | 0 | 0 | 1828.75 | 514.2133 | 19.4879 | 0.037899 | 7122.84 | 0.1 | 2021-03-27 18:42:21 +0000 | f477b7f5 | 0.2.11 | :adv_dx_units: NECB_Default :analysis_id: 3160af0a-7f39-4875-8471-18cda6cd400b :analysis_name: baseline_2021_03_27 :boiler_eff: NECB_Default :btap_batch_version: 1.0.002 :building_type: LargeHotel :compute_environment: aws_batch :datapoint_id: 00698a02-dd66-4c98-997e-ce42d559df91 :daylighting_type: NECB_Default :dcv_type: NECB_Default :door_construction_cond: NECB_Default :ecm_system_name: NECB_Default :enable_costing: true :epw_file: CAN_ON_Toronto.Pearson.Intl.AP.716240_CWEC2016.epw :erv_package: NECB_Default :ext_floor_cond: NECB_Default :ext_roof_cond: NECB_Default :ext_wall_cond: NECB_Default :fdwr_set: NECB_Default :fixed_wind_solar_trans: NECB_Default :fixed_window_cond: NECB_Default :furnace_eff: NECB_Default :glass_door_cond: NECB_Default :glass_door_solar_trans: NECB_Default :ground_floor_cond: NECB_Default :ground_roof_cond: NECB_Default :ground_wall_cond: NECB_Default :lights_scale: NECB_Default :lights_type: NECB_Default :overhead_door_cond: NECB_Default :primary_heating_fuel: NaturalGas :pv_ground_azimuth_angle: NECB_Default :pv_ground_module_description: NECB_Default :pv_ground_tilt_angle: NECB_Default :pv_ground_total_area_pv_panels_m2: NECB_Default :pv_ground_type: NECB_Default :rotation_degrees: NECB_Default :run_annual_simulation: true :s3_bucket: '834599497928' :scale_x: NECB_Default :scale_y: NECB_Default :scale_z: NECB_Default :shw_eff: NECB_Default :skylight_cond: NECB_Default :skylight_solar_trans: NECB_Default :srr_set: NECB_Default :template: NECB2017 | 0.00079504 | TRUE | 1341.7917 |  | https://s3.console.aws.amazon.com/s3/buckets/834599497928?region=ca-central-1&prefix=osdev/baseline_2021_03_27/3160af0a-7f39-4875-8471-18cda6cd400b/output/00698a02-dd66-4c98-997e-ce42d559df91/ | 1.0.002 | 0 | 0 |  | 0 | 0 | tier_1 | 0
210 |  |  | NECB_Default | NECB_Default | NECB_Default | NECB_Default | NECB_Default | NECB_Default | NECB_Default | NECB_Default | Outpatient | NECB2017 | CAN_QC_Montreal-Trudeau.Intl.AP.716270_CWEC2016.epw | Electricity | NECB_Default | NECB_Default | NECB_Default | NECB_Default | NECB_Default | NECB_Default | NECB_Default | NECB_Default | NECB_Default | NECB_Default | NECB_Default | NECB_Default | NECB_Default | NECB_Default | NECB_Default | NECB_Default | NECB_Default | NECB_Default | NECB_Default | NECB_Default | NECB_Default | NECB_Default | NECB_Default | NECB_Default | NECB_Default | NECB_Default | NECB_Default | aws_batch | 834599497928 | [5 empty] | baseline_2021_03_27 | 3160af0a-7f39-4875-8471-18cda6cd400b | TRUE | TRUE | b07c66e7-b80f-4000-82be-b117b60a2423 |  | 3804.01 | 2926.6316 | 37.3 | Outpatient |  |  | 2 | Outpatient | 3 |  | 3 | NECB2017 | 0.24527 | 11932.1528 | 93.7277 | 36.2694 | 67.6405 | 4.9547 | 542.4491 | 339.8568 | MONTREAL | QUEBEC | 0.24308 | 0 | 0 | 0.24308 | 15.4819 | 0 | 0 | 15.4819 | 0 | 0.049924 | 0 | 0 | 0.62553 | 0.09333 | 0.025652 | 0.15562 | 0.081779 | 0.15952 | 0 | 0.0045741 | 0.62553 | 0.054658 | 72.7773 | 0 | Electricity | 37.3 | 0.757 | [5 empty] | 0.156 | 0.247 | 1.9 | 1.9 | 2 | Montreal-Trudeau Intl AP | CAN | 323 | 4090 | 45.471 | -73.741 | 6 | 4400 | QC | CAN_QC_Montreal-Trudeau.Intl.AP.716270_CWEC2016.epw | 0 | 0.56886 | 0.0028171 | 207.92 | 0 | 201.9337 | 2.7806 | 0.01377 | 1016.3 | 0.1 | 2021-03-27 18:43:21 +0000 | f477b7f5 | 0.2.11 | :adv_dx_units: NECB_Default :analysis_id: 3160af0a-7f39-4875-8471-18cda6cd400b :analysis_name: baseline_2021_03_27 :boiler_eff: NECB_Default :btap_batch_version: 1.0.002 :building_type: Outpatient :compute_environment: aws_batch :datapoint_id: b07c66e7-b80f-4000-82be-b117b60a2423 :daylighting_type: NECB_Default :dcv_type: NECB_Default :door_construction_cond: NECB_Default :ecm_system_name: NECB_Default :enable_costing: true :epw_file: CAN_QC_Montreal-Trudeau.Intl.AP.716270_CWEC2016.epw :erv_package: NECB_Default :ext_floor_cond: NECB_Default :ext_roof_cond: NECB_Default :ext_wall_cond: NECB_Default :fdwr_set: NECB_Default :fixed_wind_solar_trans: NECB_Default :fixed_window_cond: NECB_Default :furnace_eff: NECB_Default :glass_door_cond: NECB_Default :glass_door_solar_trans: NECB_Default :ground_floor_cond: NECB_Default :ground_roof_cond: NECB_Default :ground_wall_cond: NECB_Default :lights_scale: NECB_Default :lights_type: NECB_Default :overhead_door_cond: NECB_Default :primary_heating_fuel: Electricity :pv_ground_azimuth_angle: NECB_Default :pv_ground_module_description: NECB_Default :pv_ground_tilt_angle: NECB_Default :pv_ground_total_area_pv_panels_m2: NECB_Default :pv_ground_type: NECB_Default :rotation_degrees: NECB_Default :run_annual_simulation: true :s3_bucket: '834599497928' :scale_x: NECB_Default :scale_y: NECB_Default :scale_z: NECB_Default :shw_eff: NECB_Default :skylight_cond: NECB_Default :skylight_solar_trans: NECB_Default :srr_set: NECB_Default :template: NECB2017 | 0.00047056 | TRUE | 1396.9523 |  | https://s3.console.aws.amazon.com/s3/buckets/834599497928?region=ca-central-1&prefix=osdev/baseline_2021_03_27/3160af0a-7f39-4875-8471-18cda6cd400b/output/b07c66e7-b80f-4000-82be-b117b60a2423/ | 1.0.002 | 0 | 0 |  | 0 | 0 | tier_1 | 0
211 |  |  | NECB_Default | NECB_Default | NECB_Default | NECB_Default | NECB_Default | NECB_Default | NECB_Default | NECB_Default | Outpatient | NECB2017 | CAN_YT_Whitehorse.Intl.AP.719640_CWEC2016.epw | Electricity | NECB_Default | NECB_Default | NECB_Default | NECB_Default | NECB_Default | NECB_Default | NECB_Default | NECB_Default | NECB_Default | NECB_Default | NECB_Default | NECB_Default | NECB_Default | NECB_Default | NECB_Default | NECB_Default | NECB_Default | NECB_Default | NECB_Default | NECB_Default | NECB_Default | NECB_Default | NECB_Default | NECB_Default | NECB_Default | NECB_Default | NECB_Default | aws_batch | 834599497928 | [5 empty] | baseline_2021_03_27 | 3160af0a-7f39-4875-8471-18cda6cd400b | TRUE | TRUE | bf96d69e-bbe3-4ff1-86c0-cd8659c8161f |  | 3804.01 | 2926.6316 | 22.8 | Outpatient |  |  | 2 | Outpatient | 3 |  | 3 | NECB2017 | 0.24527 | 11932.1528 | 77.0406 | 28.8792 | 64.861 | 4.7931 | 477.3471 | 301.7733 | WHITEHORSE | YUKON | 10.2551 | 0 | 0 | 10.2551 | 23.4855 | 0 | 0 | 23.4855 | 0 | 0.015024 | 0 | 0 | 0.65934 | 0.08435 | 0.025949 | 0.22679 | 0.081779 | 0.15952 | 0 | 0.0027918 | 0.65934 | 0.062892 | 100.3678 | 0 | Electricity | 22.8 | 0.757 | [5 empty] | 0.138 | 0.21 | 1.9 | 1.9 | 2 | Whitehorse Intl AP | CAN | 5 | 6491 | 60.709 | -135.069 | 7b | 6580 | YT | CAN_YT_Whitehorse.Intl.AP.719640_CWEC2016.epw | 0 | 0.65456 | 0.0032414 | 239.24 | 0 | 201.9337 | 2.7806 | 0.01377 | 1016.3 | 0.1 | 2021-03-27 18:42:53 +0000 | f477b7f5 | 0.2.11 | :adv_dx_units: NECB_Default :analysis_id: 3160af0a-7f39-4875-8471-18cda6cd400b :analysis_name: baseline_2021_03_27 :boiler_eff: NECB_Default :btap_batch_version: 1.0.002 :building_type: Outpatient :compute_environment: aws_batch :datapoint_id: bf96d69e-bbe3-4ff1-86c0-cd8659c8161f :daylighting_type: NECB_Default :dcv_type: NECB_Default :door_construction_cond: NECB_Default :ecm_system_name: NECB_Default :enable_costing: true :epw_file: CAN_YT_Whitehorse.Intl.AP.719640_CWEC2016.epw :erv_package: NECB_Default :ext_floor_cond: NECB_Default :ext_roof_cond: NECB_Default :ext_wall_cond: NECB_Default :fdwr_set: NECB_Default :fixed_wind_solar_trans: NECB_Default :fixed_window_cond: NECB_Default :furnace_eff: NECB_Default :glass_door_cond: NECB_Default :glass_door_solar_trans: NECB_Default :ground_floor_cond: NECB_Default :ground_roof_cond: NECB_Default :ground_wall_cond: NECB_Default :lights_scale: NECB_Default :lights_type: NECB_Default :overhead_door_cond: NECB_Default :primary_heating_fuel: Electricity :pv_ground_azimuth_angle: NECB_Default :pv_ground_module_description: NECB_Default :pv_ground_tilt_angle: NECB_Default :pv_ground_total_area_pv_panels_m2: NECB_Default :pv_ground_type: NECB_Default :rotation_degrees: NECB_Default :run_annual_simulation: true :s3_bucket: '834599497928' :scale_x: NECB_Default :scale_y: NECB_Default :scale_z: NECB_Default :shw_eff: NECB_Default :skylight_cond: NECB_Default :skylight_solar_trans: NECB_Default :srr_set: NECB_Default :template: NECB2017 | 0.00023922 | TRUE | 1399.5096 |  | https://s3.console.aws.amazon.com/s3/buckets/834599497928?region=ca-central-1&prefix=osdev/baseline_2021_03_27/3160af0a-7f39-4875-8471-18cda6cd400b/output/bf96d69e-bbe3-4ff1-86c0-cd8659c8161f/ | 1.0.002 | 0 | 0 |  | 0 | 0 | tier_1 | 0
212 |  |  | NECB_Default | NECB_Default | NECB_Default | NECB_Default | NECB_Default | NECB_Default | NECB_Default | NECB_Default | Outpatient | NECB2017 | CAN_AB_Edmonton.Intl.AP.711230_CWEC2016.epw | Electricity | NECB_Default | NECB_Default | NECB_Default | NECB_Default | NECB_Default | NECB_Default | NECB_Default | NECB_Default | NECB_Default | NECB_Default | NECB_Default | NECB_Default | NECB_Default | NECB_Default | NECB_Default | NECB_Default | NECB_Default | NECB_Default | NECB_Default | NECB_Default | NECB_Default | NECB_Default | NECB_Default | NECB_Default | NECB_Default | NECB_Default | NECB_Default | aws_batch | 834599497928 | [5 empty] | baseline_2021_03_27 | 3160af0a-7f39-4875-8471-18cda6cd400b | TRUE | TRUE | fd5aab2b-ee8d-448e-acc1-0a2a63a80051 |  | 3804.01 | 2926.6316 | 32.5 | Outpatient |  |  | 2 | Outpatient | 3 |  | 3 | NECB2017 | 0.24527 | 11932.1528 | 93.9978 | 34.59 | 73.2845 | 4.9904 | 547.6345 | 340.7719 | EDMONTON | ALBERTA | 139.2554 | 0 | 0 | 139.2554 | 13.1985 | 0 | 0 | 13.1985 | 0 | 0.0295 | 0 | 0 | 0.63454 | 0.097079 | 0.025883 | 0.17651 | 0.081779 | 0.15952 | 0 | 0.003746 | 0.63454 | 0.060173 | 93.8142 | 0 | Electricity | 32.5 | 0.757 | [5 empty] | 0.138 | 0.21 | 1.9 | 1.9 | 2 | Edmonton Intl AP | CAN | 23 | 5588 | 53.31 | -113.579 | 7a | 5120 | AB | CAN_AB_Edmonton.Intl.AP.711230_CWEC2016.epw | 0 | 0.62627 | 0.0031013 | 228.9 | 0 | 201.9337 | 2.7806 | 0.01377 | 1016.3 | 0.1 | 2021-03-27 18:43:13 +0000 | f477b7f5 | 0.2.11 | :adv_dx_units: NECB_Default :analysis_id: 3160af0a-7f39-4875-8471-18cda6cd400b :analysis_name: baseline_2021_03_27 :boiler_eff: NECB_Default :btap_batch_version: 1.0.002 :building_type: Outpatient :compute_environment: aws_batch :datapoint_id: fd5aab2b-ee8d-448e-acc1-0a2a63a80051 :daylighting_type: NECB_Default :dcv_type: NECB_Default :door_construction_cond: NECB_Default :ecm_system_name: NECB_Default :enable_costing: true :epw_file: CAN_AB_Edmonton.Intl.AP.711230_CWEC2016.epw :erv_package: NECB_Default :ext_floor_cond: NECB_Default :ext_roof_cond: NECB_Default :ext_wall_cond: NECB_Default :fdwr_set: NECB_Default :fixed_wind_solar_trans: NECB_Default :fixed_window_cond: NECB_Default :furnace_eff: NECB_Default :glass_door_cond: NECB_Default :glass_door_solar_trans: NECB_Default :ground_floor_cond: NECB_Default :ground_roof_cond: NECB_Default :ground_wall_cond: NECB_Default :lights_scale: NECB_Default :lights_type: NECB_Default :overhead_door_cond: NECB_Default :primary_heating_fuel: Electricity :pv_ground_azimuth_angle: NECB_Default :pv_ground_module_description: NECB_Default :pv_ground_tilt_angle: NECB_Default :pv_ground_total_area_pv_panels_m2: NECB_Default :pv_ground_type: NECB_Default :rotation_degrees: NECB_Default :run_annual_simulation: true :s3_bucket: '834599497928' :scale_x: NECB_Default :scale_y: NECB_Default :scale_z: NECB_Default :shw_eff: NECB_Default :skylight_cond: NECB_Default :skylight_solar_trans: NECB_Default :srr_set: NECB_Default :template: NECB2017 | 0.00035752 | TRUE | 1400.219 |  | https://s3.console.aws.amazon.com/s3/buckets/834599497928?region=ca-central-1&prefix=osdev/baseline_2021_03_27/3160af0a-7f39-4875-8471-18cda6cd400b/output/fd5aab2b-ee8d-448e-acc1-0a2a63a80051/ | 1.0.002 | 0 | 0 |  | 0 | 0 | tier_1 | 0
213 |  |  | NECB_Default | NECB_Default | NECB_Default | NECB_Default | NECB_Default | NECB_Default | NECB_Default | NECB_Default | Outpatient | NECB2017 | CAN_AB_Calgary.Intl.AP.718770_CWEC2016.epw | Electricity | NECB_Default | NECB_Default | NECB_Default | NECB_Default | NECB_Default | NECB_Default | NECB_Default | NECB_Default | NECB_Default | NECB_Default | NECB_Default | NECB_Default | NECB_Default | NECB_Default | NECB_Default | NECB_Default | NECB_Default | NECB_Default | NECB_Default | NECB_Default | NECB_Default | NECB_Default | NECB_Default | NECB_Default | NECB_Default | NECB_Default | NECB_Default | aws_batch | 834599497928 | [5 empty] | baseline_2021_03_27 | 3160af0a-7f39-4875-8471-18cda6cd400b | TRUE | TRUE | 74482c81-ae00-4ac7-9e4c-0d7d0e324062 |  | 3804.01 | 2926.6316 | 33.3 | Outpatient |  |  | 2 | Outpatient | 3 |  | 3 | NECB2017 | 0.24527 | 11932.1528 | 94.0739 | 34.3066 | 72.3771 | 4.9908 | 553.4863 | 347.7379 | CALGARY | ALBERTA | 131.1163 | 0 | 0 | 131.1163 | 12.4271 | 0 | 0 | 12.4271 | 0 | 0.033354 | 0 | 0 | 0.59746 | 0.10206 | 0.025839 | 0.13325 | 0.081779 | 0.15952 | 0 | 0.0036698 | 0.59746 | 0.057576 | 61.0609 | 0 | Electricity | 33.3 | 0.757 | [5 empty] | 0.138 | 0.21 | 1.9 | 1.9 | 2 | Calgary Intl AP | CAN | 64 | 4781 | 51.114 | -114.02 | 7a | 5000 | AB | CAN_AB_Calgary.Intl.AP.718770_CWEC2016.epw | 0 | 0.59923 | 0.0029675 | 219.02 | 0 | 201.9337 | 2.7806 | 0.01377 | 1016.3 | 0.1 | 2021-03-27 18:44:00 +0000 | f477b7f5 | 0.2.11 | :adv_dx_units: NECB_Default :analysis_id: 3160af0a-7f39-4875-8471-18cda6cd400b :analysis_name: baseline_2021_03_27 :boiler_eff: NECB_Default :btap_batch_version: 1.0.002 :building_type: Outpatient :compute_environment: aws_batch :datapoint_id: 74482c81-ae00-4ac7-9e4c-0d7d0e324062 :daylighting_type: NECB_Default :dcv_type: NECB_Default :door_construction_cond: NECB_Default :ecm_system_name: NECB_Default :enable_costing: true :epw_file: CAN_AB_Calgary.Intl.AP.718770_CWEC2016.epw :erv_package: NECB_Default :ext_floor_cond: NECB_Default :ext_roof_cond: NECB_Default :ext_wall_cond: NECB_Default :fdwr_set: NECB_Default :fixed_wind_solar_trans: NECB_Default :fixed_window_cond: NECB_Default :furnace_eff: NECB_Default :glass_door_cond: NECB_Default :glass_door_solar_trans: NECB_Default :ground_floor_cond: NECB_Default :ground_roof_cond: NECB_Default :ground_wall_cond: NECB_Default :lights_scale: NECB_Default :lights_type: NECB_Default :overhead_door_cond: NECB_Default :primary_heating_fuel: Electricity :pv_ground_azimuth_angle: NECB_Default :pv_ground_module_description: NECB_Default :pv_ground_tilt_angle: NECB_Default :pv_ground_total_area_pv_panels_m2: NECB_Default :pv_ground_type: NECB_Default :rotation_degrees: NECB_Default :run_annual_simulation: true :s3_bucket: '834599497928' :scale_x: NECB_Default :scale_y: NECB_Default :scale_z: NECB_Default :shw_eff: NECB_Default :skylight_cond: NECB_Default :skylight_solar_trans: NECB_Default :srr_set: NECB_Default :template: NECB2017 | 0.00041272 | TRUE | 1452.8695 |  | https://s3.console.aws.amazon.com/s3/buckets/834599497928?region=ca-central-1&prefix=osdev/baseline_2021_03_27/3160af0a-7f39-4875-8471-18cda6cd400b/output/74482c81-ae00-4ac7-9e4c-0d7d0e324062/ | 1.0.002 | 0 | 0 |  | 0 | 0 | tier_1 | 0
214 |  |  | NECB_Default | NECB_Default | NECB_Default | NECB_Default | NECB_Default | NECB_Default | NECB_Default | NECB_Default | Outpatient | NECB2017 | CAN_BC_Vancouver.Intl.AP.718920_CWEC2016.epw | Electricity | NECB_Default | NECB_Default | NECB_Default | NECB_Default | NECB_Default | NECB_Default | NECB_Default | NECB_Default | NECB_Default | NECB_Default | NECB_Default | NECB_Default | NECB_Default | NECB_Default | NECB_Default | NECB_Default | NECB_Default | NECB_Default | NECB_Default | NECB_Default | NECB_Default | NECB_Default | NECB_Default | NECB_Default | NECB_Default | NECB_Default | NECB_Default | aws_batch | 834599497928 | [5 empty] | baseline_2021_03_27 | 3160af0a-7f39-4875-8471-18cda6cd400b | TRUE | TRUE | 11b7dfd9-9e1b-470d-90b3-02b3f323e85d |  | 3804.01 | 2926.6316 | 40 | Outpatient |  |  | 2 | Outpatient | 3 |  | 3 | NECB2017 | 0.24527 | 11932.1528 | 88.1367 | 31.29 | 65.6964 | 4.9091 | 488.0771 | 298.045 | VANCOUVER | BRITISH COLUMBIA | 1.5799 | 0 | 0 | 1.5799 | 15.7771 | 0 | 0 | 15.7771 | 0 | 0.03108 | 0 | 0 | 0.5575 | 0.095163 | 0.010113 | 0.12416 | 0.081779 | 0.15952 | 0 | 0.003888 | 0.5575 | 0.051511 | 50.7666 | 0 | Electricity | 40 | 0.757 | [5 empty] | 0.193 | 0.315 | 2.1 | 2.1 | 2 | Vancouver Intl AP | CAN | 42 | 2797 | 49.195 | -123.184 | 4 | 2800 | BC | CAN_BC_Vancouver.Intl.AP.718920_CWEC2016.epw | 0 | 0.53611 | 0.0026736 | 195.95 | 0 | 200.5225 | 2.7806 | 0.013867 | 1016.3 | 0.1 | 2021-03-27 18:43:48 +0000 | f477b7f5 | 0.2.11 | :adv_dx_units: NECB_Default :analysis_id: 3160af0a-7f39-4875-8471-18cda6cd400b :analysis_name: baseline_2021_03_27 :boiler_eff: NECB_Default :btap_batch_version: 1.0.002 :building_type: Outpatient :compute_environment: aws_batch :datapoint_id: 11b7dfd9-9e1b-470d-90b3-02b3f323e85d :daylighting_type: NECB_Default :dcv_type: NECB_Default :door_construction_cond: NECB_Default :ecm_system_name: NECB_Default :enable_costing: true :epw_file: CAN_BC_Vancouver.Intl.AP.718920_CWEC2016.epw :erv_package: NECB_Default :ext_floor_cond: NECB_Default :ext_roof_cond: NECB_Default :ext_wall_cond: NECB_Default :fdwr_set: NECB_Default :fixed_wind_solar_trans: NECB_Default :fixed_window_cond: NECB_Default :furnace_eff: NECB_Default :glass_door_cond: NECB_Default :glass_door_solar_trans: NECB_Default :ground_floor_cond: NECB_Default :ground_roof_cond: NECB_Default :ground_wall_cond: NECB_Default :lights_scale: NECB_Default :lights_type: NECB_Default :overhead_door_cond: NECB_Default :primary_heating_fuel: Electricity :pv_ground_azimuth_angle: NECB_Default :pv_ground_module_description: NECB_Default :pv_ground_tilt_angle: NECB_Default :pv_ground_total_area_pv_panels_m2: NECB_Default :pv_ground_type: NECB_Default :rotation_degrees: NECB_Default :run_annual_simulation: true :s3_bucket: '834599497928' :scale_x: NECB_Default :scale_y: NECB_Default :scale_z: NECB_Default :shw_eff: NECB_Default :skylight_cond: NECB_Default :skylight_solar_trans: NECB_Default :srr_set: NECB_Default :template: NECB2017 | 0.00028128 | TRUE | 1454.317 |  | https://s3.console.aws.amazon.com/s3/buckets/834599497928?region=ca-central-1&prefix=osdev/baseline_2021_03_27/3160af0a-7f39-4875-8471-18cda6cd400b/output/11b7dfd9-9e1b-470d-90b3-02b3f323e85d/ | 1.0.002 | 0 | 0 |  | 0 | 0 | tier_1 | 0
215 |  |  | NECB_Default | NECB_Default | NECB_Default | NECB_Default | NECB_Default | NECB_Default | NECB_Default | NECB_Default | Outpatient | NECB2017 | CAN_ON_Toronto.Pearson.Intl.AP.716240_CWEC2016.epw | Electricity | NECB_Default | NECB_Default | NECB_Default | NECB_Default | NECB_Default | NECB_Default | NECB_Default | NECB_Default | NECB_Default | NECB_Default | NECB_Default | NECB_Default | NECB_Default | NECB_Default | NECB_Default | NECB_Default | NECB_Default | NECB_Default | NECB_Default | NECB_Default | NECB_Default | NECB_Default | NECB_Default | NECB_Default | NECB_Default | NECB_Default | NECB_Default | aws_batch | 834599497928 | [5 empty] | baseline_2021_03_27 | 3160af0a-7f39-4875-8471-18cda6cd400b | TRUE | TRUE | 00a42cb4-b02e-4e63-8fd1-507c32a13af1 |  | 3804.01 | 2926.6316 | 40 | Outpatient |  |  | 2 | Outpatient | 3 |  | 3 | NECB2017 | 0.24527 | 11932.1528 | 100.3985 | 36.5092 | 72.7357 | 5.0019 | 564.1717 | 349.5263 | TORONTO | ONTARIO | 3.3726 | 0 | 0 | 3.3726 | 27.021 | 0 | 0 | 27.021 | 0 | 0.054889 | 0 | 0 | 0.60721 | 0.098215 | 0.025639 | 0.12873 | 0.081779 | 0.15952 | 0 | 0.0049106 | 0.60721 | 0.053026 | 57.548 | 0 | Electricity | 40 | 0.757 | [5 empty] | 0.156 | 0.278 | 1.9 | 1.9 | 2 | Toronto Pearson Intl AP | CAN | 382 | 3615 | 43.677 | -79.631 | 5 | 3890 | ON | CAN_ON_Toronto.Pearson.Intl.AP.716240_CWEC2016.epw | 0 | 0.55187 | 0.0027329 | 201.71 | 0 | 201.9337 | 2.7806 | 0.01377 | 1016.3 | 0.1 | 2021-03-27 18:43:38 +0000 | f477b7f5 | 0.2.11 | :adv_dx_units: NECB_Default :analysis_id: 3160af0a-7f39-4875-8471-18cda6cd400b :analysis_name: baseline_2021_03_27 :boiler_eff: NECB_Default :btap_batch_version: 1.0.002 :building_type: Outpatient :compute_environment: aws_batch :datapoint_id: 00a42cb4-b02e-4e63-8fd1-507c32a13af1 :daylighting_type: NECB_Default :dcv_type: NECB_Default :door_construction_cond: NECB_Default :ecm_system_name: NECB_Default :enable_costing: true :epw_file: CAN_ON_Toronto.Pearson.Intl.AP.716240_CWEC2016.epw :erv_package: NECB_Default :ext_floor_cond: NECB_Default :ext_roof_cond: NECB_Default :ext_wall_cond: NECB_Default :fdwr_set: NECB_Default :fixed_wind_solar_trans: NECB_Default :fixed_window_cond: NECB_Default :furnace_eff: NECB_Default :glass_door_cond: NECB_Default :glass_door_solar_trans: NECB_Default :ground_floor_cond: NECB_Default :ground_roof_cond: NECB_Default :ground_wall_cond: NECB_Default :lights_scale: NECB_Default :lights_type: NECB_Default :overhead_door_cond: NECB_Default :primary_heating_fuel: Electricity :pv_ground_azimuth_angle: NECB_Default :pv_ground_module_description: NECB_Default :pv_ground_tilt_angle: NECB_Default :pv_ground_total_area_pv_panels_m2: NECB_Default :pv_ground_type: NECB_Default :rotation_degrees: NECB_Default :run_annual_simulation: true :s3_bucket: '834599497928' :scale_x: NECB_Default :scale_y: NECB_Default :scale_z: NECB_Default :shw_eff: NECB_Default :skylight_cond: NECB_Default :skylight_solar_trans: NECB_Default :srr_set: NECB_Default :template: NECB2017 | 0.00050473 | TRUE | 1455.8322 |  | https://s3.console.aws.amazon.com/s3/buckets/834599497928?region=ca-central-1&prefix=osdev/baseline_2021_03_27/3160af0a-7f39-4875-8471-18cda6cd400b/output/00a42cb4-b02e-4e63-8fd1-507c32a13af1/ | 1.0.002 | 0 | 0 |  | 0 | 0 | tier_1 | 0
216 |  |  | NECB_Default | NECB_Default | NECB_Default | NECB_Default | NECB_Default | NECB_Default | NECB_Default | NECB_Default | Outpatient | NECB2017 | CAN_NS_Halifax.Dockyard.713280_CWEC2016.epw | Electricity | NECB_Default | NECB_Default | NECB_Default | NECB_Default | NECB_Default | NECB_Default | NECB_Default | NECB_Default | NECB_Default | NECB_Default | NECB_Default | NECB_Default | NECB_Default | NECB_Default | NECB_Default | NECB_Default | NECB_Default | NECB_Default | NECB_Default | NECB_Default | NECB_Default | NECB_Default | NECB_Default | NECB_Default | NECB_Default | NECB_Default | NECB_Default | aws_batch | 834599497928 | [5 empty] | baseline_2021_03_27 | 3160af0a-7f39-4875-8471-18cda6cd400b | TRUE | TRUE | 8bb41f51-8ca7-4ae0-a231-6efcf19d42d2 |  | 3804.01 | 2926.6316 | 40 | Outpatient |  |  | 2 | Outpatient | 3 |  | 3 | NECB2017 | 0.24527 | 11932.1528 | 82.7946 | 31.1416 | 65.4209 | 4.8659 | 497.9186 | 313.6956 | HALIFAX | NOVA SCOTIA | 113.5809 | 0 | 0 | 113.5809 | 22.2753 | 0 | 0 | 22.2753 | 0 | 0.032626 | 0 | 0 | 0.5601 | 0.095986 | 0.025452 | 0.10664 | 0.081779 | 0.15952 | 0 | 0.0038696 | 0.5601 | 0.053922 | 51.3593 | 0 | Electricity | 40 | 0.757 | [5 empty] | 0.156 | 0.247 | 1.9 | 1.9 | 2 | Halifax Dockyard | CAN | 112 | 3647 | 44.655 | -63.577 | 6 | 4000 | NS | CAN_NS_Halifax.Dockyard.713280_CWEC2016.epw | 0 | 0.5612 | 0.0027193 | 205.12 | 0 | 206.3784 | 2.7806 | 0.013473 | 1016.3 | 0.1 | 2021-03-27 18:43:29 +0000 | f477b7f5 | 0.2.11 | :adv_dx_units: NECB_Default :analysis_id: 3160af0a-7f39-4875-8471-18cda6cd400b :analysis_name: baseline_2021_03_27 :boiler_eff: NECB_Default :btap_batch_version: 1.0.002 :building_type: Outpatient :compute_environment: aws_batch :datapoint_id: 8bb41f51-8ca7-4ae0-a231-6efcf19d42d2 :daylighting_type: NECB_Default :dcv_type: NECB_Default :door_construction_cond: NECB_Default :ecm_system_name: NECB_Default :enable_costing: true :epw_file: CAN_NS_Halifax.Dockyard.713280_CWEC2016.epw :erv_package: NECB_Default :ext_floor_cond: NECB_Default :ext_roof_cond: NECB_Default :ext_wall_cond: NECB_Default :fdwr_set: NECB_Default :fixed_wind_solar_trans: NECB_Default :fixed_window_cond: NECB_Default :furnace_eff: NECB_Default :glass_door_cond: NECB_Default :glass_door_solar_trans: NECB_Default :ground_floor_cond: NECB_Default :ground_roof_cond: NECB_Default :ground_wall_cond: NECB_Default :lights_scale: NECB_Default :lights_type: NECB_Default :overhead_door_cond: NECB_Default :primary_heating_fuel: Electricity :pv_ground_azimuth_angle: NECB_Default :pv_ground_module_description: NECB_Default :pv_ground_tilt_angle: NECB_Default :pv_ground_total_area_pv_panels_m2: NECB_Default :pv_ground_type: NECB_Default :rotation_degrees: NECB_Default :run_annual_simulation: true :s3_bucket: '834599497928' :scale_x: NECB_Default :scale_y: NECB_Default :scale_z: NECB_Default :shw_eff: NECB_Default :skylight_cond: NECB_Default :skylight_solar_trans: NECB_Default :srr_set: NECB_Default :template: NECB2017 | 0.00031283 | TRUE | 1457.1407 |  | https://s3.console.aws.amazon.com/s3/buckets/834599497928?region=ca-central-1&prefix=osdev/baseline_2021_03_27/3160af0a-7f39-4875-8471-18cda6cd400b/output/8bb41f51-8ca7-4ae0-a231-6efcf19d42d2/ | 1.0.002 | 0 | 0 |  | 0 | 0 | tier_1 | 0
217 |  |  | NECB_Default | NECB_Default | NECB_Default | NECB_Default | NECB_Default | NECB_Default | NECB_Default | NECB_Default | Outpatient | NECB2017 | CAN_YT_Whitehorse.Intl.AP.719640_CWEC2016.epw | NaturalGas | NECB_Default | NECB_Default | NECB_Default | NECB_Default | NECB_Default | NECB_Default | NECB_Default | NECB_Default | NECB_Default | NECB_Default | NECB_Default | NECB_Default | NECB_Default | NECB_Default | NECB_Default | NECB_Default | NECB_Default | NECB_Default | NECB_Default | NECB_Default | NECB_Default | NECB_Default | NECB_Default | NECB_Default | NECB_Default | NECB_Default | NECB_Default | aws_batch | 834599497928 | [5 empty] | baseline_2021_03_27 | 3160af0a-7f39-4875-8471-18cda6cd400b | TRUE | TRUE | 200fbac0-a76e-4e6f-9fc3-1499c07f9a86 |  | 3804.01 | 2926.6316 | 22.8 | Outpatient |  |  | 2 | Outpatient | 3 |  | 3 | NECB2017 | 0.24527 | 11932.1528 | 77.0406 | 56.6541 | 64.861 | 3.2189 | 485.5404 | 283.7658 | WHITEHORSE | YUKON | 5.8369 | 17.8463 | 0 | 23.6833 | 13.3674 | 3.2529 | 0 | 16.6203 | 0 | 0.0151 | 0 | 0 | 0.37528 | 0.084529 | 0.025949 | 0.27912 | 0.081779 | 0.15952 | 0.35864 | 0.0081598 | 0.73392 | 0.079519 | 31.9162 | 94.247 | Natural Gas | 22.8 | 0.757 | [5 empty] | 0.138 | 0.21 | 1.9 | 1.9 | 2 | Whitehorse Intl AP | CAN | 5 | 6491 | 60.709 | -135.069 | 7b | 6580 | YT | CAN_YT_Whitehorse.Intl.AP.719640_CWEC2016.epw | 0 | 0 | 0 | 0 | 302.49 | 201.9337 | 2.7806 | 0.01377 | 1016.3 | 0.1 | 2021-03-27 18:43:56 +0000 | f477b7f5 | 0.2.11 | :adv_dx_units: NECB_Default :analysis_id: 3160af0a-7f39-4875-8471-18cda6cd400b :analysis_name: baseline_2021_03_27 :boiler_eff: NECB_Default :btap_batch_version: 1.0.002 :building_type: Outpatient :compute_environment: aws_batch :datapoint_id: 200fbac0-a76e-4e6f-9fc3-1499c07f9a86 :daylighting_type: NECB_Default :dcv_type: NECB_Default :door_construction_cond: NECB_Default :ecm_system_name: NECB_Default :enable_costing: true :epw_file: CAN_YT_Whitehorse.Intl.AP.719640_CWEC2016.epw :erv_package: NECB_Default :ext_floor_cond: NECB_Default :ext_roof_cond: NECB_Default :ext_wall_cond: NECB_Default :fdwr_set: NECB_Default :fixed_wind_solar_trans: NECB_Default :fixed_window_cond: NECB_Default :furnace_eff: NECB_Default :glass_door_cond: NECB_Default :glass_door_solar_trans: NECB_Default :ground_floor_cond: NECB_Default :ground_roof_cond: NECB_Default :ground_wall_cond: NECB_Default :lights_scale: NECB_Default :lights_type: NECB_Default :overhead_door_cond: NECB_Default :primary_heating_fuel: NaturalGas :pv_ground_azimuth_angle: NECB_Default :pv_ground_module_description: NECB_Default :pv_ground_tilt_angle: NECB_Default :pv_ground_total_area_pv_panels_m2: NECB_Default :pv_ground_type: NECB_Default :rotation_degrees: NECB_Default :run_annual_simulation: true :s3_bucket: '834599497928' :scale_x: NECB_Default :scale_y: NECB_Default :scale_z: NECB_Default :shw_eff: NECB_Default :skylight_cond: NECB_Default :skylight_solar_trans: NECB_Default :srr_set: NECB_Default :template: NECB2017 | 0.00024185 | TRUE | 1457.8773 |  | https://s3.console.aws.amazon.com/s3/buckets/834599497928?region=ca-central-1&prefix=osdev/baseline_2021_03_27/3160af0a-7f39-4875-8471-18cda6cd400b/output/200fbac0-a76e-4e6f-9fc3-1499c07f9a86/ | 1.0.002 | 0 | 0 |  | 0 | 0 | tier_1 | 0
218 |  |  | NECB_Default | NECB_Default | NECB_Default | NECB_Default | NECB_Default | NECB_Default | NECB_Default | NECB_Default | Outpatient | NECB2017 | CAN_QC_Montreal-Trudeau.Intl.AP.716270_CWEC2016.epw | NaturalGas | NECB_Default | NECB_Default | NECB_Default | NECB_Default | NECB_Default | NECB_Default | NECB_Default | NECB_Default | NECB_Default | NECB_Default | NECB_Default | NECB_Default | NECB_Default | NECB_Default | NECB_Default | NECB_Default | NECB_Default | NECB_Default | NECB_Default | NECB_Default | NECB_Default | NECB_Default | NECB_Default | NECB_Default | NECB_Default | NECB_Default | NECB_Default | aws_batch | 834599497928 | [5 empty] | baseline_2021_03_27 | 3160af0a-7f39-4875-8471-18cda6cd400b | TRUE | TRUE | a086d540-c054-4fb8-b3fe-10ee4116c534 |  | 3804.01 | 2926.6316 | 37.3 | Outpatient |  |  | 2 | Outpatient | 3 |  | 3 | NECB2017 | 0.24527 | 11932.1528 | 93.7277 | 62.7355 | 67.6405 | 3.4786 | 552.5022 | 324.92 | MONTREAL | QUEBEC | 0.16358 | 12.9477 | 0 | 13.1112 | 10.4184 | 3.3915 | 0 | 13.8099 | 0 | 0.050163 | 0 | 0 | 0.42095 | 0.093628 | 0.025652 | 0.19245 | 0.081779 | 0.15952 | 0.2621 | 0.0097371 | 0.68304 | 0.069645 | 40.313 | 71.5318 | Natural Gas | 37.3 | 0.757 | [5 empty] | 0.156 | 0.247 | 1.9 | 1.9 | 2 | Montreal-Trudeau Intl AP | CAN | 323 | 4090 | 45.471 | -73.741 | 6 | 4400 | QC | CAN_QC_Montreal-Trudeau.Intl.AP.716270_CWEC2016.epw | 0 | 0 | 0 | 0 | 264.93 | 201.9337 | 2.7806 | 0.01377 | 1016.3 | 0.1 | 2021-03-27 18:45:00 +0000 | f477b7f5 | 0.2.11 | :adv_dx_units: NECB_Default :analysis_id: 3160af0a-7f39-4875-8471-18cda6cd400b :analysis_name: baseline_2021_03_27 :boiler_eff: NECB_Default :btap_batch_version: 1.0.002 :building_type: Outpatient :compute_environment: aws_batch :datapoint_id: a086d540-c054-4fb8-b3fe-10ee4116c534 :daylighting_type: NECB_Default :dcv_type: NECB_Default :door_construction_cond: NECB_Default :ecm_system_name: NECB_Default :enable_costing: true :epw_file: CAN_QC_Montreal-Trudeau.Intl.AP.716270_CWEC2016.epw :erv_package: NECB_Default :ext_floor_cond: NECB_Default :ext_roof_cond: NECB_Default :ext_wall_cond: NECB_Default :fdwr_set: NECB_Default :fixed_wind_solar_trans: NECB_Default :fixed_window_cond: NECB_Default :furnace_eff: NECB_Default :glass_door_cond: NECB_Default :glass_door_solar_trans: NECB_Default :ground_floor_cond: NECB_Default :ground_roof_cond: NECB_Default :ground_wall_cond: NECB_Default :lights_scale: NECB_Default :lights_type: NECB_Default :overhead_door_cond: NECB_Default :primary_heating_fuel: NaturalGas :pv_ground_azimuth_angle: NECB_Default :pv_ground_module_description: NECB_Default :pv_ground_tilt_angle: NECB_Default :pv_ground_total_area_pv_panels_m2: NECB_Default :pv_ground_type: NECB_Default :rotation_degrees: NECB_Default :run_annual_simulation: true :s3_bucket: '834599497928' :scale_x: NECB_Default :scale_y: NECB_Default :scale_z: NECB_Default :shw_eff: NECB_Default :skylight_cond: NECB_Default :skylight_solar_trans: NECB_Default :srr_set: NECB_Default :template: NECB2017 | 0.00047056 | TRUE | 1517.8077 |  | https://s3.console.aws.amazon.com/s3/buckets/834599497928?region=ca-central-1&prefix=osdev/baseline_2021_03_27/3160af0a-7f39-4875-8471-18cda6cd400b/output/a086d540-c054-4fb8-b3fe-10ee4116c534/ | 1.0.002 | 0 | 0 |  | 0 | 0 | tier_1 | 0
219 |  |  | NECB_Default | NECB_Default | NECB_Default | NECB_Default | NECB_Default | NECB_Default | NECB_Default | NECB_Default | Outpatient | NECB2017 | CAN_BC_Vancouver.Intl.AP.718920_CWEC2016.epw | NaturalGas | NECB_Default | NECB_Default | NECB_Default | NECB_Default | NECB_Default | NECB_Default | NECB_Default | NECB_Default | NECB_Default | NECB_Default | NECB_Default | NECB_Default | NECB_Default | NECB_Default | NECB_Default | NECB_Default | NECB_Default | NECB_Default | NECB_Default | NECB_Default | NECB_Default | NECB_Default | NECB_Default | NECB_Default | NECB_Default | NECB_Default | NECB_Default | aws_batch | 834599497928 | [5 empty] | baseline_2021_03_27 | 3160af0a-7f39-4875-8471-18cda6cd400b | TRUE | TRUE | 09156bef-1826-445d-a288-54bd3c78c244 |  | 3804.01 | 2926.6316 | 40 | Outpatient |  |  | 2 | Outpatient | 3 |  | 3 | NECB2017 | 0.24527 | 11932.1528 | 88.1367 | 57.1985 | 65.6964 | 3.3599 | 498.9354 | 284.5439 | VANCOUVER | BRITISH COLUMBIA | 1.0949 | 10.9941 | 0 | 12.0891 | 10.934 | 2.4664 | 0 | 13.4004 | 0 | 0.031191 | 0 | 0 | 0.38636 | 0.096001 | 0.010113 | 0.15219 | 0.081779 | 0.15952 | 0.21808 | 0.0074763 | 0.60444 | 0.06588 | 34.308 | 37.6974 | Natural Gas | 40 | 0.757 | [5 empty] | 0.193 | 0.315 | 2.1 | 2.1 | 2 | Vancouver Intl AP | CAN | 42 | 2797 | 49.195 | -123.184 | 4 | 2800 | BC | CAN_BC_Vancouver.Intl.AP.718920_CWEC2016.epw | 0 | 0 | 0 | 0 | 250.61 | 200.5225 | 2.7806 | 0.013867 | 1016.3 | 0.1 | 2021-03-27 18:45:04 +0000 | f477b7f5 | 0.2.11 | :adv_dx_units: NECB_Default :analysis_id: 3160af0a-7f39-4875-8471-18cda6cd400b :analysis_name: baseline_2021_03_27 :boiler_eff: NECB_Default :btap_batch_version: 1.0.002 :building_type: Outpatient :compute_environment: aws_batch :datapoint_id: 09156bef-1826-445d-a288-54bd3c78c244 :daylighting_type: NECB_Default :dcv_type: NECB_Default :door_construction_cond: NECB_Default :ecm_system_name: NECB_Default :enable_costing: true :epw_file: CAN_BC_Vancouver.Intl.AP.718920_CWEC2016.epw :erv_package: NECB_Default :ext_floor_cond: NECB_Default :ext_roof_cond: NECB_Default :ext_wall_cond: NECB_Default :fdwr_set: NECB_Default :fixed_wind_solar_trans: NECB_Default :fixed_window_cond: NECB_Default :furnace_eff: NECB_Default :glass_door_cond: NECB_Default :glass_door_solar_trans: NECB_Default :ground_floor_cond: NECB_Default :ground_roof_cond: NECB_Default :ground_wall_cond: NECB_Default :lights_scale: NECB_Default :lights_type: NECB_Default :overhead_door_cond: NECB_Default :primary_heating_fuel: NaturalGas :pv_ground_azimuth_angle: NECB_Default :pv_ground_module_description: NECB_Default :pv_ground_tilt_angle: NECB_Default :pv_ground_total_area_pv_panels_m2: NECB_Default :pv_ground_type: NECB_Default :rotation_degrees: NECB_Default :run_annual_simulation: true :s3_bucket: '834599497928' :scale_x: NECB_Default :scale_y: NECB_Default :scale_z: NECB_Default :shw_eff: NECB_Default :skylight_cond: NECB_Default :skylight_solar_trans: NECB_Default :srr_set: NECB_Default :template: NECB2017 | 0.00028128 | TRUE | 1521.3463 |  | https://s3.console.aws.amazon.com/s3/buckets/834599497928?region=ca-central-1&prefix=osdev/baseline_2021_03_27/3160af0a-7f39-4875-8471-18cda6cd400b/output/09156bef-1826-445d-a288-54bd3c78c244/ | 1.0.002 | 0 | 0 |  | 0 | 0 | tier_1 | 0
220 |  |  | NECB_Default | NECB_Default | NECB_Default | NECB_Default | NECB_Default | NECB_Default | NECB_Default | NECB_Default | Outpatient | NECB2017 | CAN_ON_Toronto.Pearson.Intl.AP.716240_CWEC2016.epw | NaturalGas | NECB_Default | NECB_Default | NECB_Default | NECB_Default | NECB_Default | NECB_Default | NECB_Default | NECB_Default | NECB_Default | NECB_Default | NECB_Default | NECB_Default | NECB_Default | NECB_Default | NECB_Default | NECB_Default | NECB_Default | NECB_Default | NECB_Default | NECB_Default | NECB_Default | NECB_Default | NECB_Default | NECB_Default | NECB_Default | NECB_Default | NECB_Default | aws_batch | 834599497928 | [5 empty] | baseline_2021_03_27 | 3160af0a-7f39-4875-8471-18cda6cd400b | TRUE | TRUE | 585c78f0-2195-4580-b2d6-3684bb3e1d26 |  | 3804.01 | 2926.6316 | 40 | Outpatient |  |  | 2 | Outpatient | 3 |  | 3 | NECB2017 | 0.24527 | 11932.1528 | 100.3985 | 67.4842 | 72.7357 | 3.5499 | 580.0613 | 335.893 | TORONTO | ONTARIO | 2.394 | 11.1471 | 0 | 13.5411 | 19.1807 | 1.9669 | 0 | 21.1476 | 0 | 0.055155 | 0 | 0 | 0.43103 | 0.098662 | 0.025631 | 0.15788 | 0.081779 | 0.15952 | 0.22556 | 0.0097765 | 0.65659 | 0.067679 | 42.1388 | 48.9465 | Natural Gas | 40 | 0.757 | [5 empty] | 0.156 | 0.278 | 1.9 | 1.9 | 2 | Toronto Pearson Intl AP | CAN | 382 | 3615 | 43.677 | -79.631 | 5 | 3890 | ON | CAN_ON_Toronto.Pearson.Intl.AP.716240_CWEC2016.epw | 0 | 0 | 0 | 0 | 257.45 | 201.9337 | 2.7806 | 0.01377 | 1016.3 | 0.1 | 2021-03-27 18:46:16 +0000 | f477b7f5 | 0.2.11 | :adv_dx_units: NECB_Default :analysis_id: 3160af0a-7f39-4875-8471-18cda6cd400b :analysis_name: baseline_2021_03_27 :boiler_eff: NECB_Default :btap_batch_version: 1.0.002 :building_type: Outpatient :compute_environment: aws_batch :datapoint_id: 585c78f0-2195-4580-b2d6-3684bb3e1d26 :daylighting_type: NECB_Default :dcv_type: NECB_Default :door_construction_cond: NECB_Default :ecm_system_name: NECB_Default :enable_costing: true :epw_file: CAN_ON_Toronto.Pearson.Intl.AP.716240_CWEC2016.epw :erv_package: NECB_Default :ext_floor_cond: NECB_Default :ext_roof_cond: NECB_Default :ext_wall_cond: NECB_Default :fdwr_set: NECB_Default :fixed_wind_solar_trans: NECB_Default :fixed_window_cond: NECB_Default :furnace_eff: NECB_Default :glass_door_cond: NECB_Default :glass_door_solar_trans: NECB_Default :ground_floor_cond: NECB_Default :ground_roof_cond: NECB_Default :ground_wall_cond: NECB_Default :lights_scale: NECB_Default :lights_type: NECB_Default :overhead_door_cond: NECB_Default :primary_heating_fuel: NaturalGas :pv_ground_azimuth_angle: NECB_Default :pv_ground_module_description: NECB_Default :pv_ground_tilt_angle: NECB_Default :pv_ground_total_area_pv_panels_m2: NECB_Default :pv_ground_type: NECB_Default :rotation_degrees: NECB_Default :run_annual_simulation: true :s3_bucket: '834599497928' :scale_x: NECB_Default :scale_y: NECB_Default :scale_z: NECB_Default :shw_eff: NECB_Default :skylight_cond: NECB_Default :skylight_solar_trans: NECB_Default :srr_set: NECB_Default :template: NECB2017 | 0.00050473 | TRUE | 1581.2494 |  | https://s3.console.aws.amazon.com/s3/buckets/834599497928?region=ca-central-1&prefix=osdev/baseline_2021_03_27/3160af0a-7f39-4875-8471-18cda6cd400b/output/585c78f0-2195-4580-b2d6-3684bb3e1d26/ | 1.0.002 | 0 | 0 |  | 0 | 0 | tier_1 | 0
221 |  |  | NECB_Default | NECB_Default | NECB_Default | NECB_Default | NECB_Default | NECB_Default | NECB_Default | NECB_Default | Outpatient | NECB2017 | CAN_NS_Halifax.Dockyard.713280_CWEC2016.epw | NaturalGas | NECB_Default | NECB_Default | NECB_Default | NECB_Default | NECB_Default | NECB_Default | NECB_Default | NECB_Default | NECB_Default | NECB_Default | NECB_Default | NECB_Default | NECB_Default | NECB_Default | NECB_Default | NECB_Default | NECB_Default | NECB_Default | NECB_Default | NECB_Default | NECB_Default | NECB_Default | NECB_Default | NECB_Default | NECB_Default | NECB_Default | NECB_Default | aws_batch | 834599497928 | [5 empty] | baseline_2021_03_27 | 3160af0a-7f39-4875-8471-18cda6cd400b | TRUE | TRUE | a52ce3cf-c35c-4558-a041-b63659f5dfb9 |  | 3804.01 | 2926.6316 | 40 | Outpatient |  |  | 2 | Outpatient | 3 |  | 3 | NECB2017 | 0.24527 | 11932.1528 | 82.7946 | 56.9592 | 65.4209 | 3.2957 | 506.5986 | 298.1281 | HALIFAX | NOVA SCOTIA | 81.9914 | 9.9106 | 0 | 91.902 | 16.08 | 2.5015 | 0 | 18.5816 | 0 | 0.032752 | 0 | 0 | 0.40433 | 0.096514 | 0.025434 | 0.13039 | 0.081779 | 0.15952 | 0.19917 | 0.0080179 | 0.60349 | 0.06878 | 34.931 | 42.2813 | Natural Gas | 40 | 0.757 | [5 empty] | 0.156 | 0.247 | 1.9 | 1.9 | 2 | Halifax Dockyard | CAN | 112 | 3647 | 44.655 | -63.577 | 6 | 4000 | NS | CAN_NS_Halifax.Dockyard.713280_CWEC2016.epw | 0 | 0 | 0 | 0 | 261.64 | 206.3784 | 2.7806 | 0.013473 | 1016.3 | 0.1 | 2021-03-27 18:45:35 +0000 | f477b7f5 | 0.2.11 | :adv_dx_units: NECB_Default :analysis_id: 3160af0a-7f39-4875-8471-18cda6cd400b :analysis_name: baseline_2021_03_27 :boiler_eff: NECB_Default :btap_batch_version: 1.0.002 :building_type: Outpatient :compute_environment: aws_batch :datapoint_id: a52ce3cf-c35c-4558-a041-b63659f5dfb9 :daylighting_type: NECB_Default :dcv_type: NECB_Default :door_construction_cond: NECB_Default :ecm_system_name: NECB_Default :enable_costing: true :epw_file: CAN_NS_Halifax.Dockyard.713280_CWEC2016.epw :erv_package: NECB_Default :ext_floor_cond: NECB_Default :ext_roof_cond: NECB_Default :ext_wall_cond: NECB_Default :fdwr_set: NECB_Default :fixed_wind_solar_trans: NECB_Default :fixed_window_cond: NECB_Default :furnace_eff: NECB_Default :glass_door_cond: NECB_Default :glass_door_solar_trans: NECB_Default :ground_floor_cond: NECB_Default :ground_roof_cond: NECB_Default :ground_wall_cond: NECB_Default :lights_scale: NECB_Default :lights_type: NECB_Default :overhead_door_cond: NECB_Default :primary_heating_fuel: NaturalGas :pv_ground_azimuth_angle: NECB_Default :pv_ground_module_description: NECB_Default :pv_ground_tilt_angle: NECB_Default :pv_ground_total_area_pv_panels_m2: NECB_Default :pv_ground_type: NECB_Default :rotation_degrees: NECB_Default :run_annual_simulation: true :s3_bucket: '834599497928' :scale_x: NECB_Default :scale_y: NECB_Default :scale_z: NECB_Default :shw_eff: NECB_Default :skylight_cond: NECB_Default :skylight_solar_trans: NECB_Default :srr_set: NECB_Default :template: NECB2017 | 0.00031283 | TRUE | 1583.0872 |  | https://s3.console.aws.amazon.com/s3/buckets/834599497928?region=ca-central-1&prefix=osdev/baseline_2021_03_27/3160af0a-7f39-4875-8471-18cda6cd400b/output/a52ce3cf-c35c-4558-a041-b63659f5dfb9/ | 1.0.002 | 0 | 0 |  | 0 | 0 | tier_1 | 0
222 |  |  | NECB_Default | NECB_Default | NECB_Default | NECB_Default | NECB_Default | NECB_Default | NECB_Default | NECB_Default | Outpatient | NECB2017 | CAN_AB_Calgary.Intl.AP.718770_CWEC2016.epw | NaturalGas | NECB_Default | NECB_Default | NECB_Default | NECB_Default | NECB_Default | NECB_Default | NECB_Default | NECB_Default | NECB_Default | NECB_Default | NECB_Default | NECB_Default | NECB_Default | NECB_Default | NECB_Default | NECB_Default | NECB_Default | NECB_Default | NECB_Default | NECB_Default | NECB_Default | NECB_Default | NECB_Default | NECB_Default | NECB_Default | NECB_Default | NECB_Default | aws_batch | 834599497928 | [5 empty] | baseline_2021_03_27 | 3160af0a-7f39-4875-8471-18cda6cd400b | TRUE | TRUE | ba4b013f-aa93-4f1a-8ffe-ca51d586252d |  | 3804.01 | 2926.6316 | 33.3 | Outpatient |  |  | 2 | Outpatient | 3 |  | 3 | NECB2017 | 0.24527 | 11932.1528 | 94.0739 | 64.6596 | 72.3771 | 3.492 | 567.647 | 333.0444 | CALGARY | ALBERTA | 90.5479 | 11.9122 | 0 | 102.4601 | 8.5821 | 0.84983 | 0 | 9.4319 | 0 | 0.033636 | 0 | 0 | 0.4126 | 0.10247 | 0.025841 | 0.16289 | 0.081779 | 0.15952 | 0.23607 | 0.0089327 | 0.64867 | 0.073181 | 36.3909 | 57.4549 | Natural Gas | 33.3 | 0.757 | [5 empty] | 0.138 | 0.21 | 1.9 | 1.9 | 2 | Calgary Intl AP | CAN | 64 | 4781 | 51.114 | -114.02 | 7a | 5000 | AB | CAN_AB_Calgary.Intl.AP.718770_CWEC2016.epw | 0 | 0 | 0 | 0 | 278.38 | 201.9337 | 2.7806 | 0.01377 | 1016.3 | 0.1 | 2021-03-27 18:46:18 +0000 | f477b7f5 | 0.2.11 | :adv_dx_units: NECB_Default :analysis_id: 3160af0a-7f39-4875-8471-18cda6cd400b :analysis_name: baseline_2021_03_27 :boiler_eff: NECB_Default :btap_batch_version: 1.0.002 :building_type: Outpatient :compute_environment: aws_batch :datapoint_id: ba4b013f-aa93-4f1a-8ffe-ca51d586252d :daylighting_type: NECB_Default :dcv_type: NECB_Default :door_construction_cond: NECB_Default :ecm_system_name: NECB_Default :enable_costing: true :epw_file: CAN_AB_Calgary.Intl.AP.718770_CWEC2016.epw :erv_package: NECB_Default :ext_floor_cond: NECB_Default :ext_roof_cond: NECB_Default :ext_wall_cond: NECB_Default :fdwr_set: NECB_Default :fixed_wind_solar_trans: NECB_Default :fixed_window_cond: NECB_Default :furnace_eff: NECB_Default :glass_door_cond: NECB_Default :glass_door_solar_trans: NECB_Default :ground_floor_cond: NECB_Default :ground_roof_cond: NECB_Default :ground_wall_cond: NECB_Default :lights_scale: NECB_Default :lights_type: NECB_Default :overhead_door_cond: NECB_Default :primary_heating_fuel: NaturalGas :pv_ground_azimuth_angle: NECB_Default :pv_ground_module_description: NECB_Default :pv_ground_tilt_angle: NECB_Default :pv_ground_total_area_pv_panels_m2: NECB_Default :pv_ground_type: NECB_Default :rotation_degrees: NECB_Default :run_annual_simulation: true :s3_bucket: '834599497928' :scale_x: NECB_Default :scale_y: NECB_Default :scale_z: NECB_Default :shw_eff: NECB_Default :skylight_cond: NECB_Default :skylight_solar_trans: NECB_Default :srr_set: NECB_Default :template: NECB2017 | 0.00042324 | TRUE | 1638.4853 |  | https://s3.console.aws.amazon.com/s3/buckets/834599497928?region=ca-central-1&prefix=osdev/baseline_2021_03_27/3160af0a-7f39-4875-8471-18cda6cd400b/output/ba4b013f-aa93-4f1a-8ffe-ca51d586252d/ | 1.0.002 | 0 | 0 |  | 0 | 0 | tier_1 | 0
223 |  |  | NECB_Default | NECB_Default | NECB_Default | NECB_Default | NECB_Default | NECB_Default | NECB_Default | NECB_Default | Outpatient | NECB2017 | CAN_AB_Edmonton.Intl.AP.711230_CWEC2016.epw | NaturalGas | NECB_Default | NECB_Default | NECB_Default | NECB_Default | NECB_Default | NECB_Default | NECB_Default | NECB_Default | NECB_Default | NECB_Default | NECB_Default | NECB_Default | NECB_Default | NECB_Default | NECB_Default | NECB_Default | NECB_Default | NECB_Default | NECB_Default | NECB_Default | NECB_Default | NECB_Default | NECB_Default | NECB_Default | NECB_Default | NECB_Default | NECB_Default | aws_batch | 834599497928 | [5 empty] | baseline_2021_03_27 | 3160af0a-7f39-4875-8471-18cda6cd400b | TRUE | TRUE | 0e56b094-4331-495b-9310-11c88c1efbfb |  | 3804.01 | 2926.6316 | 32.5 | Outpatient |  |  | 2 | Outpatient | 3 |  | 3 | NECB2017 | 0.24527 | 11932.1528 | 93.9978 | 60.5754 | 73.2845 | 3.4936 | 556.5542 | 325.2029 | EDMONTON | ALBERTA | 88.6949 | 14.844 | 0 | 103.5389 | 8.4064 | 1.059 | 0 | 9.4654 | 0 | 0.029711 | 0 | 0 | 0.40415 | 0.097397 | 0.025878 | 0.21788 | 0.081779 | 0.15952 | 0.29417 | 0.0095058 | 0.69832 | 0.076288 | 35.6893 | 84.6201 | Natural Gas | 32.5 | 0.757 | [5 empty] | 0.138 | 0.21 | 1.9 | 1.9 | 2 | Edmonton Intl AP | CAN | 23 | 5588 | 53.31 | -113.579 | 7a | 5120 | AB | CAN_AB_Edmonton.Intl.AP.711230_CWEC2016.epw | 0 | 0 | 0 | 0 | 290.2 | 201.9337 | 2.7806 | 0.01377 | 1016.3 | 0.1 | 2021-03-27 18:46:55 +0000 | f477b7f5 | 0.2.11 | :adv_dx_units: NECB_Default :analysis_id: 3160af0a-7f39-4875-8471-18cda6cd400b :analysis_name: baseline_2021_03_27 :boiler_eff: NECB_Default :btap_batch_version: 1.0.002 :building_type: Outpatient :compute_environment: aws_batch :datapoint_id: 0e56b094-4331-495b-9310-11c88c1efbfb :daylighting_type: NECB_Default :dcv_type: NECB_Default :door_construction_cond: NECB_Default :ecm_system_name: NECB_Default :enable_costing: true :epw_file: CAN_AB_Edmonton.Intl.AP.711230_CWEC2016.epw :erv_package: NECB_Default :ext_floor_cond: NECB_Default :ext_roof_cond: NECB_Default :ext_wall_cond: NECB_Default :fdwr_set: NECB_Default :fixed_wind_solar_trans: NECB_Default :fixed_window_cond: NECB_Default :furnace_eff: NECB_Default :glass_door_cond: NECB_Default :glass_door_solar_trans: NECB_Default :ground_floor_cond: NECB_Default :ground_roof_cond: NECB_Default :ground_wall_cond: NECB_Default :lights_scale: NECB_Default :lights_type: NECB_Default :overhead_door_cond: NECB_Default :primary_heating_fuel: NaturalGas :pv_ground_azimuth_angle: NECB_Default :pv_ground_module_description: NECB_Default :pv_ground_tilt_angle: NECB_Default :pv_ground_total_area_pv_panels_m2: NECB_Default :pv_ground_type: NECB_Default :rotation_degrees: NECB_Default :run_annual_simulation: true :s3_bucket: '834599497928' :scale_x: NECB_Default :scale_y: NECB_Default :scale_z: NECB_Default :shw_eff: NECB_Default :skylight_cond: NECB_Default :skylight_solar_trans: NECB_Default :srr_set: NECB_Default :template: NECB2017 | 0.00036278 | TRUE | 1640.8327 |  | https://s3.console.aws.amazon.com/s3/buckets/834599497928?region=ca-central-1&prefix=osdev/baseline_2021_03_27/3160af0a-7f39-4875-8471-18cda6cd400b/output/0e56b094-4331-495b-9310-11c88c1efbfb/ | 1.0.002 | 0 | 0 |  | 0 | 0 | tier_1 | 0
224 |  |  | NECB_Default | NECB_Default | NECB_Default | NECB_Default | NECB_Default | NECB_Default | NECB_Default | NECB_Default | Hospital | NECB2017 | CAN_AB_Edmonton.Intl.AP.711230_CWEC2016.epw | Electricity | NECB_Default | NECB_Default | NECB_Default | NECB_Default | NECB_Default | NECB_Default | NECB_Default | NECB_Default | NECB_Default | NECB_Default | NECB_Default | NECB_Default | NECB_Default | NECB_Default | NECB_Default | NECB_Default | NECB_Default | NECB_Default | NECB_Default | NECB_Default | NECB_Default | NECB_Default | NECB_Default | NECB_Default | NECB_Default | NECB_Default | NECB_Default | aws_batch | 834599497928 | [5 empty] | baseline_2021_03_27 | 3160af0a-7f39-4875-8471-18cda6cd400b | TRUE | TRUE | 8727305a-b69d-49d3-9d20-51e39fd12e21 |  | 22436.08 | 9006.9497 | 32.5 | Hospital |  |  | 2 | Hospital | 5 |  | 6 | NECB2017 | 0.10131 | 88900.7399 | 47.019 | 10.5523 | 69.0603 | 5.6299 | 326.4664 | 194.2049 | EDMONTON | ALBERTA | 181.7272 | 0 | 0 | 181.7272 | 17.2239 | 0 | 0 | 17.2239 | 0 | 0.019733 | 0 | 0 | 0.82807 | 0.12047 | 0.030865 | 0.22039 | 0.11637 | 0.2277 | 0 | 0.0014757 | 0.82807 | 0.090991 | 118.29 | 0 | Electricity | 32.5 | 0.757 |  | 0.284 |  |  |  | 0.138 | 0.21 | 1.9 | 1.9 | 2 | Edmonton Intl AP | CAN | 23 | 5588 | 53.31 | -113.579 | 7a | 5120 | AB | CAN_AB_Edmonton.Intl.AP.711230_CWEC2016.epw | 0 | 5.5854 | 0.0034056 | 2041.48 | 0 | 1640.0936 | 25.2193 | 0.015377 | 9217.64 | 0.1 | 2021-03-27 18:56:08 +0000 | f477b7f5 | 0.2.11 | :adv_dx_units: NECB_Default :analysis_id: 3160af0a-7f39-4875-8471-18cda6cd400b :analysis_name: baseline_2021_03_27 :boiler_eff: NECB_Default :btap_batch_version: 1.0.002 :building_type: Hospital :compute_environment: aws_batch :datapoint_id: 8727305a-b69d-49d3-9d20-51e39fd12e21 :daylighting_type: NECB_Default :dcv_type: NECB_Default :door_construction_cond: NECB_Default :ecm_system_name: NECB_Default :enable_costing: true :epw_file: CAN_AB_Edmonton.Intl.AP.711230_CWEC2016.epw :erv_package: NECB_Default :ext_floor_cond: NECB_Default :ext_roof_cond: NECB_Default :ext_wall_cond: NECB_Default :fdwr_set: NECB_Default :fixed_wind_solar_trans: NECB_Default :fixed_window_cond: NECB_Default :furnace_eff: NECB_Default :glass_door_cond: NECB_Default :glass_door_solar_trans: NECB_Default :ground_floor_cond: NECB_Default :ground_roof_cond: NECB_Default :ground_wall_cond: NECB_Default :lights_scale: NECB_Default :lights_type: NECB_Default :overhead_door_cond: NECB_Default :primary_heating_fuel: Electricity :pv_ground_azimuth_angle: NECB_Default :pv_ground_module_description: NECB_Default :pv_ground_tilt_angle: NECB_Default :pv_ground_total_area_pv_panels_m2: NECB_Default :pv_ground_type: NECB_Default :rotation_degrees: NECB_Default :run_annual_simulation: true :s3_bucket: '834599497928' :scale_x: NECB_Default :scale_y: NECB_Default :scale_z: NECB_Default :shw_eff: NECB_Default :skylight_cond: NECB_Default :skylight_solar_trans: NECB_Default :srr_set: NECB_Default :template: NECB2017 | 8.6914e-05 | TRUE | 2242.5514 |  | https://s3.console.aws.amazon.com/s3/buckets/834599497928?region=ca-central-1&prefix=osdev/baseline_2021_03_27/3160af0a-7f39-4875-8471-18cda6cd400b/output/8727305a-b69d-49d3-9d20-51e39fd12e21/ | 1.0.002 | 0 | 0 |  | 0 | 0 | tier_1 | 0
225 |  |  | NECB_Default | NECB_Default | NECB_Default | NECB_Default | NECB_Default | NECB_Default | NECB_Default | NECB_Default | Hospital | NECB2017 | CAN_ON_Toronto.Pearson.Intl.AP.716240_CWEC2016.epw | Electricity | NECB_Default | NECB_Default | NECB_Default | NECB_Default | NECB_Default | NECB_Default | NECB_Default | NECB_Default | NECB_Default | NECB_Default | NECB_Default | NECB_Default | NECB_Default | NECB_Default | NECB_Default | NECB_Default | NECB_Default | NECB_Default | NECB_Default | NECB_Default | NECB_Default | NECB_Default | NECB_Default | NECB_Default | NECB_Default | NECB_Default | NECB_Default | aws_batch | 834599497928 | [5 empty] | baseline_2021_03_27 | 3160af0a-7f39-4875-8471-18cda6cd400b | TRUE | TRUE | 8cdf01e9-ef1b-4288-8a4f-6e1d2bfa72de |  | 22436.08 | 9006.9497 | 40 | Hospital |  |  | 2 | Hospital | 5 |  | 6 | NECB2017 | 0.10131 | 88900.7399 | 50.6975 | 11.5292 | 68.5419 | 5.6313 | 333.0986 | 196.6986 | TORONTO | ONTARIO | 4.3341 | 0 | 0 | 4.3341 | 34.7248 | 0 | 0 | 34.7248 | 0 | 0.060044 | 0 | 0 | 0.78033 | 0.12144 | 0.030968 | 0.14153 | 0.11637 | 0.2277 | 0 | 0.0020289 | 0.78033 | 0.08001 | 73.1231 | 0 | Electricity | 40 | 0.757 |  | 0.379 |  |  |  | 0.156 | 0.278 | 1.9 | 1.9 | 2 | Toronto Pearson Intl AP | CAN | 382 | 3615 | 43.677 | -79.631 | 5 | 3890 | ON | CAN_ON_Toronto.Pearson.Intl.AP.716240_CWEC2016.epw | 0 | 4.9114 | 0.0029075 | 1795.12 | 0 | 1689.2432 | 25.2193 | 0.014929 | 9217.64 | 0.1 | 2021-03-27 18:56:30 +0000 | f477b7f5 | 0.2.11 | :adv_dx_units: NECB_Default :analysis_id: 3160af0a-7f39-4875-8471-18cda6cd400b :analysis_name: baseline_2021_03_27 :boiler_eff: NECB_Default :btap_batch_version: 1.0.002 :building_type: Hospital :compute_environment: aws_batch :datapoint_id: 8cdf01e9-ef1b-4288-8a4f-6e1d2bfa72de :daylighting_type: NECB_Default :dcv_type: NECB_Default :door_construction_cond: NECB_Default :ecm_system_name: NECB_Default :enable_costing: true :epw_file: CAN_ON_Toronto.Pearson.Intl.AP.716240_CWEC2016.epw :erv_package: NECB_Default :ext_floor_cond: NECB_Default :ext_roof_cond: NECB_Default :ext_wall_cond: NECB_Default :fdwr_set: NECB_Default :fixed_wind_solar_trans: NECB_Default :fixed_window_cond: NECB_Default :furnace_eff: NECB_Default :glass_door_cond: NECB_Default :glass_door_solar_trans: NECB_Default :ground_floor_cond: NECB_Default :ground_roof_cond: NECB_Default :ground_wall_cond: NECB_Default :lights_scale: NECB_Default :lights_type: NECB_Default :overhead_door_cond: NECB_Default :primary_heating_fuel: Electricity :pv_ground_azimuth_angle: NECB_Default :pv_ground_module_description: NECB_Default :pv_ground_tilt_angle: NECB_Default :pv_ground_total_area_pv_panels_m2: NECB_Default :pv_ground_type: NECB_Default :rotation_degrees: NECB_Default :run_annual_simulation: true :s3_bucket: '834599497928' :scale_x: NECB_Default :scale_y: NECB_Default :scale_z: NECB_Default :shw_eff: NECB_Default :skylight_cond: NECB_Default :skylight_solar_trans: NECB_Default :srr_set: NECB_Default :template: NECB2017 | 0.00024871 | TRUE | 2244.478 |  | https://s3.console.aws.amazon.com/s3/buckets/834599497928?region=ca-central-1&prefix=osdev/baseline_2021_03_27/3160af0a-7f39-4875-8471-18cda6cd400b/output/8cdf01e9-ef1b-4288-8a4f-6e1d2bfa72de/ | 1.0.002 | 0 | 0 |  | 0 | 0 | tier_1 | 0
226 |  |  | NECB_Default | NECB_Default | NECB_Default | NECB_Default | NECB_Default | NECB_Default | NECB_Default | NECB_Default | Hospital | NECB2017 | CAN_QC_Montreal-Trudeau.Intl.AP.716270_CWEC2016.epw | Electricity | NECB_Default | NECB_Default | NECB_Default | NECB_Default | NECB_Default | NECB_Default | NECB_Default | NECB_Default | NECB_Default | NECB_Default | NECB_Default | NECB_Default | NECB_Default | NECB_Default | NECB_Default | NECB_Default | NECB_Default | NECB_Default | NECB_Default | NECB_Default | NECB_Default | NECB_Default | NECB_Default | NECB_Default | NECB_Default | NECB_Default | NECB_Default | aws_batch | 834599497928 | [5 empty] | baseline_2021_03_27 | 3160af0a-7f39-4875-8471-18cda6cd400b | TRUE | TRUE | 91956b8b-403d-458a-8f88-3d48309a08c6 |  | 22436.08 | 9006.9497 | 37.3 | Hospital |  |  | 2 | Hospital | 5 |  | 6 | NECB2017 | 0.10131 | 88900.7399 | 47.1139 | 11.4645 | 63.7587 | 5.6308 | 321.7339 | 193.766 | MONTREAL | QUEBEC | 0.31747 | 0 | 0 | 0.31747 | 20.2196 | 0 | 0 | 20.2196 | 0 | 0.05468 | 0 | 0 | 0.81695 | 0.11737 | 0.031065 | 0.1851 | 0.11637 | 0.2277 | 0 | 0.0019157 | 0.81695 | 0.082522 | 98.8289 | 0 | Electricity | 37.3 | 0.757 |  | 0.284 |  |  |  | 0.156 | 0.247 | 1.9 | 1.9 | 2 | Montreal-Trudeau Intl AP | CAN | 323 | 4090 | 45.471 | -73.741 | 6 | 4400 | QC | CAN_QC_Montreal-Trudeau.Intl.AP.716270_CWEC2016.epw | 0 | 5.0656 | 0.0029451 | 1851.46 | 0 | 1719.9765 | 25.2193 | 0.014663 | 9217.64 | 0.1 | 2021-03-27 18:56:35 +0000 | f477b7f5 | 0.2.11 | :adv_dx_units: NECB_Default :analysis_id: 3160af0a-7f39-4875-8471-18cda6cd400b :analysis_name: baseline_2021_03_27 :boiler_eff: NECB_Default :btap_batch_version: 1.0.002 :building_type: Hospital :compute_environment: aws_batch :datapoint_id: 91956b8b-403d-458a-8f88-3d48309a08c6 :daylighting_type: NECB_Default :dcv_type: NECB_Default :door_construction_cond: NECB_Default :ecm_system_name: NECB_Default :enable_costing: true :epw_file: CAN_QC_Montreal-Trudeau.Intl.AP.716270_CWEC2016.epw :erv_package: NECB_Default :ext_floor_cond: NECB_Default :ext_roof_cond: NECB_Default :ext_wall_cond: NECB_Default :fdwr_set: NECB_Default :fixed_wind_solar_trans: NECB_Default :fixed_window_cond: NECB_Default :furnace_eff: NECB_Default :glass_door_cond: NECB_Default :glass_door_solar_trans: NECB_Default :ground_floor_cond: NECB_Default :ground_roof_cond: NECB_Default :ground_wall_cond: NECB_Default :lights_scale: NECB_Default :lights_type: NECB_Default :overhead_door_cond: NECB_Default :primary_heating_fuel: Electricity :pv_ground_azimuth_angle: NECB_Default :pv_ground_module_description: NECB_Default :pv_ground_tilt_angle: NECB_Default :pv_ground_total_area_pv_panels_m2: NECB_Default :pv_ground_type: NECB_Default :rotation_degrees: NECB_Default :run_annual_simulation: true :s3_bucket: '834599497928' :scale_x: NECB_Default :scale_y: NECB_Default :scale_z: NECB_Default :shw_eff: NECB_Default :skylight_cond: NECB_Default :skylight_solar_trans: NECB_Default :srr_set: NECB_Default :template: NECB2017 | 0.000234 | TRUE | 2245.8799 |  | https://s3.console.aws.amazon.com/s3/buckets/834599497928?region=ca-central-1&prefix=osdev/baseline_2021_03_27/3160af0a-7f39-4875-8471-18cda6cd400b/output/91956b8b-403d-458a-8f88-3d48309a08c6/ | 1.0.002 | 0 | 0 |  | 0 | 0 | tier_1 | 0
227 |  |  | NECB_Default | NECB_Default | NECB_Default | NECB_Default | NECB_Default | NECB_Default | NECB_Default | NECB_Default | Hospital | NECB2017 | CAN_AB_Calgary.Intl.AP.718770_CWEC2016.epw | Electricity | NECB_Default | NECB_Default | NECB_Default | NECB_Default | NECB_Default | NECB_Default | NECB_Default | NECB_Default | NECB_Default | NECB_Default | NECB_Default | NECB_Default | NECB_Default | NECB_Default | NECB_Default | NECB_Default | NECB_Default | NECB_Default | NECB_Default | NECB_Default | NECB_Default | NECB_Default | NECB_Default | NECB_Default | NECB_Default | NECB_Default | NECB_Default | aws_batch | 834599497928 | [5 empty] | baseline_2021_03_27 | 3160af0a-7f39-4875-8471-18cda6cd400b | TRUE | TRUE | 2433d1bf-1282-4cbf-85c0-ed9db99a2076 |  | 22436.08 | 9006.9497 | 33.3 | Hospital |  |  | 2 | Hospital | 5 |  | 6 | NECB2017 | 0.10131 | 88900.7399 | 47.1059 | 10.4882 | 68.202 | 5.6345 | 326.4529 | 195.0224 | CALGARY | ALBERTA | 166.5228 | 0 | 0 | 166.5228 | 15.7829 | 0 | 0 | 15.7829 | 0 | 0.022614 | 0 | 0 | 0.75879 | 0.12546 | 0.030684 | 0.14736 | 0.11637 | 0.2277 | 0 | 0.0015145 | 0.75879 | 0.087001 | 81.7413 | 0 | Electricity | 33.3 | 0.757 |  | 0.284 |  |  |  | 0.138 | 0.21 | 1.9 | 1.9 | 2 | Calgary Intl AP | CAN | 64 | 4781 | 51.114 | -114.02 | 7a | 5000 | AB | CAN_AB_Calgary.Intl.AP.718770_CWEC2016.epw | 0 | 5.3405 | 0.0032729 | 1951.97 | 0 | 1631.7294 | 25.2193 | 0.015456 | 9217.64 | 0.1 | 2021-03-27 18:56:22 +0000 | f477b7f5 | 0.2.11 | :adv_dx_units: NECB_Default :analysis_id: 3160af0a-7f39-4875-8471-18cda6cd400b :analysis_name: baseline_2021_03_27 :boiler_eff: NECB_Default :btap_batch_version: 1.0.002 :building_type: Hospital :compute_environment: aws_batch :datapoint_id: 2433d1bf-1282-4cbf-85c0-ed9db99a2076 :daylighting_type: NECB_Default :dcv_type: NECB_Default :door_construction_cond: NECB_Default :ecm_system_name: NECB_Default :enable_costing: true :epw_file: CAN_AB_Calgary.Intl.AP.718770_CWEC2016.epw :erv_package: NECB_Default :ext_floor_cond: NECB_Default :ext_roof_cond: NECB_Default :ext_wall_cond: NECB_Default :fdwr_set: NECB_Default :fixed_wind_solar_trans: NECB_Default :fixed_window_cond: NECB_Default :furnace_eff: NECB_Default :glass_door_cond: NECB_Default :glass_door_solar_trans: NECB_Default :ground_floor_cond: NECB_Default :ground_roof_cond: NECB_Default :ground_wall_cond: NECB_Default :lights_scale: NECB_Default :lights_type: NECB_Default :overhead_door_cond: NECB_Default :primary_heating_fuel: Electricity :pv_ground_azimuth_angle: NECB_Default :pv_ground_module_description: NECB_Default :pv_ground_tilt_angle: NECB_Default :pv_ground_total_area_pv_panels_m2: NECB_Default :pv_ground_type: NECB_Default :rotation_degrees: NECB_Default :run_annual_simulation: true :s3_bucket: '834599497928' :scale_x: NECB_Default :scale_y: NECB_Default :scale_z: NECB_Default :shw_eff: NECB_Default :skylight_cond: NECB_Default :skylight_solar_trans: NECB_Default :srr_set: NECB_Default :template: NECB2017 | 9.4936e-05 | TRUE | 2246.3971 |  | https://s3.console.aws.amazon.com/s3/buckets/834599497928?region=ca-central-1&prefix=osdev/baseline_2021_03_27/3160af0a-7f39-4875-8471-18cda6cd400b/output/2433d1bf-1282-4cbf-85c0-ed9db99a2076/ | 1.0.002 | 0 | 0 |  | 0 | 0 | tier_1 | 0
228 |  |  | NECB_Default | NECB_Default | NECB_Default | NECB_Default | NECB_Default | NECB_Default | NECB_Default | NECB_Default | Hospital | NECB2017 | CAN_NS_Halifax.Dockyard.713280_CWEC2016.epw | Electricity | NECB_Default | NECB_Default | NECB_Default | NECB_Default | NECB_Default | NECB_Default | NECB_Default | NECB_Default | NECB_Default | NECB_Default | NECB_Default | NECB_Default | NECB_Default | NECB_Default | NECB_Default | NECB_Default | NECB_Default | NECB_Default | NECB_Default | NECB_Default | NECB_Default | NECB_Default | NECB_Default | NECB_Default | NECB_Default | NECB_Default | NECB_Default | aws_batch | 834599497928 | [5 empty] | baseline_2021_03_27 | 3160af0a-7f39-4875-8471-18cda6cd400b | TRUE | TRUE | f1378b41-520d-4314-bdd0-32ccc8a26e71 |  | 22436.08 | 9006.9497 | 40 | Hospital |  |  | 2 | Hospital | 5 |  | 6 | NECB2017 | 0.10131 | 88900.7399 | 41.6608 | 9.5177 | 61.6732 | 5.5792 | 300.0439 | 181.6129 | HALIFAX | NOVA SCOTIA | 147.7274 | 0 | 0 | 147.7274 | 28.9721 | 0 | 0 | 28.9721 | 0 | 0.028695 | 0 | 0 | 0.72849 | 0.11875 | 0.031382 | 0.12239 | 0.11637 | 0.2277 | 0 | 0.0016777 | 0.72849 | 0.08139 | 66.9194 | 0 | Electricity | 40 | 0.757 |  | 0.284 |  |  |  | 0.156 | 0.247 | 1.9 | 1.9 | 2 | Halifax Dockyard | CAN | 112 | 3647 | 44.655 | -63.577 | 6 | 4000 | NS | CAN_NS_Halifax.Dockyard.713280_CWEC2016.epw | 0 | 4.9961 | 0.003159 | 1826.07 | 0 | 1581.5383 | 25.2193 | 0.015946 | 9217.64 | 0.1 | 2021-03-27 18:56:35 +0000 | f477b7f5 | 0.2.11 | :adv_dx_units: NECB_Default :analysis_id: 3160af0a-7f39-4875-8471-18cda6cd400b :analysis_name: baseline_2021_03_27 :boiler_eff: NECB_Default :btap_batch_version: 1.0.002 :building_type: Hospital :compute_environment: aws_batch :datapoint_id: f1378b41-520d-4314-bdd0-32ccc8a26e71 :daylighting_type: NECB_Default :dcv_type: NECB_Default :door_construction_cond: NECB_Default :ecm_system_name: NECB_Default :enable_costing: true :epw_file: CAN_NS_Halifax.Dockyard.713280_CWEC2016.epw :erv_package: NECB_Default :ext_floor_cond: NECB_Default :ext_roof_cond: NECB_Default :ext_wall_cond: NECB_Default :fdwr_set: NECB_Default :fixed_wind_solar_trans: NECB_Default :fixed_window_cond: NECB_Default :furnace_eff: NECB_Default :glass_door_cond: NECB_Default :glass_door_solar_trans: NECB_Default :ground_floor_cond: NECB_Default :ground_roof_cond: NECB_Default :ground_wall_cond: NECB_Default :lights_scale: NECB_Default :lights_type: NECB_Default :overhead_door_cond: NECB_Default :primary_heating_fuel: Electricity :pv_ground_azimuth_angle: NECB_Default :pv_ground_module_description: NECB_Default :pv_ground_tilt_angle: NECB_Default :pv_ground_total_area_pv_panels_m2: NECB_Default :pv_ground_type: NECB_Default :rotation_degrees: NECB_Default :run_annual_simulation: true :s3_bucket: '834599497928' :scale_x: NECB_Default :scale_y: NECB_Default :scale_z: NECB_Default :shw_eff: NECB_Default :skylight_cond: NECB_Default :skylight_solar_trans: NECB_Default :srr_set: NECB_Default :template: NECB2017 | 0.00014307 | TRUE | 2247.0837 |  | https://s3.console.aws.amazon.com/s3/buckets/834599497928?region=ca-central-1&prefix=osdev/baseline_2021_03_27/3160af0a-7f39-4875-8471-18cda6cd400b/output/f1378b41-520d-4314-bdd0-32ccc8a26e71/ | 1.0.002 | 0 | 0 |  | 0 | 0 | tier_1 | 0
229 |  |  | NECB_Default | NECB_Default | NECB_Default | NECB_Default | NECB_Default | NECB_Default | NECB_Default | NECB_Default | Hospital | NECB2017 | CAN_YT_Whitehorse.Intl.AP.719640_CWEC2016.epw | Electricity | NECB_Default | NECB_Default | NECB_Default | NECB_Default | NECB_Default | NECB_Default | NECB_Default | NECB_Default | NECB_Default | NECB_Default | NECB_Default | NECB_Default | NECB_Default | NECB_Default | NECB_Default | NECB_Default | NECB_Default | NECB_Default | NECB_Default | NECB_Default | NECB_Default | NECB_Default | NECB_Default | NECB_Default | NECB_Default | NECB_Default | NECB_Default | aws_batch | 834599497928 | [5 empty] | baseline_2021_03_27 | 3160af0a-7f39-4875-8471-18cda6cd400b | TRUE | TRUE | 3b086f6c-a577-46c9-90e7-29defa1ec404 |  | 22436.08 | 9006.9497 | 22.8 | Hospital |  |  | 2 | Hospital | 5 |  | 6 | NECB2017 | 0.10131 | 88900.7399 | 38.7167 | 7.6352 | 61.1913 | 5.5341 | 295.9512 | 182.8739 | WHITEHORSE | YUKON | 14.0723 | 0 | 0 | 14.0723 | 32.2275 | 0 | 0 | 32.2275 | 0 | 0.0080754 | 0 | 0 | 0.90476 | 0.11013 | 0.033739 | 0.31242 | 0.11637 | 0.2277 | 0 | 0.0011379 | 0.90476 | 0.095165 | 132.5465 | 0 | Electricity | 22.8 | 0.757 |  | 0.284 |  |  |  | 0.138 | 0.21 | 1.9 | 1.9 | 2 | Whitehorse Intl AP | CAN | 5 | 6491 | 60.709 | -135.069 | 7b | 6580 | YT | CAN_YT_Whitehorse.Intl.AP.719640_CWEC2016.epw | 0 | 5.8416 | 0.0040117 | 2135.12 | 0 | 1456.1401 | 25.2193 | 0.017319 | 9217.64 | 0.1 | 2021-03-27 18:56:40 +0000 | f477b7f5 | 0.2.11 | :adv_dx_units: NECB_Default :analysis_id: 3160af0a-7f39-4875-8471-18cda6cd400b :analysis_name: baseline_2021_03_27 :boiler_eff: NECB_Default :btap_batch_version: 1.0.002 :building_type: Hospital :compute_environment: aws_batch :datapoint_id: 3b086f6c-a577-46c9-90e7-29defa1ec404 :daylighting_type: NECB_Default :dcv_type: NECB_Default :door_construction_cond: NECB_Default :ecm_system_name: NECB_Default :enable_costing: true :epw_file: CAN_YT_Whitehorse.Intl.AP.719640_CWEC2016.epw :erv_package: NECB_Default :ext_floor_cond: NECB_Default :ext_roof_cond: NECB_Default :ext_wall_cond: NECB_Default :fdwr_set: NECB_Default :fixed_wind_solar_trans: NECB_Default :fixed_window_cond: NECB_Default :furnace_eff: NECB_Default :glass_door_cond: NECB_Default :glass_door_solar_trans: NECB_Default :ground_floor_cond: NECB_Default :ground_roof_cond: NECB_Default :ground_wall_cond: NECB_Default :lights_scale: NECB_Default :lights_type: NECB_Default :overhead_door_cond: NECB_Default :primary_heating_fuel: Electricity :pv_ground_azimuth_angle: NECB_Default :pv_ground_module_description: NECB_Default :pv_ground_tilt_angle: NECB_Default :pv_ground_total_area_pv_panels_m2: NECB_Default :pv_ground_type: NECB_Default :rotation_degrees: NECB_Default :run_annual_simulation: true :s3_bucket: '834599497928' :scale_x: NECB_Default :scale_y: NECB_Default :scale_z: NECB_Default :shw_eff: NECB_Default :skylight_cond: NECB_Default :skylight_solar_trans: NECB_Default :srr_set: NECB_Default :template: NECB2017 | 2.8525e-05 | TRUE | 2303.6696 |  | https://s3.console.aws.amazon.com/s3/buckets/834599497928?region=ca-central-1&prefix=osdev/baseline_2021_03_27/3160af0a-7f39-4875-8471-18cda6cd400b/output/3b086f6c-a577-46c9-90e7-29defa1ec404/ | 1.0.002 | 0 | 0 |  | 0 | 0 | tier_1 | 0
230 |  |  | NECB_Default | NECB_Default | NECB_Default | NECB_Default | NECB_Default | NECB_Default | NECB_Default | NECB_Default | Hospital | NECB2017 | CAN_ON_Toronto.Pearson.Intl.AP.716240_CWEC2016.epw | NaturalGas | NECB_Default | NECB_Default | NECB_Default | NECB_Default | NECB_Default | NECB_Default | NECB_Default | NECB_Default | NECB_Default | NECB_Default | NECB_Default | NECB_Default | NECB_Default | NECB_Default | NECB_Default | NECB_Default | NECB_Default | NECB_Default | NECB_Default | NECB_Default | NECB_Default | NECB_Default | NECB_Default | NECB_Default | NECB_Default | NECB_Default | NECB_Default | aws_batch | 834599497928 | [5 empty] | baseline_2021_03_27 | 3160af0a-7f39-4875-8471-18cda6cd400b | TRUE | TRUE | f3ccbf96-dc20-4a56-8299-a1c8cfb2c4d1 |  | 22436.08 | 9006.9497 | 40 | Hospital |  |  | 2 | Hospital | 5 |  | 6 | NECB2017 | 0.10131 | 88900.7399 | 50.6975 | 19.6597 | 68.5419 | 1.6406 | 316.4487 | 175.909 | TORONTO | ONTARIO | 3.1097 | 15.431 | 0 | 18.5407 | 24.9148 | 2.7228 | 0 | 27.6376 | 0 | 0.060996 | 0 | 0 | 0.55988 | 0.12151 | 0.030967 | 0.20994 | 0.11637 | 0.2277 | 0.31225 | 0.0020971 | 0.87213 | 0.10231 | 42.9331 | 77.0272 | Natural Gas | 40 | 0.757 |  | 0.379 |  |  |  | 0.156 | 0.278 | 1.9 | 1.9 | 2 | Toronto Pearson Intl AP | CAN | 382 | 3615 | 43.677 | -79.631 | 5 | 3890 | ON | CAN_ON_Toronto.Pearson.Intl.AP.716240_CWEC2016.epw | 0 | 0 | 0 | 0 | 2295.48 | 1689.2432 | 25.2193 | 0.014929 | 9217.64 | 0.1 | 2021-03-27 18:58:32 +0000 | f477b7f5 | 0.2.11 | :adv_dx_units: NECB_Default :analysis_id: 3160af0a-7f39-4875-8471-18cda6cd400b :analysis_name: baseline_2021_03_27 :boiler_eff: NECB_Default :btap_batch_version: 1.0.002 :building_type: Hospital :compute_environment: aws_batch :datapoint_id: f3ccbf96-dc20-4a56-8299-a1c8cfb2c4d1 :daylighting_type: NECB_Default :dcv_type: NECB_Default :door_construction_cond: NECB_Default :ecm_system_name: NECB_Default :enable_costing: true :epw_file: CAN_ON_Toronto.Pearson.Intl.AP.716240_CWEC2016.epw :erv_package: NECB_Default :ext_floor_cond: NECB_Default :ext_roof_cond: NECB_Default :ext_wall_cond: NECB_Default :fdwr_set: NECB_Default :fixed_wind_solar_trans: NECB_Default :fixed_window_cond: NECB_Default :furnace_eff: NECB_Default :glass_door_cond: NECB_Default :glass_door_solar_trans: NECB_Default :ground_floor_cond: NECB_Default :ground_roof_cond: NECB_Default :ground_wall_cond: NECB_Default :lights_scale: NECB_Default :lights_type: NECB_Default :overhead_door_cond: NECB_Default :primary_heating_fuel: NaturalGas :pv_ground_azimuth_angle: NECB_Default :pv_ground_module_description: NECB_Default :pv_ground_tilt_angle: NECB_Default :pv_ground_total_area_pv_panels_m2: NECB_Default :pv_ground_type: NECB_Default :rotation_degrees: NECB_Default :run_annual_simulation: true :s3_bucket: '834599497928' :scale_x: NECB_Default :scale_y: NECB_Default :scale_z: NECB_Default :shw_eff: NECB_Default :skylight_cond: NECB_Default :skylight_solar_trans: NECB_Default :srr_set: NECB_Default :template: NECB2017 | 0.00024871 | TRUE | 2364.6409 |  | https://s3.console.aws.amazon.com/s3/buckets/834599497928?region=ca-central-1&prefix=osdev/baseline_2021_03_27/3160af0a-7f39-4875-8471-18cda6cd400b/output/f3ccbf96-dc20-4a56-8299-a1c8cfb2c4d1/ | 1.0.002 | 0 | 0 |  | 0 | 0 | tier_1 | 0
231 |  |  | NECB_Default | NECB_Default | NECB_Default | NECB_Default | NECB_Default | NECB_Default | NECB_Default | NECB_Default | Hospital | NECB2017 | CAN_QC_Montreal-Trudeau.Intl.AP.716270_CWEC2016.epw | NaturalGas | NECB_Default | NECB_Default | NECB_Default | NECB_Default | NECB_Default | NECB_Default | NECB_Default | NECB_Default | NECB_Default | NECB_Default | NECB_Default | NECB_Default | NECB_Default | NECB_Default | NECB_Default | NECB_Default | NECB_Default | NECB_Default | NECB_Default | NECB_Default | NECB_Default | NECB_Default | NECB_Default | NECB_Default | NECB_Default | NECB_Default | NECB_Default | aws_batch | 834599497928 | [5 empty] | baseline_2021_03_27 | 3160af0a-7f39-4875-8471-18cda6cd400b | TRUE | TRUE | b5da48a1-2f14-4cd1-b0b0-00a339e3c89c |  | 22436.08 | 9006.9497 | 37.3 | Hospital |  |  | 2 | Hospital | 5 |  | 6 | NECB2017 | 0.10131 | 88900.7399 | 47.1139 | 19.4856 | 63.7587 | 1.6278 | 304.0906 | 172.1046 | MONTREAL | QUEBEC | 0.21385 | 18.7075 | 0 | 18.9214 | 13.6203 | 4.9003 | 0 | 18.5206 | 0 | 0.055542 | 0 | 0 | 0.55031 | 0.11742 | 0.031059 | 0.27331 | 0.11637 | 0.2277 | 0.37869 | 0.0019901 | 0.92901 | 0.10539 | 41.4516 | 109.1123 | Natural Gas | 37.3 | 0.757 |  | 0.284 |  |  |  | 0.156 | 0.247 | 1.9 | 1.9 | 2 | Montreal-Trudeau Intl AP | CAN | 323 | 4090 | 45.471 | -73.741 | 6 | 4400 | QC | CAN_QC_Montreal-Trudeau.Intl.AP.716270_CWEC2016.epw | 0 | 0 | 0 | 0 | 2364.47 | 1719.9765 | 25.2193 | 0.014663 | 9217.64 | 0.1 | 2021-03-27 18:58:31 +0000 | f477b7f5 | 0.2.11 | :adv_dx_units: NECB_Default :analysis_id: 3160af0a-7f39-4875-8471-18cda6cd400b :analysis_name: baseline_2021_03_27 :boiler_eff: NECB_Default :btap_batch_version: 1.0.002 :building_type: Hospital :compute_environment: aws_batch :datapoint_id: b5da48a1-2f14-4cd1-b0b0-00a339e3c89c :daylighting_type: NECB_Default :dcv_type: NECB_Default :door_construction_cond: NECB_Default :ecm_system_name: NECB_Default :enable_costing: true :epw_file: CAN_QC_Montreal-Trudeau.Intl.AP.716270_CWEC2016.epw :erv_package: NECB_Default :ext_floor_cond: NECB_Default :ext_roof_cond: NECB_Default :ext_wall_cond: NECB_Default :fdwr_set: NECB_Default :fixed_wind_solar_trans: NECB_Default :fixed_window_cond: NECB_Default :furnace_eff: NECB_Default :glass_door_cond: NECB_Default :glass_door_solar_trans: NECB_Default :ground_floor_cond: NECB_Default :ground_roof_cond: NECB_Default :ground_wall_cond: NECB_Default :lights_scale: NECB_Default :lights_type: NECB_Default :overhead_door_cond: NECB_Default :primary_heating_fuel: NaturalGas :pv_ground_azimuth_angle: NECB_Default :pv_ground_module_description: NECB_Default :pv_ground_tilt_angle: NECB_Default :pv_ground_total_area_pv_panels_m2: NECB_Default :pv_ground_type: NECB_Default :rotation_degrees: NECB_Default :run_annual_simulation: true :s3_bucket: '834599497928' :scale_x: NECB_Default :scale_y: NECB_Default :scale_z: NECB_Default :shw_eff: NECB_Default :skylight_cond: NECB_Default :skylight_solar_trans: NECB_Default :srr_set: NECB_Default :template: NECB2017 | 0.000234 | TRUE | 2368.4585 |  | https://s3.console.aws.amazon.com/s3/buckets/834599497928?region=ca-central-1&prefix=osdev/baseline_2021_03_27/3160af0a-7f39-4875-8471-18cda6cd400b/output/b5da48a1-2f14-4cd1-b0b0-00a339e3c89c/ | 1.0.002 | 0 | 0 |  | 0 | 0 | tier_1 | 0
232 |  |  | NECB_Default | NECB_Default | NECB_Default | NECB_Default | NECB_Default | NECB_Default | NECB_Default | NECB_Default | Hospital | NECB2017 | CAN_YT_Whitehorse.Intl.AP.719640_CWEC2016.epw | NaturalGas | NECB_Default | NECB_Default | NECB_Default | NECB_Default | NECB_Default | NECB_Default | NECB_Default | NECB_Default | NECB_Default | NECB_Default | NECB_Default | NECB_Default | NECB_Default | NECB_Default | NECB_Default | NECB_Default | NECB_Default | NECB_Default | NECB_Default | NECB_Default | NECB_Default | NECB_Default | NECB_Default | NECB_Default | NECB_Default | NECB_Default | NECB_Default | aws_batch | 834599497928 | [5 empty] | baseline_2021_03_27 | 3160af0a-7f39-4875-8471-18cda6cd400b | TRUE | TRUE | df64d22c-d456-46dd-808f-382c8a838e4b |  | 22436.08 | 9006.9497 | 22.8 | Hospital |  |  | 2 | Hospital | 5 |  | 6 | NECB2017 | 0.10131 | 88900.7399 | 38.7167 | 13.0384 | 61.1913 | 1.5549 | 271.8509 | 157.3496 | WHITEHORSE | YUKON | 7.7558 | 27.9779 | 0 | 35.7336 | 17.7617 | 5.0996 | 0 | 22.8613 | 0 | 0.0081703 | 0 | 0 | 0.49864 | 0.11017 | 0.033744 | 0.44136 | 0.11637 | 0.2277 | 0.56225 | 0.0024608 | 1.0609 | 0.1209 | 31.7049 | 142.4138 | Natural Gas | 22.8 | 0.757 |  | 0.284 |  |  |  | 0.138 | 0.21 | 1.9 | 1.9 | 2 | Whitehorse Intl AP | CAN | 5 | 6491 | 60.709 | -135.069 | 7b | 6580 | YT | CAN_YT_Whitehorse.Intl.AP.719640_CWEC2016.epw | 0 | 0 | 0 | 0 | 2712.41 | 1456.1401 | 25.2193 | 0.017319 | 9217.64 | 0.1 | 2021-03-27 18:57:43 +0000 | f477b7f5 | 0.2.11 | :adv_dx_units: NECB_Default :analysis_id: 3160af0a-7f39-4875-8471-18cda6cd400b :analysis_name: baseline_2021_03_27 :boiler_eff: NECB_Default :btap_batch_version: 1.0.002 :building_type: Hospital :compute_environment: aws_batch :datapoint_id: df64d22c-d456-46dd-808f-382c8a838e4b :daylighting_type: NECB_Default :dcv_type: NECB_Default :door_construction_cond: NECB_Default :ecm_system_name: NECB_Default :enable_costing: true :epw_file: CAN_YT_Whitehorse.Intl.AP.719640_CWEC2016.epw :erv_package: NECB_Default :ext_floor_cond: NECB_Default :ext_roof_cond: NECB_Default :ext_wall_cond: NECB_Default :fdwr_set: NECB_Default :fixed_wind_solar_trans: NECB_Default :fixed_window_cond: NECB_Default :furnace_eff: NECB_Default :glass_door_cond: NECB_Default :glass_door_solar_trans: NECB_Default :ground_floor_cond: NECB_Default :ground_roof_cond: NECB_Default :ground_wall_cond: NECB_Default :lights_scale: NECB_Default :lights_type: NECB_Default :overhead_door_cond: NECB_Default :primary_heating_fuel: NaturalGas :pv_ground_azimuth_angle: NECB_Default :pv_ground_module_description: NECB_Default :pv_ground_tilt_angle: NECB_Default :pv_ground_total_area_pv_panels_m2: NECB_Default :pv_ground_type: NECB_Default :rotation_degrees: NECB_Default :run_annual_simulation: true :s3_bucket: '834599497928' :scale_x: NECB_Default :scale_y: NECB_Default :scale_z: NECB_Default :shw_eff: NECB_Default :skylight_cond: NECB_Default :skylight_solar_trans: NECB_Default :srr_set: NECB_Default :template: NECB2017 | 2.8525e-05 | TRUE | 2368.9251 |  | https://s3.console.aws.amazon.com/s3/buckets/834599497928?region=ca-central-1&prefix=osdev/baseline_2021_03_27/3160af0a-7f39-4875-8471-18cda6cd400b/output/df64d22c-d456-46dd-808f-382c8a838e4b/ | 1.0.002 | 0 | 0 |  | 0 | 0 | tier_1 | 0
233 |  |  | NECB_Default | NECB_Default | NECB_Default | NECB_Default | NECB_Default | NECB_Default | NECB_Default | NECB_Default | Hospital | NECB2017 | CAN_BC_Vancouver.Intl.AP.718920_CWEC2016.epw | Electricity | NECB_Default | NECB_Default | NECB_Default | NECB_Default | NECB_Default | NECB_Default | NECB_Default | NECB_Default | NECB_Default | NECB_Default | NECB_Default | NECB_Default | NECB_Default | NECB_Default | NECB_Default | NECB_Default | NECB_Default | NECB_Default | NECB_Default | NECB_Default | NECB_Default | NECB_Default | NECB_Default | NECB_Default | NECB_Default | NECB_Default | NECB_Default | aws_batch | 834599497928 | [5 empty] | baseline_2021_03_27 | 3160af0a-7f39-4875-8471-18cda6cd400b | TRUE | TRUE | 957fd594-b1e7-4688-914a-0d6b3c225665 |  | 22436.08 | 9006.9497 | 40 | Hospital |  |  | 2 | Hospital | 5 |  | 6 | NECB2017 | 0.10131 | 88900.7399 | 44.2548 | 9.1814 | 61.9288 | 5.6165 | 303.912 | 182.9305 | VANCOUVER | BRITISH COLUMBIA | 1.9391 | 0 | 0 | 1.9391 | 19.3638 | 0 | 0 | 19.3638 | 0 | 0.022437 | 0 | 0 | 0.68423 | 0.11987 | 0.023949 | 0.094324 | 0.11637 | 0.2277 | 0 | 0.0017753 | 0.68423 | 0.077689 | 54.7154 | 0 | Electricity | 40 | 0.757 |  | 0.568 |  |  |  | 0.193 | 0.315 | 2.1 | 2.1 | 2 | Vancouver Intl AP | CAN | 42 | 2797 | 49.195 | -123.184 | 4 | 2800 | BC | CAN_BC_Vancouver.Intl.AP.718920_CWEC2016.epw | 0 | 4.7689 | 0.0034373 | 1743.03 | 0 | 1387.4028 | 25.2193 | 0.018177 | 9217.64 | 0.1 | 2021-03-27 18:58:04 +0000 | f477b7f5 | 0.2.11 | :adv_dx_units: NECB_Default :analysis_id: 3160af0a-7f39-4875-8471-18cda6cd400b :analysis_name: baseline_2021_03_27 :boiler_eff: NECB_Default :btap_batch_version: 1.0.002 :building_type: Hospital :compute_environment: aws_batch :datapoint_id: 957fd594-b1e7-4688-914a-0d6b3c225665 :daylighting_type: NECB_Default :dcv_type: NECB_Default :door_construction_cond: NECB_Default :ecm_system_name: NECB_Default :enable_costing: true :epw_file: CAN_BC_Vancouver.Intl.AP.718920_CWEC2016.epw :erv_package: NECB_Default :ext_floor_cond: NECB_Default :ext_roof_cond: NECB_Default :ext_wall_cond: NECB_Default :fdwr_set: NECB_Default :fixed_wind_solar_trans: NECB_Default :fixed_window_cond: NECB_Default :furnace_eff: NECB_Default :glass_door_cond: NECB_Default :glass_door_solar_trans: NECB_Default :ground_floor_cond: NECB_Default :ground_roof_cond: NECB_Default :ground_wall_cond: NECB_Default :lights_scale: NECB_Default :lights_type: NECB_Default :overhead_door_cond: NECB_Default :primary_heating_fuel: Electricity :pv_ground_azimuth_angle: NECB_Default :pv_ground_module_description: NECB_Default :pv_ground_tilt_angle: NECB_Default :pv_ground_total_area_pv_panels_m2: NECB_Default :pv_ground_type: NECB_Default :rotation_degrees: NECB_Default :run_annual_simulation: true :s3_bucket: '834599497928' :scale_x: NECB_Default :scale_y: NECB_Default :scale_z: NECB_Default :shw_eff: NECB_Default :skylight_cond: NECB_Default :skylight_solar_trans: NECB_Default :srr_set: NECB_Default :template: NECB2017 | 0.00011678 | TRUE | 2370.0303 |  | https://s3.console.aws.amazon.com/s3/buckets/834599497928?region=ca-central-1&prefix=osdev/baseline_2021_03_27/3160af0a-7f39-4875-8471-18cda6cd400b/output/957fd594-b1e7-4688-914a-0d6b3c225665/ | 1.0.002 | 0 | 0 |  | 0 | 0 | tier_1 | 0
234 |  |  | NECB_Default | NECB_Default | NECB_Default | NECB_Default | NECB_Default | NECB_Default | NECB_Default | NECB_Default | Hospital | NECB2017 | CAN_NS_Halifax.Dockyard.713280_CWEC2016.epw | NaturalGas | NECB_Default | NECB_Default | NECB_Default | NECB_Default | NECB_Default | NECB_Default | NECB_Default | NECB_Default | NECB_Default | NECB_Default | NECB_Default | NECB_Default | NECB_Default | NECB_Default | NECB_Default | NECB_Default | NECB_Default | NECB_Default | NECB_Default | NECB_Default | NECB_Default | NECB_Default | NECB_Default | NECB_Default | NECB_Default | NECB_Default | NECB_Default | aws_batch | 834599497928 | [5 empty] | baseline_2021_03_27 | 3160af0a-7f39-4875-8471-18cda6cd400b | TRUE | TRUE | 9919da62-5006-41fd-b7fb-0bf2c0dd09c2 |  | 22436.08 | 9006.9497 | 40 | Hospital |  |  | 2 | Hospital | 5 |  | 6 | NECB2017 | 0.10131 | 88900.7399 | 41.6608 | 15.0584 | 61.6732 | 1.5765 | 281.2227 | 161.2538 | HALIFAX | NOVA SCOTIA | 106.7764 | 14.048 | 0 | 120.8245 | 20.9408 | 3.5459 | 0 | 24.4867 | 0 | 0.02908 | 0 | 0 | 0.52655 | 0.11884 | 0.031398 | 0.17827 | 0.11637 | 0.2277 | 0.28231 | 0.0030228 | 0.80886 | 0.10404 | 34.8491 | 61.217 | Natural Gas | 40 | 0.757 |  | 0.284 |  |  |  | 0.156 | 0.247 | 1.9 | 1.9 | 2 | Halifax Dockyard | CAN | 112 | 3647 | 44.655 | -63.577 | 6 | 4000 | NS | CAN_NS_Halifax.Dockyard.713280_CWEC2016.epw | 0 | 0 | 0 | 0 | 2334.27 | 1581.5383 | 25.2193 | 0.015946 | 9217.64 | 0.1 | 2021-03-27 18:58:22 +0000 | f477b7f5 | 0.2.11 | :adv_dx_units: NECB_Default :analysis_id: 3160af0a-7f39-4875-8471-18cda6cd400b :analysis_name: baseline_2021_03_27 :boiler_eff: NECB_Default :btap_batch_version: 1.0.002 :building_type: Hospital :compute_environment: aws_batch :datapoint_id: 9919da62-5006-41fd-b7fb-0bf2c0dd09c2 :daylighting_type: NECB_Default :dcv_type: NECB_Default :door_construction_cond: NECB_Default :ecm_system_name: NECB_Default :enable_costing: true :epw_file: CAN_NS_Halifax.Dockyard.713280_CWEC2016.epw :erv_package: NECB_Default :ext_floor_cond: NECB_Default :ext_roof_cond: NECB_Default :ext_wall_cond: NECB_Default :fdwr_set: NECB_Default :fixed_wind_solar_trans: NECB_Default :fixed_window_cond: NECB_Default :furnace_eff: NECB_Default :glass_door_cond: NECB_Default :glass_door_solar_trans: NECB_Default :ground_floor_cond: NECB_Default :ground_roof_cond: NECB_Default :ground_wall_cond: NECB_Default :lights_scale: NECB_Default :lights_type: NECB_Default :overhead_door_cond: NECB_Default :primary_heating_fuel: NaturalGas :pv_ground_azimuth_angle: NECB_Default :pv_ground_module_description: NECB_Default :pv_ground_tilt_angle: NECB_Default :pv_ground_total_area_pv_panels_m2: NECB_Default :pv_ground_type: NECB_Default :rotation_degrees: NECB_Default :run_annual_simulation: true :s3_bucket: '834599497928' :scale_x: NECB_Default :scale_y: NECB_Default :scale_z: NECB_Default :shw_eff: NECB_Default :skylight_cond: NECB_Default :skylight_solar_trans: NECB_Default :srr_set: NECB_Default :template: NECB2017 | 0.00014307 | TRUE | 2371.5346 |  | https://s3.console.aws.amazon.com/s3/buckets/834599497928?region=ca-central-1&prefix=osdev/baseline_2021_03_27/3160af0a-7f39-4875-8471-18cda6cd400b/output/9919da62-5006-41fd-b7fb-0bf2c0dd09c2/ | 1.0.002 | 0 | 0 |  | 0 | 0 | tier_1 | 0
235 |  |  | NECB_Default | NECB_Default | NECB_Default | NECB_Default | NECB_Default | NECB_Default | NECB_Default | NECB_Default | Hospital | NECB2017 | CAN_AB_Edmonton.Intl.AP.711230_CWEC2016.epw | NaturalGas | NECB_Default | NECB_Default | NECB_Default | NECB_Default | NECB_Default | NECB_Default | NECB_Default | NECB_Default | NECB_Default | NECB_Default | NECB_Default | NECB_Default | NECB_Default | NECB_Default | NECB_Default | NECB_Default | NECB_Default | NECB_Default | NECB_Default | NECB_Default | NECB_Default | NECB_Default | NECB_Default | NECB_Default | NECB_Default | NECB_Default | NECB_Default | aws_batch | 834599497928 | [5 empty] | baseline_2021_03_27 | 3160af0a-7f39-4875-8471-18cda6cd400b | TRUE | TRUE | 133707df-87db-47f5-bba6-03f99719573e |  | 22436.08 | 9006.9497 | 32.5 | Hospital |  |  | 2 | Hospital | 5 |  | 6 | NECB2017 | 0.10131 | 88900.7399 | 47.019 | 16.9744 | 69.0603 | 1.6258 | 305.2724 | 170.5929 | EDMONTON | ALBERTA | 113.8336 | 21.9871 | 0 | 135.8207 | 10.789 | 1.5686 | 0 | 12.3576 | 0 | 0.02001 | 0 | 0 | 0.5187 | 0.12054 | 0.030877 | 0.31997 | 0.11637 | 0.2277 | 0.43572 | 0.0031209 | 0.95442 | 0.11575 | 34.7189 | 126.3893 | Natural Gas | 32.5 | 0.757 |  | 0.284 |  |  |  | 0.138 | 0.21 | 1.9 | 1.9 | 2 | Edmonton Intl AP | CAN | 23 | 5588 | 53.31 | -113.579 | 7a | 5120 | AB | CAN_AB_Edmonton.Intl.AP.711230_CWEC2016.epw | 0 | 0 | 0 | 0 | 2597.01 | 1640.0936 | 25.2193 | 0.015377 | 9217.64 | 0.1 | 2021-03-27 18:59:52 +0000 | f477b7f5 | 0.2.11 | :adv_dx_units: NECB_Default :analysis_id: 3160af0a-7f39-4875-8471-18cda6cd400b :analysis_name: baseline_2021_03_27 :boiler_eff: NECB_Default :btap_batch_version: 1.0.002 :building_type: Hospital :compute_environment: aws_batch :datapoint_id: 133707df-87db-47f5-bba6-03f99719573e :daylighting_type: NECB_Default :dcv_type: NECB_Default :door_construction_cond: NECB_Default :ecm_system_name: NECB_Default :enable_costing: true :epw_file: CAN_AB_Edmonton.Intl.AP.711230_CWEC2016.epw :erv_package: NECB_Default :ext_floor_cond: NECB_Default :ext_roof_cond: NECB_Default :ext_wall_cond: NECB_Default :fdwr_set: NECB_Default :fixed_wind_solar_trans: NECB_Default :fixed_window_cond: NECB_Default :furnace_eff: NECB_Default :glass_door_cond: NECB_Default :glass_door_solar_trans: NECB_Default :ground_floor_cond: NECB_Default :ground_roof_cond: NECB_Default :ground_wall_cond: NECB_Default :lights_scale: NECB_Default :lights_type: NECB_Default :overhead_door_cond: NECB_Default :primary_heating_fuel: NaturalGas :pv_ground_azimuth_angle: NECB_Default :pv_ground_module_description: NECB_Default :pv_ground_tilt_angle: NECB_Default :pv_ground_total_area_pv_panels_m2: NECB_Default :pv_ground_type: NECB_Default :rotation_degrees: NECB_Default :run_annual_simulation: true :s3_bucket: '834599497928' :scale_x: NECB_Default :scale_y: NECB_Default :scale_z: NECB_Default :shw_eff: NECB_Default :skylight_cond: NECB_Default :skylight_solar_trans: NECB_Default :srr_set: NECB_Default :template: NECB2017 | 8.6914e-05 | TRUE | 2427.5918 |  | https://s3.console.aws.amazon.com/s3/buckets/834599497928?region=ca-central-1&prefix=osdev/baseline_2021_03_27/3160af0a-7f39-4875-8471-18cda6cd400b/output/133707df-87db-47f5-bba6-03f99719573e/ | 1.0.002 | 0 | 0 |  | 0 | 0 | tier_1 | 0
236 |  |  | NECB_Default | NECB_Default | NECB_Default | NECB_Default | NECB_Default | NECB_Default | NECB_Default | NECB_Default | Hospital | NECB2017 | CAN_AB_Calgary.Intl.AP.718770_CWEC2016.epw | NaturalGas | NECB_Default | NECB_Default | NECB_Default | NECB_Default | NECB_Default | NECB_Default | NECB_Default | NECB_Default | NECB_Default | NECB_Default | NECB_Default | NECB_Default | NECB_Default | NECB_Default | NECB_Default | NECB_Default | NECB_Default | NECB_Default | NECB_Default | NECB_Default | NECB_Default | NECB_Default | NECB_Default | NECB_Default | NECB_Default | NECB_Default | NECB_Default | aws_batch | 834599497928 | [5 empty] | baseline_2021_03_27 | 3160af0a-7f39-4875-8471-18cda6cd400b | TRUE | TRUE | 1141e7c5-0465-4187-b356-62350e183550 |  | 22436.08 | 9006.9497 | 33.3 | Hospital |  |  | 2 | Hospital | 5 |  | 6 | NECB2017 | 0.10131 | 88900.7399 | 47.1059 | 16.7551 | 68.202 | 1.6265 | 307.3414 | 173.6519 | CALGARY | ALBERTA | 115.5166 | 16.3666 | 0 | 131.8832 | 10.9486 | 1.1676 | 0 | 12.1162 | 0 | 0.022936 | 0 | 0 | 0.52637 | 0.12554 | 0.0307 | 0.21344 | 0.11637 | 0.2277 | 0.32434 | 0.0030357 | 0.85071 | 0.1109 | 35.6869 | 85.7167 | Natural Gas | 33.3 | 0.757 |  | 0.284 |  |  |  | 0.138 | 0.21 | 1.9 | 1.9 | 2 | Calgary Intl AP | CAN | 64 | 4781 | 51.114 | -114.02 | 7a | 5000 | AB | CAN_AB_Calgary.Intl.AP.718770_CWEC2016.epw | 0 | 0 | 0 | 0 | 2488.09 | 1631.7294 | 25.2193 | 0.015456 | 9217.64 | 0.1 | 2021-03-27 18:59:28 +0000 | f477b7f5 | 0.2.11 | :adv_dx_units: NECB_Default :analysis_id: 3160af0a-7f39-4875-8471-18cda6cd400b :analysis_name: baseline_2021_03_27 :boiler_eff: NECB_Default :btap_batch_version: 1.0.002 :building_type: Hospital :compute_environment: aws_batch :datapoint_id: 1141e7c5-0465-4187-b356-62350e183550 :daylighting_type: NECB_Default :dcv_type: NECB_Default :door_construction_cond: NECB_Default :ecm_system_name: NECB_Default :enable_costing: true :epw_file: CAN_AB_Calgary.Intl.AP.718770_CWEC2016.epw :erv_package: NECB_Default :ext_floor_cond: NECB_Default :ext_roof_cond: NECB_Default :ext_wall_cond: NECB_Default :fdwr_set: NECB_Default :fixed_wind_solar_trans: NECB_Default :fixed_window_cond: NECB_Default :furnace_eff: NECB_Default :glass_door_cond: NECB_Default :glass_door_solar_trans: NECB_Default :ground_floor_cond: NECB_Default :ground_roof_cond: NECB_Default :ground_wall_cond: NECB_Default :lights_scale: NECB_Default :lights_type: NECB_Default :overhead_door_cond: NECB_Default :primary_heating_fuel: NaturalGas :pv_ground_azimuth_angle: NECB_Default :pv_ground_module_description: NECB_Default :pv_ground_tilt_angle: NECB_Default :pv_ground_total_area_pv_panels_m2: NECB_Default :pv_ground_type: NECB_Default :rotation_degrees: NECB_Default :run_annual_simulation: true :s3_bucket: '834599497928' :scale_x: NECB_Default :scale_y: NECB_Default :scale_z: NECB_Default :shw_eff: NECB_Default :skylight_cond: NECB_Default :skylight_solar_trans: NECB_Default :srr_set: NECB_Default :template: NECB2017 | 9.4936e-05 | TRUE | 2429.6876 |  | https://s3.console.aws.amazon.com/s3/buckets/834599497928?region=ca-central-1&prefix=osdev/baseline_2021_03_27/3160af0a-7f39-4875-8471-18cda6cd400b/output/1141e7c5-0465-4187-b356-62350e183550/ | 1.0.002 | 0 | 0 |  | 0 | 0 | tier_1 | 0
237 |  |  | NECB_Default | NECB_Default | NECB_Default | NECB_Default | NECB_Default | NECB_Default | NECB_Default | NECB_Default | Hospital | NECB2017 | CAN_BC_Vancouver.Intl.AP.718920_CWEC2016.epw | NaturalGas | NECB_Default | NECB_Default | NECB_Default | NECB_Default | NECB_Default | NECB_Default | NECB_Default | NECB_Default | NECB_Default | NECB_Default | NECB_Default | NECB_Default | NECB_Default | NECB_Default | NECB_Default | NECB_Default | NECB_Default | NECB_Default | NECB_Default | NECB_Default | NECB_Default | NECB_Default | NECB_Default | NECB_Default | NECB_Default | NECB_Default | NECB_Default | aws_batch | 834599497928 | [5 empty] | baseline_2021_03_27 | 3160af0a-7f39-4875-8471-18cda6cd400b | TRUE | TRUE | fc815bc6-60a1-4fa9-8c99-d9f22055dcb7 |  | 22436.08 | 9006.9497 | 40 | Hospital |  |  | 2 | Hospital | 5 |  | 6 | NECB2017 | 0.10131 | 88900.7399 | 44.2548 | 13.8063 | 61.9288 | 1.5974 | 286.3586 | 164.7714 | VANCOUVER | BRITISH COLUMBIA | 1.4551 | 11.7742 | 0 | 13.2292 | 14.5305 | 2.6414 | 0 | 17.172 | 0 | 0.02271 | 0 | 0 | 0.51345 | 0.11996 | 0.023959 | 0.13406 | 0.11637 | 0.2277 | 0.23355 | 0.002631 | 0.74699 | 0.09949 | 34.0106 | 45.9978 | Natural Gas | 40 | 0.757 |  | 0.568 |  |  |  | 0.193 | 0.315 | 2.1 | 2.1 | 2 | Vancouver Intl AP | CAN | 42 | 2797 | 49.195 | -123.184 | 4 | 2800 | BC | CAN_BC_Vancouver.Intl.AP.718920_CWEC2016.epw | 0 | 0 | 0 | 0 | 2232.17 | 1387.4028 | 25.2193 | 0.018177 | 9217.64 | 0.1 | 2021-03-27 19:01:38 +0000 | f477b7f5 | 0.2.11 | :adv_dx_units: NECB_Default :analysis_id: 3160af0a-7f39-4875-8471-18cda6cd400b :analysis_name: baseline_2021_03_27 :boiler_eff: NECB_Default :btap_batch_version: 1.0.002 :building_type: Hospital :compute_environment: aws_batch :datapoint_id: fc815bc6-60a1-4fa9-8c99-d9f22055dcb7 :daylighting_type: NECB_Default :dcv_type: NECB_Default :door_construction_cond: NECB_Default :ecm_system_name: NECB_Default :enable_costing: true :epw_file: CAN_BC_Vancouver.Intl.AP.718920_CWEC2016.epw :erv_package: NECB_Default :ext_floor_cond: NECB_Default :ext_roof_cond: NECB_Default :ext_wall_cond: NECB_Default :fdwr_set: NECB_Default :fixed_wind_solar_trans: NECB_Default :fixed_window_cond: NECB_Default :furnace_eff: NECB_Default :glass_door_cond: NECB_Default :glass_door_solar_trans: NECB_Default :ground_floor_cond: NECB_Default :ground_roof_cond: NECB_Default :ground_wall_cond: NECB_Default :lights_scale: NECB_Default :lights_type: NECB_Default :overhead_door_cond: NECB_Default :primary_heating_fuel: NaturalGas :pv_ground_azimuth_angle: NECB_Default :pv_ground_module_description: NECB_Default :pv_ground_tilt_angle: NECB_Default :pv_ground_total_area_pv_panels_m2: NECB_Default :pv_ground_type: NECB_Default :rotation_degrees: NECB_Default :run_annual_simulation: true :s3_bucket: '834599497928' :scale_x: NECB_Default :scale_y: NECB_Default :scale_z: NECB_Default :shw_eff: NECB_Default :skylight_cond: NECB_Default :skylight_solar_trans: NECB_Default :srr_set: NECB_Default :template: NECB2017 | 0.00011678 | TRUE | 2612.1329 |  | https://s3.console.aws.amazon.com/s3/buckets/834599497928?region=ca-central-1&prefix=osdev/baseline_2021_03_27/3160af0a-7f39-4875-8471-18cda6cd400b/output/fc815bc6-60a1-4fa9-8c99-d9f22055dcb7/ | 1.0.002 | 0 | 0 |  | 0 | 0 | tier_1 | 0